## bus
| name | vn_kv | type | zone | in_service
0 | bus_LV_2476-3_0_11_node_0 | 0.4 | n |  | TRUE
1 | bus_LV_2476-3_0_11_node_1 | 0.4 | n |  | TRUE
2 | bus_LV_2476-3_0_11_node_2 | 0.4 | n |  | TRUE
3 | bus_LV_2476-3_0_11_node_3 | 0.4 | n |  | TRUE
4 | bus_LV_2476-3_0_11_node_4 | 0.4 | n |  | TRUE
5 | bus_LV_2476-3_0_11_node_164 | 0.4 | n |  | TRUE
6 | bus_LV_2476-3_0_11_node_290 | 0.4 | n |  | TRUE
7 | bus_LV_2476-3_0_11_node_288 | 0.4 | n |  | TRUE
8 | bus_LV_2476-3_0_11_node_165 | 0.4 | n |  | TRUE
9 | bus_LV_2476-3_0_11_node_308 | 0.4 | n |  | TRUE
10 | bus_LV_2476-3_0_11_node_289 | 0.4 | n |  | TRUE
11 | bus_LV_2476-3_0_11_node_5 | 0.4 | n |  | TRUE
12 | bus_LV_2476-3_0_11_node_6 | 0.4 | n |  | TRUE
13 | bus_LV_2476-3_0_11_node_8 | 0.4 | n |  | TRUE
14 | bus_LV_2476-3_0_11_node_160 | 0.4 | n |  | TRUE
15 | bus_LV_2476-3_0_11_node_157 | 0.4 | n |  | TRUE
16 | bus_LV_2476-3_0_11_node_9 | 0.4 | n |  | TRUE
17 | bus_LV_2476-3_0_11_node_201 | 0.4 | n |  | TRUE
18 | bus_LV_2476-3_0_11_node_10 | 0.4 | n |  | TRUE
19 | bus_LV_2476-3_0_11_node_100 | 0.4 | n |  | TRUE
20 | bus_LV_2476-3_0_11_node_97 | 0.4 | n |  | TRUE
21 | bus_LV_2476-3_0_11_node_11 | 0.4 | n |  | TRUE
22 | bus_LV_2476-3_0_11_node_200 | 0.4 | n |  | TRUE
23 | bus_LV_2476-3_0_11_node_197 | 0.4 | n |  | TRUE
24 | bus_LV_2476-3_0_11_node_12 | 0.4 | n |  | TRUE
25 | bus_LV_2476-3_0_11_node_13 | 0.4 | n |  | TRUE
26 | bus_LV_2476-3_0_11_node_16 | 0.4 | n |  | TRUE
27 | bus_LV_2476-3_0_11_node_306 | 0.4 | n |  | TRUE
28 | bus_LV_2476-3_0_11_node_59 | 0.4 | n |  | TRUE
29 | bus_LV_2476-3_0_11_node_315 | 0.4 | n |  | TRUE
30 | bus_LV_2476-3_0_11_node_14 | 0.4 | n |  | TRUE
31 | bus_LV_2476-3_0_11_node_15 | 0.4 | n |  | TRUE
32 | bus_LV_2476-3_0_11_node_146 | 0.4 | n |  | TRUE
33 | bus_LV_2476-3_0_11_node_265 | 0.4 | n |  | TRUE
34 | bus_LV_2476-3_0_11_node_182 | 0.4 | n |  | TRUE
35 | bus_LV_2476-3_0_11_node_180 | 0.4 | n |  | TRUE
36 | bus_LV_2476-3_0_11_node_17 | 0.4 | n |  | TRUE
37 | bus_LV_2476-3_0_11_node_22 | 0.4 | n |  | TRUE
38 | bus_LV_2476-3_0_11_node_191 | 0.4 | n |  | TRUE
39 | bus_LV_2476-3_0_11_node_233 | 0.4 | n |  | TRUE
40 | bus_LV_2476-3_0_11_node_158 | 0.4 | n |  | TRUE
41 | bus_LV_2476-3_0_11_node_202 | 0.4 | n |  | TRUE
42 | bus_LV_2476-3_0_11_node_78 | 0.4 | n |  | TRUE
43 | bus_LV_2476-3_0_11_node_305 | 0.4 | n |  | TRUE
44 | bus_LV_2476-3_0_11_node_75 | 0.4 | n |  | TRUE
45 | bus_LV_2476-3_0_11_node_98 | 0.4 | n |  | TRUE
46 | bus_LV_2476-3_0_11_node_254 | 0.4 | n |  | TRUE
47 | bus_LV_2476-3_0_11_node_198 | 0.4 | n |  | TRUE
48 | bus_LV_2476-3_0_11_node_304 | 0.4 | n |  | TRUE
49 | bus_LV_2476-3_0_11_node_61 | 0.4 | n |  | TRUE
50 | bus_LV_2476-3_0_11_node_57 | 0.4 | n |  | TRUE
51 | bus_LV_2476-3_0_11_node_316 | 0.4 | n |  | TRUE
52 | bus_LV_2476-3_0_11_node_145 | 0.4 | n |  | TRUE
53 | bus_LV_2476-3_0_11_node_263 | 0.4 | n |  | TRUE
54 | bus_LV_2476-3_0_11_node_298 | 0.4 | n |  | TRUE
55 | bus_LV_2476-3_0_11_node_181 | 0.4 | n |  | TRUE
56 | bus_LV_2476-3_0_11_node_20 | 0.4 | n |  | TRUE
57 | bus_LV_2476-3_0_11_node_56 | 0.4 | n |  | TRUE
58 | bus_LV_2476-3_0_11_node_18 | 0.4 | n |  | TRUE
59 | bus_LV_2476-3_0_11_node_19 | 0.4 | n |  | TRUE
60 | bus_LV_2476-3_0_11_node_21 | 0.4 | n |  | TRUE
61 | bus_LV_2476-3_0_11_node_23 | 0.4 | n |  | TRUE
62 | bus_LV_2476-3_0_11_node_24 | 0.4 | n |  | TRUE
63 | bus_LV_2476-3_0_11_node_25 | 0.4 | n |  | TRUE
64 | bus_LV_2476-3_0_11_node_171 | 0.4 | n |  | TRUE
65 | bus_LV_2476-3_0_11_node_187 | 0.4 | n |  | TRUE
66 | bus_LV_2476-3_0_11_node_172 | 0.4 | n |  | TRUE
67 | bus_LV_2476-3_0_11_node_190 | 0.4 | n |  | TRUE
68 | bus_LV_2476-3_0_11_node_26 | 0.4 | n |  | TRUE
69 | bus_LV_2476-3_0_11_node_27 | 0.4 | n |  | TRUE
70 | bus_LV_2476-3_0_11_node_28 | 0.4 | n |  | TRUE
71 | bus_LV_2476-3_0_11_node_29 | 0.4 | n |  | TRUE
72 | bus_LV_2476-3_0_11_node_30 | 0.4 | n |  | TRUE
73 | bus_LV_2476-3_0_11_node_31 | 0.4 | n |  | TRUE
74 | bus_LV_2476-3_0_11_node_153 | 0.4 | n |  | TRUE
75 | bus_LV_2476-3_0_11_node_109 | 0.4 | n |  | TRUE
76 | bus_LV_2476-3_0_11_node_253 | 0.4 | n |  | TRUE
77 | bus_LV_2476-3_0_11_node_285 | 0.4 | n |  | TRUE
78 | bus_LV_2476-3_0_11_node_154 | 0.4 | n |  | TRUE
79 | bus_LV_2476-3_0_11_node_108 | 0.4 | n |  | TRUE
80 | bus_LV_2476-3_0_11_node_251 | 0.4 | n |  | TRUE
81 | bus_LV_2476-3_0_11_node_284 | 0.4 | n |  | TRUE
82 | bus_LV_2476-3_0_11_node_32 | 0.4 | n |  | TRUE
83 | bus_LV_2476-3_0_11_node_33 | 0.4 | n |  | TRUE
84 | bus_LV_2476-3_0_11_node_34 | 0.4 | n |  | TRUE
85 | bus_LV_2476-3_0_11_node_35 | 0.4 | n |  | TRUE
86 | bus_LV_2476-3_0_11_node_36 | 0.4 | n |  | TRUE
87 | bus_LV_2476-3_0_11_node_178 | 0.4 | n |  | TRUE
88 | bus_LV_2476-3_0_11_node_83 | 0.4 | n |  | TRUE
89 | bus_LV_2476-3_0_11_node_177 | 0.4 | n |  | TRUE
90 | bus_LV_2476-3_0_11_node_81 | 0.4 | n |  | TRUE
91 | bus_LV_2476-3_0_11_node_37 | 0.4 | n |  | TRUE
92 | bus_LV_2476-3_0_11_node_38 | 0.4 | n |  | TRUE
93 | bus_LV_2476-3_0_11_node_39 | 0.4 | n |  | TRUE
94 | bus_LV_2476-3_0_11_node_40 | 0.4 | n |  | TRUE
95 | bus_LV_2476-3_0_11_node_41 | 0.4 | n |  | TRUE
96 | bus_LV_2476-3_0_11_node_136 | 0.4 | n |  | TRUE
97 | bus_LV_2476-3_0_11_node_183 | 0.4 | n |  | TRUE
98 | bus_LV_2476-3_0_11_node_184 | 0.4 | n |  | TRUE
99 | bus_LV_2476-3_0_11_node_95 | 0.4 | n |  | TRUE
100 | bus_LV_2476-3_0_11_node_42 | 0.4 | n |  | TRUE
101 | bus_LV_2476-3_0_11_node_43 | 0.4 | n |  | TRUE
102 | bus_LV_2476-3_0_11_node_44 | 0.4 | n |  | TRUE
103 | bus_LV_2476-3_0_11_node_45 | 0.4 | n |  | TRUE
104 | bus_LV_2476-3_0_11_node_46 | 0.4 | n |  | TRUE
105 | bus_LV_2476-3_0_11_node_230 | 0.4 | n |  | TRUE
106 | bus_LV_2476-3_0_11_node_231 | 0.4 | n |  | TRUE
107 | bus_LV_2476-3_0_11_node_47 | 0.4 | n |  | TRUE
108 | bus_LV_2476-3_0_11_node_48 | 0.4 | n |  | TRUE
109 | bus_LV_2476-3_0_11_node_49 | 0.4 | n |  | TRUE
110 | bus_LV_2476-3_0_11_node_50 | 0.4 | n |  | TRUE
111 | bus_LV_2476-3_0_11_node_51 | 0.4 | n |  | TRUE
112 | bus_LV_2476-3_0_11_node_135 | 0.4 | n |  | TRUE
113 | bus_LV_2476-3_0_11_node_242 | 0.4 | n |  | TRUE
114 | bus_LV_2476-3_0_11_node_139 | 0.4 | n |  | TRUE
115 | bus_LV_2476-3_0_11_node_131 | 0.4 | n |  | TRUE
116 | bus_LV_2476-3_0_11_node_243 | 0.4 | n |  | TRUE
117 | bus_LV_2476-3_0_11_node_52 | 0.4 | n |  | TRUE
118 | bus_LV_2476-3_0_11_node_53 | 0.4 | n |  | TRUE
119 | bus_LV_2476-3_0_11_node_54 | 0.4 | n |  | TRUE
120 | bus_LV_2476-3_0_11_node_55 | 0.4 | n |  | TRUE
121 | bus_LV_2476-3_0_11_node_128 | 0.4 | n |  | TRUE
122 | bus_LV_2476-3_0_11_node_126 | 0.4 | n |  | TRUE
123 | bus_LV_2476-3_0_11_node_58 | 0.4 | n |  | TRUE
124 | bus_LV_2476-3_0_11_node_60 | 0.4 | n |  | TRUE
125 | bus_LV_2476-3_0_11_node_325 | 0.4 | n |  | TRUE
126 | bus_LV_2476-3_0_11_node_155 | 0.4 | n |  | TRUE
127 | bus_LV_2476-3_0_11_node_326 | 0.4 | n |  | TRUE
128 | bus_LV_2476-3_0_11_node_156 | 0.4 | n |  | TRUE
129 | bus_LV_2476-3_0_11_node_62 | 0.4 | n |  | TRUE
130 | bus_LV_2476-3_0_11_node_63 | 0.4 | n |  | TRUE
131 | bus_LV_2476-3_0_11_node_64 | 0.4 | n |  | TRUE
132 | bus_LV_2476-3_0_11_node_66 | 0.4 | n |  | TRUE
133 | bus_LV_2476-3_0_11_node_65 | 0.4 | n |  | TRUE
134 | bus_LV_2476-3_0_11_node_90 | 0.4 | n |  | TRUE
135 | bus_LV_2476-3_0_11_node_89 | 0.4 | n |  | TRUE
136 | bus_LV_2476-3_0_11_node_299 | 0.4 | n |  | TRUE
137 | bus_LV_2476-3_0_11_node_111 | 0.4 | n |  | TRUE
138 | bus_LV_2476-3_0_11_node_70 | 0.4 | n |  | TRUE
139 | bus_LV_2476-3_0_11_node_283 | 0.4 | n |  | TRUE
140 | bus_LV_2476-3_0_11_node_67 | 0.4 | n |  | TRUE
141 | bus_LV_2476-3_0_11_node_68 | 0.4 | n |  | TRUE
142 | bus_LV_2476-3_0_11_node_69 | 0.4 | n |  | TRUE
143 | bus_LV_2476-3_0_11_node_71 | 0.4 | n |  | TRUE
144 | bus_LV_2476-3_0_11_node_255 | 0.4 | n |  | TRUE
145 | bus_LV_2476-3_0_11_node_256 | 0.4 | n |  | TRUE
146 | bus_LV_2476-3_0_11_node_73 | 0.4 | n |  | TRUE
147 | bus_LV_2476-3_0_11_node_74 | 0.4 | n |  | TRUE
148 | bus_LV_2476-3_0_11_node_76 | 0.4 | n |  | TRUE
149 | bus_LV_2476-3_0_11_node_77 | 0.4 | n |  | TRUE
150 | bus_LV_2476-3_0_11_node_286 | 0.4 | n |  | TRUE
151 | bus_LV_2476-3_0_11_node_163 | 0.4 | n |  | TRUE
152 | bus_LV_2476-3_0_11_node_79 | 0.4 | n |  | TRUE
153 | bus_LV_2476-3_0_11_node_80 | 0.4 | n |  | TRUE
154 | bus_LV_2476-3_0_11_node_82 | 0.4 | n |  | TRUE
155 | bus_LV_2476-3_0_11_node_159 | 0.4 | n |  | TRUE
156 | bus_LV_2476-3_0_11_node_84 | 0.4 | n |  | TRUE
157 | bus_LV_2476-3_0_11_node_85 | 0.4 | n |  | TRUE
158 | bus_LV_2476-3_0_11_node_86 | 0.4 | n |  | TRUE
159 | bus_LV_2476-3_0_11_node_87 | 0.4 | n |  | TRUE
160 | bus_LV_2476-3_0_11_node_88 | 0.4 | n |  | TRUE
161 | bus_LV_2476-3_0_11_node_232 | 0.4 | n |  | TRUE
162 | bus_LV_2476-3_0_11_node_119 | 0.4 | n |  | TRUE
163 | bus_LV_2476-3_0_11_node_169 | 0.4 | n |  | TRUE
164 | bus_LV_2476-3_0_11_node_226 | 0.4 | n |  | TRUE
165 | bus_LV_2476-3_0_11_node_117 | 0.4 | n |  | TRUE
166 | bus_LV_2476-3_0_11_node_167 | 0.4 | n |  | TRUE
167 | bus_LV_2476-3_0_11_node_91 | 0.4 | n |  | TRUE
168 | bus_LV_2476-3_0_11_node_92 | 0.4 | n |  | TRUE
169 | bus_LV_2476-3_0_11_node_93 | 0.4 | n |  | TRUE
170 | bus_LV_2476-3_0_11_node_94 | 0.4 | n |  | TRUE
171 | bus_LV_2476-3_0_11_node_96 | 0.4 | n |  | TRUE
172 | bus_LV_2476-3_0_11_node_296 | 0.4 | n |  | TRUE
173 | bus_LV_2476-3_0_11_node_323 | 0.4 | n |  | TRUE
174 | bus_LV_2476-3_0_11_node_127 | 0.4 | n |  | TRUE
175 | bus_LV_2476-3_0_11_node_322 | 0.4 | n |  | TRUE
176 | bus_LV_2476-3_0_11_node_99 | 0.4 | n |  | TRUE
177 | bus_LV_2476-3_0_11_node_161 | 0.4 | n |  | TRUE
178 | bus_LV_2476-3_0_11_node_162 | 0.4 | n |  | TRUE
179 | bus_LV_2476-3_0_11_node_228 | 0.4 | n |  | TRUE
180 | bus_LV_2476-3_0_11_node_151 | 0.4 | n |  | TRUE
181 | bus_LV_2476-3_0_11_node_107 | 0.4 | n |  | TRUE
182 | bus_LV_2476-3_0_11_node_102 | 0.4 | n |  | TRUE
183 | bus_LV_2476-3_0_11_node_103 | 0.4 | n |  | TRUE
184 | bus_LV_2476-3_0_11_node_104 | 0.4 | n |  | TRUE
185 | bus_LV_2476-3_0_11_node_105 | 0.4 | n |  | TRUE
186 | bus_LV_2476-3_0_11_node_106 | 0.4 | n |  | TRUE
187 | bus_LV_2476-3_0_11_node_301 | 0.4 | n |  | TRUE
188 | bus_LV_2476-3_0_11_node_212 | 0.4 | n |  | TRUE
189 | bus_LV_2476-3_0_11_node_302 | 0.4 | n |  | TRUE
190 | bus_LV_2476-3_0_11_node_300 | 0.4 | n |  | TRUE
191 | bus_LV_2476-3_0_11_node_132 | 0.4 | n |  | TRUE
192 | bus_LV_2476-3_0_11_node_324 | 0.4 | n |  | TRUE
193 | bus_LV_2476-3_0_11_node_317 | 0.4 | n |  | TRUE
194 | bus_LV_2476-3_0_11_node_112 | 0.4 | n |  | TRUE
195 | bus_LV_2476-3_0_11_node_113 | 0.4 | n |  | TRUE
196 | bus_LV_2476-3_0_11_node_114 | 0.4 | n |  | TRUE
197 | bus_LV_2476-3_0_11_node_115 | 0.4 | n |  | TRUE
198 | bus_LV_2476-3_0_11_node_116 | 0.4 | n |  | TRUE
199 | bus_LV_2476-3_0_11_node_273 | 0.4 | n |  | TRUE
200 | bus_LV_2476-3_0_11_node_247 | 0.4 | n |  | TRUE
201 | bus_LV_2476-3_0_11_node_274 | 0.4 | n |  | TRUE
202 | bus_LV_2476-3_0_11_node_118 | 0.4 | n |  | TRUE
203 | bus_LV_2476-3_0_11_node_120 | 0.4 | n |  | TRUE
204 | bus_LV_2476-3_0_11_node_204 | 0.4 | n |  | TRUE
205 | bus_LV_2476-3_0_11_node_205 | 0.4 | n |  | TRUE
206 | bus_LV_2476-3_0_11_node_121 | 0.4 | n |  | TRUE
207 | bus_LV_2476-3_0_11_node_122 | 0.4 | n |  | TRUE
208 | bus_LV_2476-3_0_11_node_123 | 0.4 | n |  | TRUE
209 | bus_LV_2476-3_0_11_node_287 | 0.4 | n |  | TRUE
210 | bus_LV_2476-3_0_11_node_276 | 0.4 | n |  | TRUE
211 | bus_LV_2476-3_0_11_node_124 | 0.4 | n |  | TRUE
212 | bus_LV_2476-3_0_11_node_125 | 0.4 | n |  | TRUE
213 | bus_LV_2476-3_0_11_node_129 | 0.4 | n |  | TRUE
214 | bus_LV_2476-3_0_11_node_130 | 0.4 | n |  | TRUE
215 | bus_LV_2476-3_0_11_node_133 | 0.4 | n |  | TRUE
216 | bus_LV_2476-3_0_11_node_134 | 0.4 | n |  | TRUE
217 | bus_LV_2476-3_0_11_node_214 | 0.4 | n |  | TRUE
218 | bus_LV_2476-3_0_11_node_213 | 0.4 | n |  | TRUE
219 | bus_LV_2476-3_0_11_node_141 | 0.4 | n |  | TRUE
220 | bus_LV_2476-3_0_11_node_137 | 0.4 | n |  | TRUE
221 | bus_LV_2476-3_0_11_node_185 | 0.4 | n |  | TRUE
222 | bus_LV_2476-3_0_11_node_138 | 0.4 | n |  | TRUE
223 | bus_LV_2476-3_0_11_node_140 | 0.4 | n |  | TRUE
224 | bus_LV_2476-3_0_11_node_144 | 0.4 | n |  | TRUE
225 | bus_LV_2476-3_0_11_node_142 | 0.4 | n |  | TRUE
226 | bus_LV_2476-3_0_11_node_143 | 0.4 | n |  | TRUE
227 | bus_LV_2476-3_0_11_node_245 | 0.4 | n |  | TRUE
228 | bus_LV_2476-3_0_11_node_246 | 0.4 | n |  | TRUE
229 | bus_LV_2476-3_0_11_node_147 | 0.4 | n |  | TRUE
230 | bus_LV_2476-3_0_11_node_148 | 0.4 | n |  | TRUE
231 | bus_LV_2476-3_0_11_node_150 | 0.4 | n |  | TRUE
232 | bus_LV_2476-3_0_11_node_149 | 0.4 | n |  | TRUE
233 | bus_LV_2476-3_0_11_node_152 | 0.4 | n |  | TRUE
234 | bus_LV_2476-3_0_11_node_211 | 0.4 | n |  | TRUE
235 | bus_LV_2476-3_0_11_node_229 | 0.4 | n |  | TRUE
236 | bus_LV_2476-3_0_11_node_240 | 0.4 | n |  | TRUE
237 | bus_LV_2476-3_0_11_node_210 | 0.4 | n |  | TRUE
238 | bus_LV_2476-3_0_11_node_227 | 0.4 | n |  | TRUE
239 | bus_LV_2476-3_0_11_node_238 | 0.4 | n |  | TRUE
240 | bus_LV_2476-3_0_11_node_209 | 0.4 | n |  | TRUE
241 | bus_LV_2476-3_0_11_node_248 | 0.4 | n |  | TRUE
242 | bus_LV_2476-3_0_11_node_234 | 0.4 | n |  | TRUE
243 | bus_LV_2476-3_0_11_node_166 | 0.4 | n |  | TRUE
244 | bus_LV_2476-3_0_11_node_303 | 0.4 | n |  | TRUE
245 | bus_LV_2476-3_0_11_node_275 | 0.4 | n |  | TRUE
246 | bus_LV_2476-3_0_11_node_168 | 0.4 | n |  | TRUE
247 | bus_LV_2476-3_0_11_node_170 | 0.4 | n |  | TRUE
248 | bus_LV_2476-3_0_11_node_179 | 0.4 | n |  | TRUE
249 | bus_LV_2476-3_0_11_node_235 | 0.4 | n |  | TRUE
250 | bus_LV_2476-3_0_11_node_220 | 0.4 | n |  | TRUE
251 | bus_LV_2476-3_0_11_node_261 | 0.4 | n |  | TRUE
252 | bus_LV_2476-3_0_11_node_173 | 0.4 | n |  | TRUE
253 | bus_LV_2476-3_0_11_node_174 | 0.4 | n |  | TRUE
254 | bus_LV_2476-3_0_11_node_176 | 0.4 | n |  | TRUE
255 | bus_LV_2476-3_0_11_node_206 | 0.4 | n |  | TRUE
256 | bus_LV_2476-3_0_11_node_207 | 0.4 | n |  | TRUE
257 | bus_LV_2476-3_0_11_node_280 | 0.4 | n |  | TRUE
258 | bus_LV_2476-3_0_11_node_218 | 0.4 | n |  | TRUE
259 | bus_LV_2476-3_0_11_node_297 | 0.4 | n |  | TRUE
260 | bus_LV_2476-3_0_11_node_186 | 0.4 | n |  | TRUE
261 | bus_LV_2476-3_0_11_node_277 | 0.4 | n |  | TRUE
262 | bus_LV_2476-3_0_11_node_216 | 0.4 | n |  | TRUE
263 | bus_LV_2476-3_0_11_node_259 | 0.4 | n |  | TRUE
264 | bus_LV_2476-3_0_11_node_199 | 0.4 | n |  | TRUE
265 | bus_LV_2476-3_0_11_node_203 | 0.4 | n |  | TRUE
266 | bus_LV_2476-3_0_11_node_281 | 0.4 | n |  | TRUE
267 | bus_LV_2476-3_0_11_node_282 | 0.4 | n |  | TRUE
268 | bus_LV_2476-3_0_11_node_208 | 0.4 | n |  | TRUE
269 | bus_LV_2476-3_0_11_node_225 | 0.4 | n |  | TRUE
270 | bus_LV_2476-3_0_11_node_215 | 0.4 | n |  | TRUE
271 | bus_LV_2476-3_0_11_node_217 | 0.4 | n |  | TRUE
272 | bus_LV_2476-3_0_11_node_219 | 0.4 | n |  | TRUE
273 | bus_LV_2476-3_0_11_node_221 | 0.4 | n |  | TRUE
274 | bus_LV_2476-3_0_11_node_310 | 0.4 | n |  | TRUE
275 | bus_LV_2476-3_0_11_node_311 | 0.4 | n |  | TRUE
276 | bus_LV_2476-3_0_11_node_279 | 0.4 | n |  | TRUE
277 | bus_LV_2476-3_0_11_node_237 | 0.4 | n |  | TRUE
278 | bus_LV_2476-3_0_11_node_239 | 0.4 | n |  | TRUE
279 | bus_LV_2476-3_0_11_node_241 | 0.4 | n |  | TRUE
280 | bus_LV_2476-3_0_11_node_278 | 0.4 | n |  | TRUE
281 | bus_LV_2476-3_0_11_node_244 | 0.4 | n |  | TRUE
282 | bus_LV_2476-3_0_11_node_272 | 0.4 | n |  | TRUE
283 | bus_LV_2476-3_0_11_node_270 | 0.4 | n |  | TRUE
284 | bus_LV_2476-3_0_11_node_249 | 0.4 | n |  | TRUE
285 | bus_LV_2476-3_0_11_node_250 | 0.4 | n |  | TRUE
286 | bus_LV_2476-3_0_11_node_252 | 0.4 | n |  | TRUE
287 | bus_LV_2476-3_0_11_node_314 | 0.4 | n |  | TRUE
288 | bus_LV_2476-3_0_11_node_313 | 0.4 | n |  | TRUE
289 | bus_LV_2476-3_0_11_node_257 | 0.4 | n |  | TRUE
290 | bus_LV_2476-3_0_11_node_258 | 0.4 | n |  | TRUE
291 | bus_LV_2476-3_0_11_node_260 | 0.4 | n |  | TRUE
292 | bus_LV_2476-3_0_11_node_266 | 0.4 | n |  | TRUE
293 | bus_LV_2476-3_0_11_node_267 | 0.4 | n |  | TRUE
294 | bus_LV_2476-3_0_11_node_262 | 0.4 | n |  | TRUE
295 | bus_LV_2476-3_0_11_node_264 | 0.4 | n |  | TRUE
296 | bus_LV_2476-3_0_11_node_268 | 0.4 | n |  | TRUE
297 | bus_LV_2476-3_0_11_node_269 | 0.4 | n |  | TRUE
298 | bus_LV_2476-3_0_11_node_271 | 0.4 | n |  | TRUE
299 | bus_LV_2476-3_0_11_node_318 | 0.4 | n |  | TRUE
300 | bus_LV_2476-3_0_11_node_307 | 0.4 | n |  | TRUE
301 | bus_LV_2476-3_0_11_node_309 | 0.4 | n |  | TRUE
302 | bus_LV_2476-3_0_11_node_312 | 0.4 | n |  | TRUE
303 | bus_MV_288_0_node_169 | 20 | n |  | TRUE

## load
| name | bus | p_mw | q_mvar | const_z_percent | const_i_percent | sn_mva | scaling | in_service | type
0 | LV_2476-3_0_11_load_0 | 0 | 0.00097339 | 0.00024395 | 0 | 0 |  | 1 | TRUE | wye
1 | LV_2476-3_0_11_load_1 | 1 | 0.00097447 | 0.00024423 | 0 | 0 |  | 1 | TRUE | wye
2 | LV_2476-3_0_11_load_2 | 2 | 0.0013085 | 0.00032793 | 0 | 0 |  | 1 | TRUE | wye
3 | LV_2476-3_0_11_load_3 | 3 | 0.0010341 | 0.00025916 | 0 | 0 |  | 1 | TRUE | wye
4 | LV_2476-3_0_11_load_164 | 5 | 0.0010344 | 0.00025924 | 0 | 0 |  | 1 | TRUE | wye
5 | LV_2476-3_0_11_load_290 | 6 | 0.00091246 | 0.00022868 | 0 | 0 |  | 1 | TRUE | wye
6 | LV_2476-3_0_11_load_288 | 7 | 0.0015313 | 0.00038377 | 0 | 0 |  | 1 | TRUE | wye
7 | LV_2476-3_0_11_load_165 | 8 | 0.0011952 | 0.00029954 | 0 | 0 |  | 1 | TRUE | wye
8 | LV_2476-3_0_11_load_308 | 9 | 0.0012704 | 0.00031838 | 0 | 0 |  | 1 | TRUE | wye
9 | LV_2476-3_0_11_load_289 | 10 | 0.0010072 | 0.00025242 | 0 | 0 |  | 1 | TRUE | wye
10 | LV_2476-3_0_11_load_5 | 11 | 0.0016786 | 0.00042071 | 0 | 0 |  | 1 | TRUE | wye
11 | LV_2476-3_0_11_load_6 | 12 | 0.0019502 | 0.00048876 | 0 | 0 |  | 1 | TRUE | wye
12 | LV_2476-3_0_11_load_160 | 14 | 0.001301 | 0.00032605 | 0 | 0 |  | 1 | TRUE | wye
13 | LV_2476-3_0_11_load_157 | 15 | 0.0029366 | 0.00073597 | 0 | 0 |  | 1 | TRUE | wye
14 | LV_2476-3_0_11_load_9 | 16 | 0.0027297 | 0.00068412 | 0 | 0 |  | 1 | TRUE | wye
15 | LV_2476-3_0_11_load_201 | 17 | 0.0013709 | 0.00034359 | 0 | 0 |  | 1 | TRUE | wye
16 | LV_2476-3_0_11_load_100 | 19 | 0.0091061 | 0.0022822 | 0 | 0 |  | 1 | TRUE | wye
17 | LV_2476-3_0_11_load_97 | 20 | 0.0066158 | 0.0016581 | 0 | 0 |  | 1 | TRUE | wye
18 | LV_2476-3_0_11_load_200 | 22 | 0.0015044 | 0.00037704 | 0 | 0 |  | 1 | TRUE | wye
19 | LV_2476-3_0_11_load_197 | 23 | 0.0040349 | 0.0010113 | 0 | 0 |  | 1 | TRUE | wye
20 | LV_2476-3_0_11_load_306 | 27 | 0.0021208 | 0.00053152 | 0 | 0 |  | 1 | TRUE | wye
21 | LV_2476-3_0_11_load_315 | 29 | 0.0023412 | 0.00058677 | 0 | 0 |  | 1 | TRUE | wye
22 | LV_2476-3_0_11_load_146 | 32 | 0.0029905 | 0.00074948 | 0 | 0 |  | 1 | TRUE | wye
23 | LV_2476-3_0_11_load_265 | 33 | 0.0011039 | 0.00027666 | 0 | 0 |  | 1 | TRUE | wye
24 | LV_2476-3_0_11_load_182 | 34 | 0.0018953 | 0.00047501 | 0 | 0 |  | 1 | TRUE | wye
25 | LV_2476-3_0_11_load_180 | 35 | 0.0019032 | 0.00047699 | 0 | 0 |  | 1 | TRUE | wye
26 | LV_2476-3_0_11_load_22 | 37 | 0.00070005 | 0.00017545 | 0 | 0 |  | 1 | TRUE | wye
27 | LV_2476-3_0_11_load_191 | 38 | 0.00092441 | 0.00023168 | 0 | 0 |  | 1 | TRUE | wye
28 | LV_2476-3_0_11_load_233 | 39 | 0.0013005 | 0.00032594 | 0 | 0 |  | 1 | TRUE | wye
29 | LV_2476-3_0_11_load_158 | 40 | 0.0036564 | 0.00091638 | 0 | 0 |  | 1 | TRUE | wye
30 | LV_2476-3_0_11_load_202 | 41 | 0.0015033 | 0.00037677 | 0 | 0 |  | 1 | TRUE | wye
31 | LV_2476-3_0_11_load_305 | 43 | 0.0027427 | 0.00068737 | 0 | 0 |  | 1 | TRUE | wye
32 | LV_2476-3_0_11_load_98 | 45 | 0.0021733 | 0.00054469 | 0 | 0 |  | 1 | TRUE | wye
33 | LV_2476-3_0_11_load_254 | 46 | 0.0013677 | 0.00034279 | 0 | 0 |  | 1 | TRUE | wye
34 | LV_2476-3_0_11_load_198 | 47 | 0.0012138 | 0.00030422 | 0 | 0 |  | 1 | TRUE | wye
35 | LV_2476-3_0_11_load_304 | 48 | 0.0029854 | 0.00074821 | 0 | 0 |  | 1 | TRUE | wye
36 | LV_2476-3_0_11_load_61 | 49 | 0.0014726 | 0.00036906 | 0 | 0 |  | 1 | TRUE | wye
37 | LV_2476-3_0_11_load_57 | 50 | 0.0012843 | 0.00032187 | 0 | 0 |  | 1 | TRUE | wye
38 | LV_2476-3_0_11_load_316 | 51 | 0.0022382 | 0.00056095 | 0 | 0 |  | 1 | TRUE | wye
39 | LV_2476-3_0_11_load_145 | 52 | 0.0015993 | 0.00040083 | 0 | 0 |  | 1 | TRUE | wye
40 | LV_2476-3_0_11_load_263 | 53 | 0.0010457 | 0.00026207 | 0 | 0 |  | 1 | TRUE | wye
41 | LV_2476-3_0_11_load_298 | 54 | 0.0019081 | 0.00047821 | 0 | 0 |  | 1 | TRUE | wye
42 | LV_2476-3_0_11_load_181 | 55 | 0.0019057 | 0.0004776 | 0 | 0 |  | 1 | TRUE | wye
43 | LV_2476-3_0_11_load_20 | 56 | 0.0014085 | 0.00035299 | 0 | 0 |  | 1 | TRUE | wye
44 | LV_2476-3_0_11_load_56 | 57 | 0.0013426 | 0.00033648 | 0 | 0 |  | 1 | TRUE | wye
45 | LV_2476-3_0_11_load_18 | 58 | 0.0014095 | 0.00035325 | 0 | 0 |  | 1 | TRUE | wye
46 | LV_2476-3_0_11_load_19 | 59 | 0.0012401 | 0.00031079 | 0 | 0 |  | 1 | TRUE | wye
47 | LV_2476-3_0_11_load_21 | 60 | 0.00107 | 0.00026817 | 0 | 0 |  | 1 | TRUE | wye
48 | LV_2476-3_0_11_load_23 | 61 | 0.0094489 | 0.0023681 | 0 | 0 |  | 1 | TRUE | wye
49 | LV_2476-3_0_11_load_24 | 62 | 0.0019431 | 0.000487 | 0 | 0 |  | 1 | TRUE | wye
50 | LV_2476-3_0_11_load_187 | 65 | 0.0029598 | 0.00074179 | 0 | 0 |  | 1 | TRUE | wye
51 | LV_2476-3_0_11_load_172 | 66 | 0.00061451 | 0.00015401 | 0 | 0 |  | 1 | TRUE | wye
52 | LV_2476-3_0_11_load_26 | 68 | 0.0023506 | 0.00058912 | 0 | 0 |  | 1 | TRUE | wye
53 | LV_2476-3_0_11_load_27 | 69 | 0.002105 | 0.00052757 | 0 | 0 |  | 1 | TRUE | wye
54 | LV_2476-3_0_11_load_29 | 71 | 0.0020968 | 0.0005255 | 0 | 0 |  | 1 | TRUE | wye
55 | LV_2476-3_0_11_load_31 | 73 | 0.0040605 | 0.0010177 | 0 | 0 |  | 1 | TRUE | wye
56 | LV_2476-3_0_11_load_153 | 74 | 0.0032975 | 0.00082642 | 0 | 0 |  | 1 | TRUE | wye
57 | LV_2476-3_0_11_load_109 | 75 | 0.0039848 | 0.00099868 | 0 | 0 |  | 1 | TRUE | wye
58 | LV_2476-3_0_11_load_253 | 76 | 0.0020945 | 0.00052494 | 0 | 0 |  | 1 | TRUE | wye
59 | LV_2476-3_0_11_load_285 | 77 | 0.0027371 | 0.00068597 | 0 | 0 |  | 1 | TRUE | wye
60 | LV_2476-3_0_11_load_154 | 78 | 0.0024823 | 0.00062213 | 0 | 0 |  | 1 | TRUE | wye
61 | LV_2476-3_0_11_load_108 | 79 | 0.0020523 | 0.00051435 | 0 | 0 |  | 1 | TRUE | wye
62 | LV_2476-3_0_11_load_251 | 80 | 0.0026988 | 0.00067637 | 0 | 0 |  | 1 | TRUE | wye
63 | LV_2476-3_0_11_load_284 | 81 | 0.0021302 | 0.00053388 | 0 | 0 |  | 1 | TRUE | wye
64 | LV_2476-3_0_11_load_32 | 82 | 0.0018295 | 0.0004585 | 0 | 0 |  | 1 | TRUE | wye
65 | LV_2476-3_0_11_load_33 | 83 | 0.0023015 | 0.00057681 | 0 | 0 |  | 1 | TRUE | wye
66 | LV_2476-3_0_11_load_34 | 84 | 0.0022115 | 0.00055424 | 0 | 0 |  | 1 | TRUE | wye
67 | LV_2476-3_0_11_load_35 | 85 | 0.0021914 | 0.00054922 | 0 | 0 |  | 1 | TRUE | wye
68 | LV_2476-3_0_11_load_36 | 86 | 0.0013621 | 0.00034137 | 0 | 0 |  | 1 | TRUE | wye
69 | LV_2476-3_0_11_load_178 | 87 | 0.0020166 | 0.00050542 | 0 | 0 |  | 1 | TRUE | wye
70 | LV_2476-3_0_11_load_83 | 88 | 0.0021815 | 0.00054675 | 0 | 0 |  | 1 | TRUE | wye
71 | LV_2476-3_0_11_load_177 | 89 | 0.0020678 | 0.00051824 | 0 | 0 |  | 1 | TRUE | wye
72 | LV_2476-3_0_11_load_81 | 90 | 0.0018878 | 0.00047313 | 0 | 0 |  | 1 | TRUE | wye
73 | LV_2476-3_0_11_load_37 | 91 | 0.0028694 | 0.00071914 | 0 | 0 |  | 1 | TRUE | wye
74 | LV_2476-3_0_11_load_38 | 92 | 0.0009984 | 0.00025022 | 0 | 0 |  | 1 | TRUE | wye
75 | LV_2476-3_0_11_load_39 | 93 | 0.0014121 | 0.0003539 | 0 | 0 |  | 1 | TRUE | wye
76 | LV_2476-3_0_11_load_40 | 94 | 0.0034518 | 0.0008651 | 0 | 0 |  | 1 | TRUE | wye
77 | LV_2476-3_0_11_load_41 | 95 | 0.0018364 | 0.00046024 | 0 | 0 |  | 1 | TRUE | wye
78 | LV_2476-3_0_11_load_136 | 96 | 0.0019133 | 0.00047953 | 0 | 0 |  | 1 | TRUE | wye
79 | LV_2476-3_0_11_load_183 | 97 | 0.0019768 | 0.00049542 | 0 | 0 |  | 1 | TRUE | wye
80 | LV_2476-3_0_11_load_184 | 98 | 0.0011554 | 0.00028958 | 0 | 0 |  | 1 | TRUE | wye
81 | LV_2476-3_0_11_load_95 | 99 | 0.0016602 | 0.00041608 | 0 | 0 |  | 1 | TRUE | wye
82 | LV_2476-3_0_11_load_42 | 100 | 0.0012118 | 0.00030372 | 0 | 0 |  | 1 | TRUE | wye
83 | LV_2476-3_0_11_load_43 | 101 | 0.0014763 | 0.00037 | 0 | 0 |  | 1 | TRUE | wye
84 | LV_2476-3_0_11_load_44 | 102 | 0.0012953 | 0.00032463 | 0 | 0 |  | 1 | TRUE | wye
85 | LV_2476-3_0_11_load_45 | 103 | 0.0030801 | 0.00077194 | 0 | 0 |  | 1 | TRUE | wye
86 | LV_2476-3_0_11_load_46 | 104 | 0.0014625 | 0.00036653 | 0 | 0 |  | 1 | TRUE | wye
87 | LV_2476-3_0_11_load_230 | 105 | 0.0018829 | 0.00047189 | 0 | 0 |  | 1 | TRUE | wye
88 | LV_2476-3_0_11_load_231 | 106 | 0.00232 | 0.00058145 | 0 | 0 |  | 1 | TRUE | wye
89 | LV_2476-3_0_11_load_47 | 107 | 0.0017895 | 0.00044848 | 0 | 0 |  | 1 | TRUE | wye
90 | LV_2476-3_0_11_load_48 | 108 | 0.0019686 | 0.00049337 | 0 | 0 |  | 1 | TRUE | wye
91 | LV_2476-3_0_11_load_49 | 109 | 0.0019686 | 0.00049338 | 0 | 0 |  | 1 | TRUE | wye
92 | LV_2476-3_0_11_load_50 | 110 | 0.0015897 | 0.00039841 | 0 | 0 |  | 1 | TRUE | wye
93 | LV_2476-3_0_11_load_51 | 111 | 0.0015898 | 0.00039845 | 0 | 0 |  | 1 | TRUE | wye
94 | LV_2476-3_0_11_load_242 | 113 | 0.0017027 | 0.00042673 | 0 | 0 |  | 1 | TRUE | wye
95 | LV_2476-3_0_11_load_243 | 116 | 0.0035449 | 0.00088844 | 0 | 0 |  | 1 | TRUE | wye
96 | LV_2476-3_0_11_load_52 | 117 | 0.0050859 | 0.0012747 | 0 | 0 |  | 1 | TRUE | wye
97 | LV_2476-3_0_11_load_53 | 118 | 0.0012883 | 0.00032288 | 0 | 0 |  | 1 | TRUE | wye
98 | LV_2476-3_0_11_load_54 | 119 | 0.0014061 | 0.00035241 | 0 | 0 |  | 1 | TRUE | wye
99 | LV_2476-3_0_11_load_55 | 120 | 0.0006924 | 0.00017353 | 0 | 0 |  | 1 | TRUE | wye
100 | LV_2476-3_0_11_load_128 | 121 | 0.00081875 | 0.0002052 | 0 | 0 |  | 1 | TRUE | wye
101 | LV_2476-3_0_11_load_126 | 122 | 0.00072824 | 0.00018251 | 0 | 0 |  | 1 | TRUE | wye
102 | LV_2476-3_0_11_load_58 | 123 | 0.0014517 | 0.00036383 | 0 | 0 |  | 1 | TRUE | wye
103 | LV_2476-3_0_11_load_60 | 124 | 0.0014517 | 0.00036383 | 0 | 0 |  | 1 | TRUE | wye
104 | LV_2476-3_0_11_load_325 | 125 | 0.0014522 | 0.00036396 | 0 | 0 |  | 1 | TRUE | wye
105 | LV_2476-3_0_11_load_155 | 126 | 0.0012187 | 0.00030543 | 0 | 0 |  | 1 | TRUE | wye
106 | LV_2476-3_0_11_load_326 | 127 | 0.0021483 | 0.00053841 | 0 | 0 |  | 1 | TRUE | wye
107 | LV_2476-3_0_11_load_62 | 129 | 0.0023561 | 0.00059049 | 0 | 0 |  | 1 | TRUE | wye
108 | LV_2476-3_0_11_load_63 | 130 | 0.0044244 | 0.0011089 | 0 | 0 |  | 1 | TRUE | wye
109 | LV_2476-3_0_11_load_90 | 134 | 0.0030567 | 0.00076607 | 0 | 0 |  | 1 | TRUE | wye
110 | LV_2476-3_0_11_load_89 | 135 | 0.0033081 | 0.00082908 | 0 | 0 |  | 1 | TRUE | wye
111 | LV_2476-3_0_11_load_299 | 136 | 0.0016354 | 0.00040987 | 0 | 0 |  | 1 | TRUE | wye
112 | LV_2476-3_0_11_load_111 | 137 | 0.0026497 | 0.00066407 | 0 | 0 |  | 1 | TRUE | wye
113 | LV_2476-3_0_11_load_70 | 138 | 0.0021221 | 0.00053185 | 0 | 0 |  | 1 | TRUE | wye
114 | LV_2476-3_0_11_load_67 | 140 | 0.0048275 | 0.0012099 | 0 | 0 |  | 1 | TRUE | wye
115 | LV_2476-3_0_11_load_68 | 141 | 0.0024638 | 0.00061748 | 0 | 0 |  | 1 | TRUE | wye
116 | LV_2476-3_0_11_load_71 | 143 | 0.0025576 | 0.00064099 | 0 | 0 |  | 1 | TRUE | wye
117 | LV_2476-3_0_11_load_255 | 144 | 0.0017501 | 0.00043862 | 0 | 0 |  | 1 | TRUE | wye
118 | LV_2476-3_0_11_load_256 | 145 | 0.0029258 | 0.00073327 | 0 | 0 |  | 1 | TRUE | wye
119 | LV_2476-3_0_11_load_73 | 146 | 0.0042132 | 0.0010559 | 0 | 0 |  | 1 | TRUE | wye
120 | LV_2476-3_0_11_load_74 | 147 | 0.0033602 | 0.00084214 | 0 | 0 |  | 1 | TRUE | wye
121 | LV_2476-3_0_11_load_76 | 148 | 0.0047952 | 0.0012018 | 0 | 0 |  | 1 | TRUE | wye
122 | LV_2476-3_0_11_load_77 | 149 | 0.0021322 | 0.00053437 | 0 | 0 |  | 1 | TRUE | wye
123 | LV_2476-3_0_11_load_286 | 150 | 0.0040892 | 0.0010248 | 0 | 0 |  | 1 | TRUE | wye
124 | LV_2476-3_0_11_load_163 | 151 | 0.0026621 | 0.00066718 | 0 | 0 |  | 1 | TRUE | wye
125 | LV_2476-3_0_11_load_79 | 152 | 0.0034841 | 0.0008732 | 0 | 0 |  | 1 | TRUE | wye
126 | LV_2476-3_0_11_load_80 | 153 | 0.0023013 | 0.00057676 | 0 | 0 |  | 1 | TRUE | wye
127 | LV_2476-3_0_11_load_82 | 154 | 0.0022696 | 0.00056882 | 0 | 0 |  | 1 | TRUE | wye
128 | LV_2476-3_0_11_load_159 | 155 | 0.0016197 | 0.00040593 | 0 | 0 |  | 1 | TRUE | wye
129 | LV_2476-3_0_11_load_84 | 156 | 0.0036877 | 0.00092423 | 0 | 0 |  | 1 | TRUE | wye
130 | LV_2476-3_0_11_load_85 | 157 | 0.0019864 | 0.00049783 | 0 | 0 |  | 1 | TRUE | wye
131 | LV_2476-3_0_11_load_86 | 158 | 0.0019858 | 0.0004977 | 0 | 0 |  | 1 | TRUE | wye
132 | LV_2476-3_0_11_load_87 | 159 | 0.0019967 | 0.00050043 | 0 | 0 |  | 1 | TRUE | wye
133 | LV_2476-3_0_11_load_232 | 161 | 0.0015796 | 0.00039587 | 0 | 0 |  | 1 | TRUE | wye
134 | LV_2476-3_0_11_load_119 | 162 | 0.0028444 | 0.00071287 | 0 | 0 |  | 1 | TRUE | wye
135 | LV_2476-3_0_11_load_169 | 163 | 0.0019434 | 0.00048707 | 0 | 0 |  | 1 | TRUE | wye
136 | LV_2476-3_0_11_load_226 | 164 | 0.0020824 | 0.00052189 | 0 | 0 |  | 1 | TRUE | wye
137 | LV_2476-3_0_11_load_117 | 165 | 0.0022817 | 0.00057185 | 0 | 0 |  | 1 | TRUE | wye
138 | LV_2476-3_0_11_load_167 | 166 | 0.0015057 | 0.00037737 | 0 | 0 |  | 1 | TRUE | wye
139 | LV_2476-3_0_11_load_91 | 167 | 0.0022084 | 0.00055348 | 0 | 0 |  | 1 | TRUE | wye
140 | LV_2476-3_0_11_load_92 | 168 | 0.0010497 | 0.00026308 | 0 | 0 |  | 1 | TRUE | wye
141 | LV_2476-3_0_11_load_94 | 170 | 0.00089014 | 0.00022309 | 0 | 0 |  | 1 | TRUE | wye
142 | LV_2476-3_0_11_load_96 | 171 | 0.00072459 | 0.0001816 | 0 | 0 |  | 1 | TRUE | wye
143 | LV_2476-3_0_11_load_296 | 172 | 0.0014507 | 0.00036358 | 0 | 0 |  | 1 | TRUE | wye
144 | LV_2476-3_0_11_load_323 | 173 | 0.0013058 | 0.00032726 | 0 | 0 |  | 1 | TRUE | wye
145 | LV_2476-3_0_11_load_127 | 174 | 0.00096418 | 0.00024165 | 0 | 0 |  | 1 | TRUE | wye
146 | LV_2476-3_0_11_load_322 | 175 | 0.0013032 | 0.00032662 | 0 | 0 |  | 1 | TRUE | wye
147 | LV_2476-3_0_11_load_99 | 176 | 0.0041703 | 0.0010452 | 0 | 0 |  | 1 | TRUE | wye
148 | LV_2476-3_0_11_load_161 | 177 | 0.0021775 | 0.00054572 | 0 | 0 |  | 1 | TRUE | wye
149 | LV_2476-3_0_11_load_162 | 178 | 0.0019299 | 0.00048369 | 0 | 0 |  | 1 | TRUE | wye
150 | LV_2476-3_0_11_load_228 | 179 | 0.0052833 | 0.0013241 | 0 | 0 |  | 1 | TRUE | wye
151 | LV_2476-3_0_11_load_107 | 181 | 0.0020517 | 0.0005142 | 0 | 0 |  | 1 | TRUE | wye
152 | LV_2476-3_0_11_load_102 | 182 | 0.0025995 | 0.00065151 | 0 | 0 |  | 1 | TRUE | wye
153 | LV_2476-3_0_11_load_103 | 183 | 0.0015992 | 0.00040079 | 0 | 0 |  | 1 | TRUE | wye
154 | LV_2476-3_0_11_load_104 | 184 | 0.0016278 | 0.00040796 | 0 | 0 |  | 1 | TRUE | wye
155 | LV_2476-3_0_11_load_105 | 185 | 0.0015922 | 0.00039903 | 0 | 0 |  | 1 | TRUE | wye
156 | LV_2476-3_0_11_load_106 | 186 | 0.0016302 | 0.00040856 | 0 | 0 |  | 1 | TRUE | wye
157 | LV_2476-3_0_11_load_212 | 188 | 0.0018822 | 0.00047172 | 0 | 0 |  | 1 | TRUE | wye
158 | LV_2476-3_0_11_load_302 | 189 | 0.0015229 | 0.00038168 | 0 | 0 |  | 1 | TRUE | wye
159 | LV_2476-3_0_11_load_300 | 190 | 0.0029201 | 0.00073185 | 0 | 0 |  | 1 | TRUE | wye
160 | LV_2476-3_0_11_load_132 | 191 | 0.0023568 | 0.00059068 | 0 | 0 |  | 1 | TRUE | wye
161 | LV_2476-3_0_11_load_324 | 192 | 0.0024818 | 0.00062199 | 0 | 0 |  | 1 | TRUE | wye
162 | LV_2476-3_0_11_load_317 | 193 | 0.0036379 | 0.00091175 | 0 | 0 |  | 1 | TRUE | wye
163 | LV_2476-3_0_11_load_112 | 194 | 0.0010701 | 0.00026818 | 0 | 0 |  | 1 | TRUE | wye
164 | LV_2476-3_0_11_load_113 | 195 | 0.0015617 | 0.00039139 | 0 | 0 |  | 1 | TRUE | wye
165 | LV_2476-3_0_11_load_114 | 196 | 0.0016198 | 0.00040596 | 0 | 0 |  | 1 | TRUE | wye
166 | LV_2476-3_0_11_load_115 | 197 | 0.0012052 | 0.00030206 | 0 | 0 |  | 1 | TRUE | wye
167 | LV_2476-3_0_11_load_273 | 199 | 0.0018004 | 0.00045123 | 0 | 0 |  | 1 | TRUE | wye
168 | LV_2476-3_0_11_load_247 | 200 | 0.0012981 | 0.00032534 | 0 | 0 |  | 1 | TRUE | wye
169 | LV_2476-3_0_11_load_274 | 201 | 0.0014726 | 0.00036908 | 0 | 0 |  | 1 | TRUE | wye
170 | LV_2476-3_0_11_load_118 | 202 | 0.0020789 | 0.00052103 | 0 | 0 |  | 1 | TRUE | wye
171 | LV_2476-3_0_11_load_120 | 203 | 0.0015254 | 0.0003823 | 0 | 0 |  | 1 | TRUE | wye
172 | LV_2476-3_0_11_load_204 | 204 | 0.0022816 | 0.00057183 | 0 | 0 |  | 1 | TRUE | wye
173 | LV_2476-3_0_11_load_205 | 205 | 0.0014319 | 0.00035886 | 0 | 0 |  | 1 | TRUE | wye
174 | LV_2476-3_0_11_load_121 | 206 | 0.0026031 | 0.00065241 | 0 | 0 |  | 1 | TRUE | wye
175 | LV_2476-3_0_11_load_122 | 207 | 0.0024818 | 0.000622 | 0 | 0 |  | 1 | TRUE | wye
176 | LV_2476-3_0_11_load_123 | 208 | 0.001984 | 0.00049724 | 0 | 0 |  | 1 | TRUE | wye
177 | LV_2476-3_0_11_load_287 | 209 | 0.0018549 | 0.00046487 | 0 | 0 |  | 1 | TRUE | wye
178 | LV_2476-3_0_11_load_276 | 210 | 0.0023482 | 0.00058852 | 0 | 0 |  | 1 | TRUE | wye
179 | LV_2476-3_0_11_load_124 | 211 | 0.00086989 | 0.00021801 | 0 | 0 |  | 1 | TRUE | wye
180 | LV_2476-3_0_11_load_125 | 212 | 0.0019242 | 0.00048226 | 0 | 0 |  | 1 | TRUE | wye
181 | LV_2476-3_0_11_load_129 | 213 | 0.0027928 | 0.00069994 | 0 | 0 |  | 1 | TRUE | wye
182 | LV_2476-3_0_11_load_130 | 214 | 0.001876 | 0.00047016 | 0 | 0 |  | 1 | TRUE | wye
183 | LV_2476-3_0_11_load_133 | 215 | 0.0012736 | 0.00031918 | 0 | 0 |  | 1 | TRUE | wye
184 | LV_2476-3_0_11_load_134 | 216 | 0.002039 | 0.00051103 | 0 | 0 |  | 1 | TRUE | wye
185 | LV_2476-3_0_11_load_214 | 217 | 0.0012904 | 0.00032342 | 0 | 0 |  | 1 | TRUE | wye
186 | LV_2476-3_0_11_load_213 | 218 | 0.0010565 | 0.00026479 | 0 | 0 |  | 1 | TRUE | wye
187 | LV_2476-3_0_11_load_141 | 219 | 0.0031831 | 0.00079776 | 0 | 0 |  | 1 | TRUE | wye
188 | LV_2476-3_0_11_load_137 | 220 | 0.0016907 | 0.00042372 | 0 | 0 |  | 1 | TRUE | wye
189 | LV_2476-3_0_11_load_185 | 221 | 0.0019358 | 0.00048515 | 0 | 0 |  | 1 | TRUE | wye
190 | LV_2476-3_0_11_load_138 | 222 | 0.0037554 | 0.00094119 | 0 | 0 |  | 1 | TRUE | wye
191 | LV_2476-3_0_11_load_140 | 223 | 0.0042432 | 0.0010635 | 0 | 0 |  | 1 | TRUE | wye
192 | LV_2476-3_0_11_load_144 | 224 | 0.001804 | 0.00045213 | 0 | 0 |  | 1 | TRUE | wye
193 | LV_2476-3_0_11_load_142 | 225 | 0.00086292 | 0.00021627 | 0 | 0 |  | 1 | TRUE | wye
194 | LV_2476-3_0_11_load_143 | 226 | 0.00091733 | 0.0002299 | 0 | 0 |  | 1 | TRUE | wye
195 | LV_2476-3_0_11_load_245 | 227 | 0.00093868 | 0.00023525 | 0 | 0 |  | 1 | TRUE | wye
196 | LV_2476-3_0_11_load_246 | 228 | 0.0011748 | 0.00029444 | 0 | 0 |  | 1 | TRUE | wye
197 | LV_2476-3_0_11_load_147 | 229 | 0.0042893 | 0.001075 | 0 | 0 |  | 1 | TRUE | wye
198 | LV_2476-3_0_11_load_148 | 230 | 0.001235 | 0.00030953 | 0 | 0 |  | 1 | TRUE | wye
199 | LV_2476-3_0_11_load_150 | 231 | 0.0014019 | 0.00035135 | 0 | 0 |  | 1 | TRUE | wye
200 | LV_2476-3_0_11_load_152 | 233 | 0.0039107 | 0.0009801 | 0 | 0 |  | 1 | TRUE | wye
201 | LV_2476-3_0_11_load_211 | 234 | 0.0040835 | 0.0010234 | 0 | 0 |  | 1 | TRUE | wye
202 | LV_2476-3_0_11_load_229 | 235 | 0.0016032 | 0.0004018 | 0 | 0 |  | 1 | TRUE | wye
203 | LV_2476-3_0_11_load_240 | 236 | 0.0017294 | 0.00043344 | 0 | 0 |  | 1 | TRUE | wye
204 | LV_2476-3_0_11_load_210 | 237 | 0.0024743 | 0.00062012 | 0 | 0 |  | 1 | TRUE | wye
205 | LV_2476-3_0_11_load_227 | 238 | 0.0016113 | 0.00040384 | 0 | 0 |  | 1 | TRUE | wye
206 | LV_2476-3_0_11_load_238 | 239 | 0.0017242 | 0.00043213 | 0 | 0 |  | 1 | TRUE | wye
207 | LV_2476-3_0_11_load_209 | 240 | 0.0024827 | 0.00062221 | 0 | 0 |  | 1 | TRUE | wye
208 | LV_2476-3_0_11_load_248 | 241 | 0.0010689 | 0.00026788 | 0 | 0 |  | 1 | TRUE | wye
209 | LV_2476-3_0_11_load_234 | 242 | 0.0037603 | 0.00094241 | 0 | 0 |  | 1 | TRUE | wye
210 | LV_2476-3_0_11_load_166 | 243 | 0.0011952 | 0.00029954 | 0 | 0 |  | 1 | TRUE | wye
211 | LV_2476-3_0_11_load_303 | 244 | 0.0010348 | 0.00025936 | 0 | 0 |  | 1 | TRUE | wye
212 | LV_2476-3_0_11_load_275 | 245 | 0.0010314 | 0.00025849 | 0 | 0 |  | 1 | TRUE | wye
213 | LV_2476-3_0_11_load_168 | 246 | 0.0015075 | 0.00037782 | 0 | 0 |  | 1 | TRUE | wye
214 | LV_2476-3_0_11_load_235 | 249 | 0.0016143 | 0.00040457 | 0 | 0 |  | 1 | TRUE | wye
215 | LV_2476-3_0_11_load_220 | 250 | 0.0037991 | 0.00095215 | 0 | 0 |  | 1 | TRUE | wye
216 | LV_2476-3_0_11_load_261 | 251 | 0.0004831 | 0.00012108 | 0 | 0 |  | 1 | TRUE | wye
217 | LV_2476-3_0_11_load_173 | 252 | 0.0023511 | 0.00058924 | 0 | 0 |  | 1 | TRUE | wye
218 | LV_2476-3_0_11_load_174 | 253 | 0.0021214 | 0.00053168 | 0 | 0 |  | 1 | TRUE | wye
219 | LV_2476-3_0_11_load_176 | 254 | 0.0021601 | 0.00054138 | 0 | 0 |  | 1 | TRUE | wye
220 | LV_2476-3_0_11_load_206 | 255 | 0.00098753 | 0.0002475 | 0 | 0 |  | 1 | TRUE | wye
221 | LV_2476-3_0_11_load_207 | 256 | 0.0017302 | 0.00043363 | 0 | 0 |  | 1 | TRUE | wye
222 | LV_2476-3_0_11_load_280 | 257 | 0.0016243 | 0.0004071 | 0 | 0 |  | 1 | TRUE | wye
223 | LV_2476-3_0_11_load_218 | 258 | 0.0027057 | 0.00067812 | 0 | 0 |  | 1 | TRUE | wye
224 | LV_2476-3_0_11_load_297 | 259 | 0.001756 | 0.0004401 | 0 | 0 |  | 1 | TRUE | wye
225 | LV_2476-3_0_11_load_186 | 260 | 0.0010458 | 0.00026209 | 0 | 0 |  | 1 | TRUE | wye
226 | LV_2476-3_0_11_load_277 | 261 | 0.0010551 | 0.00026443 | 0 | 0 |  | 1 | TRUE | wye
227 | LV_2476-3_0_11_load_259 | 263 | 0.00048267 | 0.00012097 | 0 | 0 |  | 1 | TRUE | wye
228 | LV_2476-3_0_11_load_199 | 264 | 0.0016207 | 0.00040618 | 0 | 0 |  | 1 | TRUE | wye
229 | LV_2476-3_0_11_load_203 | 265 | 0.0015064 | 0.00037754 | 0 | 0 |  | 1 | TRUE | wye
230 | LV_2476-3_0_11_load_281 | 266 | 0.0022864 | 0.00057303 | 0 | 0 |  | 1 | TRUE | wye
231 | LV_2476-3_0_11_load_282 | 267 | 0.0028191 | 0.00070655 | 0 | 0 |  | 1 | TRUE | wye
232 | LV_2476-3_0_11_load_208 | 268 | 0.0023367 | 0.00058563 | 0 | 0 |  | 1 | TRUE | wye
233 | LV_2476-3_0_11_load_225 | 269 | 0.0022756 | 0.00057032 | 0 | 0 |  | 1 | TRUE | wye
234 | LV_2476-3_0_11_load_215 | 270 | 0.0013354 | 0.00033468 | 0 | 0 |  | 1 | TRUE | wye
235 | LV_2476-3_0_11_load_217 | 271 | 0.001231 | 0.00030852 | 0 | 0 |  | 1 | TRUE | wye
236 | LV_2476-3_0_11_load_219 | 272 | 0.0014162 | 0.00035493 | 0 | 0 |  | 1 | TRUE | wye
237 | LV_2476-3_0_11_load_221 | 273 | 0.0017522 | 0.00043913 | 0 | 0 |  | 1 | TRUE | wye
238 | LV_2476-3_0_11_load_310 | 274 | 0.004173 | 0.0010458 | 0 | 0 |  | 1 | TRUE | wye
239 | LV_2476-3_0_11_load_311 | 275 | 0.0018141 | 0.00045466 | 0 | 0 |  | 1 | TRUE | wye
240 | LV_2476-3_0_11_load_279 | 276 | 0.0017168 | 0.00043027 | 0 | 0 |  | 1 | TRUE | wye
241 | LV_2476-3_0_11_load_237 | 277 | 0.0016216 | 0.0004064 | 0 | 0 |  | 1 | TRUE | wye
242 | LV_2476-3_0_11_load_239 | 278 | 0.0029279 | 0.0007338 | 0 | 0 |  | 1 | TRUE | wye
243 | LV_2476-3_0_11_load_241 | 279 | 0.0017275 | 0.00043294 | 0 | 0 |  | 1 | TRUE | wye
244 | LV_2476-3_0_11_load_278 | 280 | 0.0017167 | 0.00043024 | 0 | 0 |  | 1 | TRUE | wye
245 | LV_2476-3_0_11_load_244 | 281 | 0.0015438 | 0.00038692 | 0 | 0 |  | 1 | TRUE | wye
246 | LV_2476-3_0_11_load_272 | 282 | 0.0021583 | 0.00054092 | 0 | 0 |  | 1 | TRUE | wye
247 | LV_2476-3_0_11_load_270 | 283 | 0.0017654 | 0.00044245 | 0 | 0 |  | 1 | TRUE | wye
248 | LV_2476-3_0_11_load_249 | 284 | 0.0026711 | 0.00066944 | 0 | 0 |  | 1 | TRUE | wye
249 | LV_2476-3_0_11_load_250 | 285 | 0.0024789 | 0.00062128 | 0 | 0 |  | 1 | TRUE | wye
250 | LV_2476-3_0_11_load_314 | 287 | 0.0018928 | 0.00047438 | 0 | 0 |  | 1 | TRUE | wye
251 | LV_2476-3_0_11_load_313 | 288 | 0.0018876 | 0.00047308 | 0 | 0 |  | 1 | TRUE | wye
252 | LV_2476-3_0_11_load_257 | 289 | 0.0025098 | 0.000629 | 0 | 0 |  | 1 | TRUE | wye
253 | LV_2476-3_0_11_load_258 | 290 | 0.001527 | 0.0003827 | 0 | 0 |  | 1 | TRUE | wye
254 | LV_2476-3_0_11_load_260 | 291 | 0.0015279 | 0.00038294 | 0 | 0 |  | 1 | TRUE | wye
255 | LV_2476-3_0_11_load_266 | 292 | 0.0035633 | 0.00089304 | 0 | 0 |  | 1 | TRUE | wye
256 | LV_2476-3_0_11_load_267 | 293 | 0.0019146 | 0.00047984 | 0 | 0 |  | 1 | TRUE | wye
257 | LV_2476-3_0_11_load_262 | 294 | 0.0012661 | 0.00031731 | 0 | 0 |  | 1 | TRUE | wye
258 | LV_2476-3_0_11_load_264 | 295 | 0.0016306 | 0.00040868 | 0 | 0 |  | 1 | TRUE | wye
259 | LV_2476-3_0_11_load_268 | 296 | 0.0015997 | 0.00040093 | 0 | 0 |  | 1 | TRUE | wye
260 | LV_2476-3_0_11_load_269 | 297 | 0.0023032 | 0.00057723 | 0 | 0 |  | 1 | TRUE | wye
261 | LV_2476-3_0_11_load_271 | 298 | 0.0016611 | 0.00041632 | 0 | 0 |  | 1 | TRUE | wye
262 | LV_2476-3_0_11_load_318 | 299 | 0.0024496 | 0.00061392 | 0 | 0 |  | 1 | TRUE | wye
263 | LV_2476-3_0_11_load_307 | 300 | 0.0013597 | 0.00034077 | 0 | 0 |  | 1 | TRUE | wye
264 | LV_2476-3_0_11_load_309 | 301 | 0.0021139 | 0.0005298 | 0 | 0 |  | 1 | TRUE | wye
265 | LV_2476-3_0_11_load_312 | 302 | 0.001895 | 0.00047493 | 0 | 0 |  | 1 | TRUE | wye

## ext_grid
| name | bus | vm_pu | va_degree | slack_weight | in_service
0 |  | 24 | 1 | 0 | 1 | TRUE

## line
| name | std_type | from_bus | to_bus | length_km | r_ohm_per_km | x_ohm_per_km | c_nf_per_km | g_us_per_km | max_i_ka | df | parallel | type | in_service
0 | LV_2476-3_0_11_line_0 |  | 0 | 1 | 0.007138 | 0.125 | 0.08 | 261 | 0 | 0.364 | 1 | 1 | cs | TRUE
1 | LV_2476-3_0_11_line_1 |  | 0 | 2 | 0.00026399 | 0.125 | 0.08 | 261 | 0 | 0.364 | 1 | 1 | cs | TRUE
2 | LV_2476-3_0_11_line_2 |  | 1 | 3 | 0.0094489 | 0.125 | 0.08 | 261 | 0 | 0.364 | 1 | 1 | cs | TRUE
3 | LV_2476-3_0_11_line_3 |  | 2 | 4 | 0.016704 | 0.125 | 0.08 | 261 | 0 | 0.364 | 1 | 1 | cs | TRUE
4 | LV_2476-3_0_11_line_4 |  | 3 | 5 | 0.0058223 | 0.125 | 0.08 | 261 | 0 | 0.364 | 1 | 1 | cs | TRUE
5 | LV_2476-3_0_11_line_5 |  | 4 | 6 | 0.012019 | 0.125 | 0.08 | 261 | 0 | 0.364 | 1 | 1 | cs | TRUE
6 | LV_2476-3_0_11_line_6 |  | 4 | 7 | 0.012393 | 0.125 | 0.08 | 261 | 0 | 0.364 | 1 | 1 | cs | TRUE
7 | LV_2476-3_0_11_line_7 |  | 5 | 8 | 0.001251 | 0.125 | 0.08 | 261 | 0 | 0.364 | 1 | 1 | cs | TRUE
8 | LV_2476-3_0_11_line_8 |  | 6 | 9 | 0.01648 | 0.125 | 0.08 | 261 | 0 | 0.364 | 1 | 1 | cs | TRUE
9 | LV_2476-3_0_11_line_9 |  | 7 | 10 | 0.010981 | 0.125 | 0.08 | 261 | 0 | 0.364 | 1 | 1 | cs | TRUE
10 | LV_2476-3_0_11_line_10 |  | 8 | 243 | 0.0071404 | 0.125 | 0.08 | 261 | 0 | 0.364 | 1 | 1 | cs | TRUE
11 | LV_2476-3_0_11_line_11 |  | 9 | 300 | 0.0021563 | 0.125 | 0.08 | 261 | 0 | 0.364 | 1 | 1 | cs | TRUE
12 | LV_2476-3_0_11_line_12 |  | 11 | 12 | 0.031031 | 0.125 | 0.08 | 261 | 0 | 0.364 | 1 | 1 | cs | TRUE
13 | LV_2476-3_0_11_line_13 |  | 12 | 13 | 0.015718 | 0.125 | 0.08 | 261 | 0 | 0.364 | 1 | 1 | cs | TRUE
14 | LV_2476-3_0_11_line_14 |  | 13 | 14 | 0.016778 | 0.125 | 0.08 | 261 | 0 | 0.364 | 1 | 5 | cs | TRUE
15 | LV_2476-3_0_11_line_15 |  | 13 | 15 | 0.033393 | 0.125 | 0.08 | 261 | 0 | 0.364 | 1 | 5 | cs | TRUE
16 | LV_2476-3_0_11_line_16 |  | 14 | 39 | 0.020815 | 0.125 | 0.08 | 261 | 0 | 0.364 | 1 | 5 | cs | TRUE
17 | LV_2476-3_0_11_line_17 |  | 15 | 40 | 0.0048241 | 0.125 | 0.08 | 261 | 0 | 0.364 | 1 | 5 | cs | TRUE
18 | LV_2476-3_0_11_line_18 |  | 16 | 17 | 0.030413 | 0.125 | 0.08 | 261 | 0 | 0.364 | 1 | 1 | cs | TRUE
19 | LV_2476-3_0_11_line_19 |  | 17 | 41 | 0.0085009 | 0.125 | 0.08 | 261 | 0 | 0.364 | 1 | 1 | cs | TRUE
20 | LV_2476-3_0_11_line_20 |  | 18 | 19 | 0.018482 | 0.125 | 0.08 | 261 | 0 | 0.364 | 1 | 1 | cs | TRUE
21 | LV_2476-3_0_11_line_21 |  | 18 | 20 | 0.016985 | 0.125 | 0.08 | 261 | 0 | 0.364 | 1 | 1 | cs | TRUE
22 | LV_2476-3_0_11_line_22 |  | 20 | 45 | 0.02338 | 0.125 | 0.08 | 261 | 0 | 0.364 | 1 | 1 | cs | TRUE
23 | LV_2476-3_0_11_line_23 |  | 21 | 22 | 0.0090022 | 0.125 | 0.08 | 261 | 0 | 0.364 | 1 | 1 | cs | TRUE
24 | LV_2476-3_0_11_line_24 |  | 21 | 23 | 0.0092488 | 0.125 | 0.08 | 261 | 0 | 0.364 | 1 | 1 | cs | TRUE
25 | LV_2476-3_0_11_line_25 |  | 22 | 46 | 0.0059759 | 0.125 | 0.08 | 261 | 0 | 0.364 | 1 | 1 | cs | TRUE
26 | LV_2476-3_0_11_line_26 |  | 23 | 47 | 0.0012466 | 0.125 | 0.08 | 261 | 0 | 0.364 | 1 | 1 | cs | TRUE
27 | LV_2476-3_0_11_line_27 |  | 24 | 25 | 0.28611 | 0.125 | 0.08 | 261 | 0 | 0.364 | 1 | 5 | cs | TRUE
28 | LV_2476-3_0_11_line_28 |  | 24 | 26 | 0.097076 | 0.125 | 0.08 | 261 | 0 | 0.364 | 1 | 1 | cs | TRUE
29 | LV_2476-3_0_11_line_29 |  | 24 | 27 | 0.055501 | 0.125 | 0.08 | 261 | 0 | 0.364 | 1 | 5 | cs | TRUE
30 | LV_2476-3_0_11_line_30 |  | 25 | 28 | 0.040545 | 0.125 | 0.08 | 261 | 0 | 0.364 | 1 | 5 | cs | TRUE
31 | LV_2476-3_0_11_line_31 |  | 25 | 29 | 0.066926 | 0.125 | 0.08 | 261 | 0 | 0.364 | 1 | 1 | cs | TRUE
32 | LV_2476-3_0_11_line_32 |  | 26 | 34 | 0.0065201 | 0.125 | 0.08 | 261 | 0 | 0.364 | 1 | 1 | cs | TRUE
33 | LV_2476-3_0_11_line_33 |  | 26 | 35 | 0.0084517 | 0.125 | 0.08 | 261 | 0 | 0.364 | 1 | 1 | cs | TRUE
34 | LV_2476-3_0_11_line_34 |  | 27 | 48 | 0.015987 | 0.125 | 0.08 | 261 | 0 | 0.364 | 1 | 5 | cs | TRUE
35 | LV_2476-3_0_11_line_35 |  | 28 | 49 | 0.024617 | 0.125 | 0.08 | 261 | 0 | 0.364 | 1 | 5 | cs | TRUE
36 | LV_2476-3_0_11_line_36 |  | 28 | 50 | 0.018098 | 0.125 | 0.08 | 261 | 0 | 0.364 | 1 | 1 | cs | TRUE
37 | LV_2476-3_0_11_line_37 |  | 29 | 51 | 0.018092 | 0.125 | 0.08 | 261 | 0 | 0.364 | 1 | 1 | cs | TRUE
38 | LV_2476-3_0_11_line_38 |  | 30 | 31 | 0.009379 | 0.125 | 0.08 | 261 | 0 | 0.364 | 1 | 1 | cs | TRUE
39 | LV_2476-3_0_11_line_39 |  | 30 | 32 | 0.051911 | 0.125 | 0.08 | 261 | 0 | 0.364 | 1 | 1 | cs | TRUE
40 | LV_2476-3_0_11_line_40 |  | 31 | 33 | 0.020014 | 0.125 | 0.08 | 261 | 0 | 0.364 | 1 | 1 | cs | TRUE
41 | LV_2476-3_0_11_line_41 |  | 32 | 52 | 0.0080322 | 0.125 | 0.08 | 261 | 0 | 0.364 | 1 | 1 | cs | TRUE
42 | LV_2476-3_0_11_line_42 |  | 33 | 53 | 0.0050554 | 0.125 | 0.08 | 261 | 0 | 0.364 | 1 | 1 | cs | TRUE
43 | LV_2476-3_0_11_line_43 |  | 34 | 54 | 0.0071346 | 0.125 | 0.08 | 261 | 0 | 0.364 | 1 | 1 | cs | TRUE
44 | LV_2476-3_0_11_line_44 |  | 35 | 55 | 0.0071439 | 0.125 | 0.08 | 261 | 0 | 0.364 | 1 | 1 | cs | TRUE
45 | LV_2476-3_0_11_line_45 |  | 36 | 37 | 0.029548 | 0.125 | 0.08 | 261 | 0 | 0.364 | 1 | 1 | cs | TRUE
46 | LV_2476-3_0_11_line_46 |  | 36 | 38 | 0.020618 | 0.125 | 0.08 | 261 | 0 | 0.364 | 1 | 1 | cs | TRUE
47 | LV_2476-3_0_11_line_47 |  | 37 | 56 | 0.016464 | 0.125 | 0.08 | 261 | 0 | 0.364 | 1 | 1 | cs | TRUE
48 | LV_2476-3_0_11_line_48 |  | 38 | 57 | 0.016396 | 0.125 | 0.08 | 261 | 0 | 0.364 | 1 | 1 | cs | TRUE
49 | LV_2476-3_0_11_line_49 |  | 39 | 242 | 0.0022466 | 0.125 | 0.08 | 261 | 0 | 0.364 | 1 | 5 | cs | TRUE
50 | LV_2476-3_0_11_line_50 |  | 40 | 155 | 0.0067776 | 0.125 | 0.08 | 261 | 0 | 0.364 | 1 | 5 | cs | TRUE
51 | LV_2476-3_0_11_line_51 |  | 41 | 265 | 0.013498 | 0.125 | 0.08 | 261 | 0 | 0.364 | 1 | 1 | cs | TRUE
52 | LV_2476-3_0_11_line_52 |  | 42 | 43 | 0.013137 | 0.125 | 0.08 | 261 | 0 | 0.364 | 1 | 5 | cs | TRUE
53 | LV_2476-3_0_11_line_53 |  | 42 | 44 | 0.002196 | 0.125 | 0.08 | 261 | 0 | 0.364 | 1 | 5 | cs | TRUE
54 | LV_2476-3_0_11_line_54 |  | 43 | 48 | 0.0013219 | 0.125 | 0.08 | 261 | 0 | 0.364 | 1 | 5 | cs | TRUE
55 | LV_2476-3_0_11_line_55 |  | 44 | 149 | 0.024155 | 0.125 | 0.08 | 261 | 0 | 0.364 | 1 | 5 | cs | TRUE
56 | LV_2476-3_0_11_line_56 |  | 44 | 146 | 0.02264 | 0.125 | 0.08 | 261 | 0 | 0.364 | 1 | 1 | cs | TRUE
57 | LV_2476-3_0_11_line_57 |  | 45 | 176 | 0.0024408 | 0.125 | 0.08 | 261 | 0 | 0.364 | 1 | 1 | cs | TRUE
58 | LV_2476-3_0_11_line_58 |  | 46 | 265 | 0.011074 | 0.125 | 0.08 | 261 | 0 | 0.364 | 1 | 1 | cs | TRUE
59 | LV_2476-3_0_11_line_59 |  | 47 | 264 | 0.01267 | 0.125 | 0.08 | 261 | 0 | 0.364 | 1 | 1 | cs | TRUE
60 | LV_2476-3_0_11_line_60 |  | 49 | 126 | 0.01528 | 0.125 | 0.08 | 261 | 0 | 0.364 | 1 | 5 | cs | TRUE
61 | LV_2476-3_0_11_line_61 |  | 50 | 123 | 0.026744 | 0.125 | 0.08 | 261 | 0 | 0.364 | 1 | 1 | cs | TRUE
62 | LV_2476-3_0_11_line_62 |  | 52 | 224 | 0.018832 | 0.125 | 0.08 | 261 | 0 | 0.364 | 1 | 1 | cs | TRUE
63 | LV_2476-3_0_11_line_63 |  | 53 | 294 | 0.009542 | 0.125 | 0.08 | 261 | 0 | 0.364 | 1 | 1 | cs | TRUE
64 | LV_2476-3_0_11_line_64 |  | 54 | 259 | 0.0023935 | 0.125 | 0.08 | 261 | 0 | 0.364 | 1 | 1 | cs | TRUE
65 | LV_2476-3_0_11_line_65 |  | 56 | 58 | 0.009262 | 0.125 | 0.08 | 261 | 0 | 0.364 | 1 | 1 | cs | TRUE
66 | LV_2476-3_0_11_line_66 |  | 57 | 119 | 0.0083251 | 0.125 | 0.08 | 261 | 0 | 0.364 | 1 | 1 | cs | TRUE
67 | LV_2476-3_0_11_line_67 |  | 58 | 59 | 0.015435 | 0.125 | 0.08 | 261 | 0 | 0.364 | 1 | 1 | cs | TRUE
68 | LV_2476-3_0_11_line_68 |  | 59 | 60 | 0.0092668 | 0.125 | 0.08 | 261 | 0 | 0.364 | 1 | 1 | cs | TRUE
69 | LV_2476-3_0_11_line_69 |  | 60 | 61 | 0.0098256 | 0.125 | 0.08 | 261 | 0 | 0.364 | 1 | 1 | cs | TRUE
70 | LV_2476-3_0_11_line_70 |  | 61 | 62 | 0.0023543 | 0.125 | 0.08 | 261 | 0 | 0.364 | 1 | 1 | cs | TRUE
71 | LV_2476-3_0_11_line_71 |  | 62 | 63 | 0.069861 | 0.125 | 0.08 | 261 | 0 | 0.364 | 1 | 1 | cs | TRUE
72 | LV_2476-3_0_11_line_72 |  | 63 | 64 | 0.015228 | 0.125 | 0.08 | 261 | 0 | 0.364 | 1 | 1 | cs | TRUE
73 | LV_2476-3_0_11_line_73 |  | 64 | 65 | 0.033722 | 0.125 | 0.08 | 261 | 0 | 0.364 | 1 | 1 | cs | TRUE
74 | LV_2476-3_0_11_line_74 |  | 66 | 67 | 0.018112 | 0.125 | 0.08 | 261 | 0 | 0.364 | 1 | 1 | cs | TRUE
75 | LV_2476-3_0_11_line_75 |  | 67 | 251 | 0.029133 | 0.125 | 0.08 | 261 | 0 | 0.364 | 1 | 1 | cs | TRUE
76 | LV_2476-3_0_11_line_76 |  | 68 | 69 | 0.0013796 | 0.125 | 0.08 | 261 | 0 | 0.364 | 1 | 1 | cs | TRUE
77 | LV_2476-3_0_11_line_77 |  | 68 | 70 | 0.01904 | 0.125 | 0.08 | 261 | 0 | 0.364 | 1 | 1 | cs | TRUE
78 | LV_2476-3_0_11_line_78 |  | 69 | 71 | 0.019404 | 0.125 | 0.08 | 261 | 0 | 0.364 | 1 | 1 | cs | TRUE
79 | LV_2476-3_0_11_line_79 |  | 70 | 72 | 0.007765 | 0.125 | 0.08 | 261 | 0 | 0.364 | 1 | 5 | cs | TRUE
80 | LV_2476-3_0_11_line_80 |  | 70 | 73 | 0.014773 | 0.125 | 0.08 | 261 | 0 | 0.364 | 1 | 5 | cs | TRUE
81 | LV_2476-3_0_11_line_81 |  | 71 | 74 | 0.0092858 | 0.125 | 0.08 | 261 | 0 | 0.364 | 1 | 1 | cs | TRUE
82 | LV_2476-3_0_11_line_82 |  | 72 | 75 | 0.023943 | 0.125 | 0.08 | 261 | 0 | 0.364 | 1 | 1 | cs | TRUE
83 | LV_2476-3_0_11_line_83 |  | 72 | 76 | 0.026559 | 0.125 | 0.08 | 261 | 0 | 0.364 | 1 | 5 | cs | TRUE
84 | LV_2476-3_0_11_line_84 |  | 73 | 77 | 0.034887 | 0.125 | 0.08 | 261 | 0 | 0.364 | 1 | 5 | cs | TRUE
85 | LV_2476-3_0_11_line_85 |  | 74 | 78 | 0.0076903 | 0.125 | 0.08 | 261 | 0 | 0.364 | 1 | 1 | cs | TRUE
86 | LV_2476-3_0_11_line_86 |  | 75 | 79 | 0.010463 | 0.125 | 0.08 | 261 | 0 | 0.364 | 1 | 1 | cs | TRUE
87 | LV_2476-3_0_11_line_87 |  | 76 | 80 | 0.001187 | 0.125 | 0.08 | 261 | 0 | 0.364 | 1 | 5 | cs | TRUE
88 | LV_2476-3_0_11_line_88 |  | 77 | 81 | 0.00028356 | 0.125 | 0.08 | 261 | 0 | 0.364 | 1 | 5 | cs | TRUE
89 | LV_2476-3_0_11_line_89 |  | 78 | 240 | 0.001507 | 0.125 | 0.08 | 261 | 0 | 0.364 | 1 | 1 | cs | TRUE
90 | LV_2476-3_0_11_line_90 |  | 79 | 181 | 0.0072713 | 0.125 | 0.08 | 261 | 0 | 0.364 | 1 | 1 | cs | TRUE
91 | LV_2476-3_0_11_line_91 |  | 80 | 284 | 0.00010824 | 0.125 | 0.08 | 261 | 0 | 0.364 | 1 | 5 | cs | TRUE
92 | LV_2476-3_0_11_line_92 |  | 81 | 149 | 0.0021522 | 0.125 | 0.08 | 261 | 0 | 0.364 | 1 | 5 | cs | TRUE
93 | LV_2476-3_0_11_line_93 |  | 82 | 83 | 0.001543 | 0.125 | 0.08 | 261 | 0 | 0.364 | 1 | 5 | cs | TRUE
94 | LV_2476-3_0_11_line_94 |  | 82 | 84 | 0.015647 | 0.125 | 0.08 | 261 | 0 | 0.364 | 1 | 5 | cs | TRUE
95 | LV_2476-3_0_11_line_95 |  | 83 | 85 | 0.0052369 | 0.125 | 0.08 | 261 | 0 | 0.364 | 1 | 5 | cs | TRUE
96 | LV_2476-3_0_11_line_96 |  | 84 | 86 | 0.0068312 | 0.125 | 0.08 | 261 | 0 | 0.364 | 1 | 5 | cs | TRUE
97 | LV_2476-3_0_11_line_97 |  | 85 | 87 | 0.016088 | 0.125 | 0.08 | 261 | 0 | 0.364 | 1 | 5 | cs | TRUE
98 | LV_2476-3_0_11_line_98 |  | 86 | 88 | 0.0035957 | 0.125 | 0.08 | 261 | 0 | 0.364 | 1 | 5 | cs | TRUE
99 | LV_2476-3_0_11_line_99 |  | 87 | 89 | 0.0076812 | 0.125 | 0.08 | 261 | 0 | 0.364 | 1 | 5 | cs | TRUE
100 | LV_2476-3_0_11_line_100 |  | 88 | 90 | 0.010106 | 0.125 | 0.08 | 261 | 0 | 0.364 | 1 | 5 | cs | TRUE
101 | LV_2476-3_0_11_line_101 |  | 89 | 247 | 0.017072 | 0.125 | 0.08 | 261 | 0 | 0.364 | 1 | 5 | cs | TRUE
102 | LV_2476-3_0_11_line_102 |  | 90 | 152 | 0.02614 | 0.125 | 0.08 | 261 | 0 | 0.364 | 1 | 5 | cs | TRUE
103 | LV_2476-3_0_11_line_103 |  | 91 | 92 | 0.0038871 | 0.125 | 0.08 | 261 | 0 | 0.364 | 1 | 5 | cs | TRUE
104 | LV_2476-3_0_11_line_104 |  | 91 | 93 | 0.015229 | 0.125 | 0.08 | 261 | 0 | 0.364 | 1 | 5 | cs | TRUE
105 | LV_2476-3_0_11_line_105 |  | 92 | 94 | 0.0016889 | 0.125 | 0.08 | 261 | 0 | 0.364 | 1 | 5 | cs | TRUE
106 | LV_2476-3_0_11_line_106 |  | 93 | 95 | 0.028439 | 0.125 | 0.08 | 261 | 0 | 0.364 | 1 | 5 | cs | TRUE
107 | LV_2476-3_0_11_line_107 |  | 94 | 96 | 0.018261 | 0.125 | 0.08 | 261 | 0 | 0.364 | 1 | 5 | cs | TRUE
108 | LV_2476-3_0_11_line_108 |  | 95 | 97 | 0.0034298 | 0.125 | 0.08 | 261 | 0 | 0.364 | 1 | 5 | cs | TRUE
109 | LV_2476-3_0_11_line_109 |  | 96 | 98 | 0.0074274 | 0.125 | 0.08 | 261 | 0 | 0.364 | 1 | 5 | cs | TRUE
110 | LV_2476-3_0_11_line_110 |  | 97 | 99 | 0.0024637 | 0.125 | 0.08 | 261 | 0 | 0.364 | 1 | 5 | cs | TRUE
111 | LV_2476-3_0_11_line_111 |  | 98 | 221 | 0.016326 | 0.125 | 0.08 | 261 | 0 | 0.364 | 1 | 5 | cs | TRUE
112 | LV_2476-3_0_11_line_112 |  | 99 | 169 | 0.014596 | 0.125 | 0.08 | 261 | 0 | 0.364 | 1 | 5 | cs | TRUE
113 | LV_2476-3_0_11_line_113 |  | 100 | 101 | 0.021721 | 0.125 | 0.08 | 261 | 0 | 0.364 | 1 | 1 | cs | TRUE
114 | LV_2476-3_0_11_line_114 |  | 100 | 102 | 0.019545 | 0.125 | 0.08 | 261 | 0 | 0.364 | 1 | 1 | cs | TRUE
115 | LV_2476-3_0_11_line_115 |  | 101 | 103 | 0.026146 | 0.125 | 0.08 | 261 | 0 | 0.364 | 1 | 1 | cs | TRUE
116 | LV_2476-3_0_11_line_116 |  | 102 | 104 | 0.019833 | 0.125 | 0.08 | 261 | 0 | 0.364 | 1 | 1 | cs | TRUE
117 | LV_2476-3_0_11_line_117 |  | 103 | 105 | 0.021489 | 0.125 | 0.08 | 261 | 0 | 0.364 | 1 | 1 | cs | TRUE
118 | LV_2476-3_0_11_line_118 |  | 105 | 106 | 0.003184 | 0.125 | 0.08 | 261 | 0 | 0.364 | 1 | 1 | cs | TRUE
119 | LV_2476-3_0_11_line_119 |  | 106 | 216 | 0.022967 | 0.125 | 0.08 | 261 | 0 | 0.364 | 1 | 1 | cs | TRUE
120 | LV_2476-3_0_11_line_120 |  | 107 | 108 | 3.7514e-05 | 0.125 | 0.08 | 261 | 0 | 0.364 | 1 | 1 | cs | TRUE
121 | LV_2476-3_0_11_line_121 |  | 107 | 109 | 0.015575 | 0.125 | 0.08 | 261 | 0 | 0.364 | 1 | 1 | cs | TRUE
122 | LV_2476-3_0_11_line_122 |  | 108 | 110 | 0.0074921 | 0.125 | 0.08 | 261 | 0 | 0.364 | 1 | 1 | cs | TRUE
123 | LV_2476-3_0_11_line_123 |  | 109 | 111 | 0.0074836 | 0.125 | 0.08 | 261 | 0 | 0.364 | 1 | 1 | cs | TRUE
124 | LV_2476-3_0_11_line_124 |  | 110 | 112 | 0.022856 | 0.125 | 0.08 | 261 | 0 | 0.364 | 1 | 1 | cs | TRUE
125 | LV_2476-3_0_11_line_125 |  | 111 | 113 | 0.0072044 | 0.125 | 0.08 | 261 | 0 | 0.364 | 1 | 1 | cs | TRUE
126 | LV_2476-3_0_11_line_126 |  | 112 | 114 | 0.049765 | 0.125 | 0.08 | 261 | 0 | 0.364 | 1 | 1 | cs | TRUE
127 | LV_2476-3_0_11_line_127 |  | 112 | 115 | 0.051849 | 0.125 | 0.08 | 261 | 0 | 0.364 | 1 | 2 | cs | TRUE
128 | LV_2476-3_0_11_line_128 |  | 113 | 116 | 0.013827 | 0.125 | 0.08 | 261 | 0 | 0.364 | 1 | 1 | cs | TRUE
129 | LV_2476-3_0_11_line_129 |  | 114 | 219 | 0.025746 | 0.125 | 0.08 | 261 | 0 | 0.364 | 1 | 1 | cs | TRUE
130 | LV_2476-3_0_11_line_130 |  | 114 | 220 | 0.0068948 | 0.125 | 0.08 | 261 | 0 | 0.364 | 1 | 1 | cs | TRUE
131 | LV_2476-3_0_11_line_131 |  | 115 | 215 | 0.020898 | 0.125 | 0.08 | 261 | 0 | 0.364 | 1 | 2 | cs | TRUE
132 | LV_2476-3_0_11_line_132 |  | 115 | 216 | 0.013916 | 0.125 | 0.08 | 261 | 0 | 0.364 | 1 | 1 | cs | TRUE
133 | LV_2476-3_0_11_line_133 |  | 115 | 213 | 0.018276 | 0.125 | 0.08 | 261 | 0 | 0.364 | 1 | 1 | cs | TRUE
134 | LV_2476-3_0_11_line_134 |  | 116 | 281 | 0.033069 | 0.125 | 0.08 | 261 | 0 | 0.364 | 1 | 1 | cs | TRUE
135 | LV_2476-3_0_11_line_135 |  | 117 | 118 | 0.0013835 | 0.125 | 0.08 | 261 | 0 | 0.364 | 1 | 1 | cs | TRUE
136 | LV_2476-3_0_11_line_136 |  | 117 | 119 | 0.018511 | 0.125 | 0.08 | 261 | 0 | 0.364 | 1 | 1 | cs | TRUE
137 | LV_2476-3_0_11_line_137 |  | 118 | 120 | 0.013749 | 0.125 | 0.08 | 261 | 0 | 0.364 | 1 | 1 | cs | TRUE
138 | LV_2476-3_0_11_line_138 |  | 120 | 121 | 0.011415 | 0.125 | 0.08 | 261 | 0 | 0.364 | 1 | 1 | cs | TRUE
139 | LV_2476-3_0_11_line_139 |  | 121 | 122 | 0.0012424 | 0.125 | 0.08 | 261 | 0 | 0.364 | 1 | 1 | cs | TRUE
140 | LV_2476-3_0_11_line_140 |  | 122 | 211 | 0.026427 | 0.125 | 0.08 | 261 | 0 | 0.364 | 1 | 1 | cs | TRUE
141 | LV_2476-3_0_11_line_141 |  | 123 | 124 | 0.013497 | 0.125 | 0.08 | 261 | 0 | 0.364 | 1 | 1 | cs | TRUE
142 | LV_2476-3_0_11_line_142 |  | 124 | 125 | 0.013714 | 0.125 | 0.08 | 261 | 0 | 0.364 | 1 | 1 | cs | TRUE
143 | LV_2476-3_0_11_line_143 |  | 125 | 127 | 0.0096011 | 0.125 | 0.08 | 261 | 0 | 0.364 | 1 | 1 | cs | TRUE
144 | LV_2476-3_0_11_line_144 |  | 126 | 128 | 0.0092811 | 0.125 | 0.08 | 261 | 0 | 0.364 | 1 | 5 | cs | TRUE
145 | LV_2476-3_0_11_line_145 |  | 128 | 200 | 0.01276 | 0.125 | 0.08 | 261 | 0 | 0.364 | 1 | 1 | cs | TRUE
146 | LV_2476-3_0_11_line_146 |  | 128 | 198 | 0.011578 | 0.125 | 0.08 | 261 | 0 | 0.364 | 1 | 5 | cs | TRUE
147 | LV_2476-3_0_11_line_147 |  | 129 | 130 | 0.051996 | 0.125 | 0.08 | 261 | 0 | 0.364 | 1 | 1 | cs | TRUE
148 | LV_2476-3_0_11_line_148 |  | 129 | 131 | 0.061804 | 0.125 | 0.08 | 261 | 0 | 0.364 | 1 | 1 | cs | TRUE
149 | LV_2476-3_0_11_line_149 |  | 131 | 132 | 0.024077 | 0.125 | 0.08 | 261 | 0 | 0.364 | 1 | 1 | cs | TRUE
150 | LV_2476-3_0_11_line_150 |  | 132 | 136 | 0.072377 | 0.125 | 0.08 | 261 | 0 | 0.364 | 1 | 1 | cs | TRUE
151 | LV_2476-3_0_11_line_151 |  | 133 | 134 | 0.027878 | 0.125 | 0.08 | 261 | 0 | 0.364 | 1 | 1 | cs | TRUE
152 | LV_2476-3_0_11_line_152 |  | 133 | 135 | 0.049061 | 0.125 | 0.08 | 261 | 0 | 0.364 | 1 | 1 | cs | TRUE
153 | LV_2476-3_0_11_line_153 |  | 134 | 137 | 0.010141 | 0.125 | 0.08 | 261 | 0 | 0.364 | 1 | 1 | cs | TRUE
154 | LV_2476-3_0_11_line_154 |  | 135 | 138 | 0.022435 | 0.125 | 0.08 | 261 | 0 | 0.364 | 1 | 1 | cs | TRUE
155 | LV_2476-3_0_11_line_155 |  | 136 | 139 | 0.015187 | 0.125 | 0.08 | 261 | 0 | 0.364 | 1 | 1 | cs | TRUE
156 | LV_2476-3_0_11_line_156 |  | 137 | 160 | 0.012889 | 0.125 | 0.08 | 261 | 0 | 0.364 | 1 | 1 | cs | TRUE
157 | LV_2476-3_0_11_line_157 |  | 138 | 141 | 0.024284 | 0.125 | 0.08 | 261 | 0 | 0.364 | 1 | 1 | cs | TRUE
158 | LV_2476-3_0_11_line_158 |  | 139 | 267 | 0.021351 | 0.125 | 0.08 | 261 | 0 | 0.364 | 1 | 5 | cs | TRUE
159 | LV_2476-3_0_11_line_159 |  | 139 | 242 | 0.021017 | 0.125 | 0.08 | 261 | 0 | 0.364 | 1 | 5 | cs | TRUE
160 | LV_2476-3_0_11_line_160 |  | 140 | 141 | 0.027552 | 0.125 | 0.08 | 261 | 0 | 0.364 | 1 | 1 | cs | TRUE
161 | LV_2476-3_0_11_line_161 |  | 140 | 142 | 0.028756 | 0.125 | 0.08 | 261 | 0 | 0.364 | 1 | 1 | cs | TRUE
162 | LV_2476-3_0_11_line_162 |  | 142 | 143 | 0.0015595 | 0.125 | 0.08 | 261 | 0 | 0.364 | 1 | 1 | cs | TRUE
163 | LV_2476-3_0_11_line_163 |  | 143 | 144 | 0.028899 | 0.125 | 0.08 | 261 | 0 | 0.364 | 1 | 1 | cs | TRUE
164 | LV_2476-3_0_11_line_164 |  | 144 | 145 | 0.022316 | 0.125 | 0.08 | 261 | 0 | 0.364 | 1 | 1 | cs | TRUE
165 | LV_2476-3_0_11_line_165 |  | 146 | 147 | 0.0060481 | 0.125 | 0.08 | 261 | 0 | 0.364 | 1 | 1 | cs | TRUE
166 | LV_2476-3_0_11_line_166 |  | 147 | 148 | 0.0063169 | 0.125 | 0.08 | 261 | 0 | 0.364 | 1 | 1 | cs | TRUE
167 | LV_2476-3_0_11_line_167 |  | 148 | 150 | 0.014711 | 0.125 | 0.08 | 261 | 0 | 0.364 | 1 | 1 | cs | TRUE
168 | LV_2476-3_0_11_line_168 |  | 150 | 151 | 0.0064707 | 0.125 | 0.08 | 261 | 0 | 0.364 | 1 | 1 | cs | TRUE
169 | LV_2476-3_0_11_line_169 |  | 151 | 178 | 0.020399 | 0.125 | 0.08 | 261 | 0 | 0.364 | 1 | 1 | cs | TRUE
170 | LV_2476-3_0_11_line_170 |  | 152 | 153 | 0.0015297 | 0.125 | 0.08 | 261 | 0 | 0.364 | 1 | 5 | cs | TRUE
171 | LV_2476-3_0_11_line_171 |  | 153 | 154 | 0.019798 | 0.125 | 0.08 | 261 | 0 | 0.364 | 1 | 5 | cs | TRUE
172 | LV_2476-3_0_11_line_172 |  | 154 | 155 | 0.004271 | 0.125 | 0.08 | 261 | 0 | 0.364 | 1 | 5 | cs | TRUE
173 | LV_2476-3_0_11_line_173 |  | 156 | 157 | 0.0045881 | 0.125 | 0.08 | 261 | 0 | 0.364 | 1 | 1 | cs | TRUE
174 | LV_2476-3_0_11_line_174 |  | 156 | 158 | 0.015471 | 0.125 | 0.08 | 261 | 0 | 0.364 | 1 | 1 | cs | TRUE
175 | LV_2476-3_0_11_line_175 |  | 157 | 159 | 0.017129 | 0.125 | 0.08 | 261 | 0 | 0.364 | 1 | 1 | cs | TRUE
176 | LV_2476-3_0_11_line_176 |  | 158 | 160 | 0.014162 | 0.125 | 0.08 | 261 | 0 | 0.364 | 1 | 1 | cs | TRUE
177 | LV_2476-3_0_11_line_177 |  | 159 | 161 | 0.016919 | 0.125 | 0.08 | 261 | 0 | 0.364 | 1 | 1 | cs | TRUE
178 | LV_2476-3_0_11_line_178 |  | 160 | 162 | 0.016793 | 0.125 | 0.08 | 261 | 0 | 0.364 | 1 | 1 | cs | TRUE
179 | LV_2476-3_0_11_line_179 |  | 160 | 163 | 0.022651 | 0.125 | 0.08 | 261 | 0 | 0.364 | 1 | 1 | cs | TRUE
180 | LV_2476-3_0_11_line_180 |  | 161 | 164 | 0.016982 | 0.125 | 0.08 | 261 | 0 | 0.364 | 1 | 1 | cs | TRUE
181 | LV_2476-3_0_11_line_181 |  | 162 | 165 | 0.024054 | 0.125 | 0.08 | 261 | 0 | 0.364 | 1 | 1 | cs | TRUE
182 | LV_2476-3_0_11_line_182 |  | 163 | 166 | 0.01395 | 0.125 | 0.08 | 261 | 0 | 0.364 | 1 | 1 | cs | TRUE
183 | LV_2476-3_0_11_line_183 |  | 164 | 269 | 0.021708 | 0.125 | 0.08 | 261 | 0 | 0.364 | 1 | 1 | cs | TRUE
184 | LV_2476-3_0_11_line_184 |  | 165 | 202 | 0.021762 | 0.125 | 0.08 | 261 | 0 | 0.364 | 1 | 3 | cs | TRUE
185 | LV_2476-3_0_11_line_185 |  | 166 | 246 | 2.7929e-05 | 0.125 | 0.08 | 261 | 0 | 0.364 | 1 | 1 | cs | TRUE
186 | LV_2476-3_0_11_line_186 |  | 167 | 168 | 0.020395 | 0.125 | 0.08 | 261 | 0 | 0.364 | 1 | 1 | cs | TRUE
187 | LV_2476-3_0_11_line_187 |  | 167 | 169 | 0.011692 | 0.125 | 0.08 | 261 | 0 | 0.364 | 1 | 1 | cs | TRUE
188 | LV_2476-3_0_11_line_188 |  | 168 | 170 | 0.00078585 | 0.125 | 0.08 | 261 | 0 | 0.364 | 1 | 1 | cs | TRUE
189 | LV_2476-3_0_11_line_189 |  | 169 | 171 | 0.015533 | 0.125 | 0.08 | 261 | 0 | 0.364 | 1 | 5 | cs | TRUE
190 | LV_2476-3_0_11_line_190 |  | 170 | 172 | 0.0015924 | 0.125 | 0.08 | 261 | 0 | 0.364 | 1 | 1 | cs | TRUE
191 | LV_2476-3_0_11_line_191 |  | 171 | 173 | 0.0013194 | 0.125 | 0.08 | 261 | 0 | 0.364 | 1 | 5 | cs | TRUE
192 | LV_2476-3_0_11_line_192 |  | 172 | 174 | 0.021628 | 0.125 | 0.08 | 261 | 0 | 0.364 | 1 | 1 | cs | TRUE
193 | LV_2476-3_0_11_line_193 |  | 173 | 175 | 0.010542 | 0.125 | 0.08 | 261 | 0 | 0.364 | 1 | 5 | cs | TRUE
194 | LV_2476-3_0_11_line_194 |  | 174 | 212 | 0.0024934 | 0.125 | 0.08 | 261 | 0 | 0.364 | 1 | 1 | cs | TRUE
195 | LV_2476-3_0_11_line_195 |  | 175 | 197 | 0.0090296 | 0.125 | 0.08 | 261 | 0 | 0.364 | 1 | 5 | cs | TRUE
196 | LV_2476-3_0_11_line_196 |  | 176 | 177 | 0.0066154 | 0.125 | 0.08 | 261 | 0 | 0.364 | 1 | 1 | cs | TRUE
197 | LV_2476-3_0_11_line_197 |  | 177 | 178 | 0.024232 | 0.125 | 0.08 | 261 | 0 | 0.364 | 1 | 1 | cs | TRUE
198 | LV_2476-3_0_11_line_198 |  | 179 | 180 | 0.027072 | 0.125 | 0.08 | 261 | 0 | 0.364 | 1 | 1 | cs | TRUE
199 | LV_2476-3_0_11_line_199 |  | 180 | 235 | 0.026491 | 0.125 | 0.08 | 261 | 0 | 0.364 | 1 | 1 | cs | TRUE
200 | LV_2476-3_0_11_line_200 |  | 180 | 232 | 0.007444 | 0.125 | 0.08 | 261 | 0 | 0.364 | 1 | 1 | cs | TRUE
201 | LV_2476-3_0_11_line_201 |  | 182 | 183 | 0.012196 | 0.125 | 0.08 | 261 | 0 | 0.364 | 1 | 1 | cs | TRUE
202 | LV_2476-3_0_11_line_202 |  | 182 | 184 | 0.0096687 | 0.125 | 0.08 | 261 | 0 | 0.364 | 1 | 1 | cs | TRUE
203 | LV_2476-3_0_11_line_203 |  | 183 | 185 | 5.271e-05 | 0.125 | 0.08 | 261 | 0 | 0.364 | 1 | 1 | cs | TRUE
204 | LV_2476-3_0_11_line_204 |  | 184 | 186 | 0.0072338 | 0.125 | 0.08 | 261 | 0 | 0.364 | 1 | 1 | cs | TRUE
205 | LV_2476-3_0_11_line_205 |  | 185 | 187 | 0.016724 | 0.125 | 0.08 | 261 | 0 | 0.364 | 1 | 1 | cs | TRUE
206 | LV_2476-3_0_11_line_206 |  | 186 | 188 | 0.0055371 | 0.125 | 0.08 | 261 | 0 | 0.364 | 1 | 1 | cs | TRUE
207 | LV_2476-3_0_11_line_207 |  | 187 | 189 | 0.0043235 | 0.125 | 0.08 | 261 | 0 | 0.364 | 1 | 1 | cs | TRUE
208 | LV_2476-3_0_11_line_208 |  | 187 | 190 | 0.020118 | 0.125 | 0.08 | 261 | 0 | 0.364 | 1 | 1 | cs | TRUE
209 | LV_2476-3_0_11_line_209 |  | 188 | 191 | 0.00028245 | 0.125 | 0.08 | 261 | 0 | 0.364 | 1 | 1 | cs | TRUE
210 | LV_2476-3_0_11_line_210 |  | 189 | 293 | 0.013061 | 0.125 | 0.08 | 261 | 0 | 0.364 | 1 | 1 | cs | TRUE
211 | LV_2476-3_0_11_line_211 |  | 191 | 214 | 0.019781 | 0.125 | 0.08 | 261 | 0 | 0.364 | 1 | 1 | cs | TRUE
212 | LV_2476-3_0_11_line_212 |  | 192 | 193 | 0.012076 | 0.125 | 0.08 | 261 | 0 | 0.364 | 1 | 1 | cs | TRUE
213 | LV_2476-3_0_11_line_213 |  | 193 | 286 | 0.0048211 | 0.125 | 0.08 | 261 | 0 | 0.364 | 1 | 1 | cs | TRUE
214 | LV_2476-3_0_11_line_214 |  | 194 | 195 | 0.0089667 | 0.125 | 0.08 | 261 | 0 | 0.364 | 1 | 5 | cs | TRUE
215 | LV_2476-3_0_11_line_215 |  | 194 | 196 | 0.001525 | 0.125 | 0.08 | 261 | 0 | 0.364 | 1 | 5 | cs | TRUE
216 | LV_2476-3_0_11_line_216 |  | 195 | 197 | 0.010472 | 0.125 | 0.08 | 261 | 0 | 0.364 | 1 | 5 | cs | TRUE
217 | LV_2476-3_0_11_line_217 |  | 196 | 198 | 0.022167 | 0.125 | 0.08 | 261 | 0 | 0.364 | 1 | 5 | cs | TRUE
218 | LV_2476-3_0_11_line_218 |  | 198 | 199 | 0.015007 | 0.125 | 0.08 | 261 | 0 | 0.364 | 1 | 1 | cs | TRUE
219 | LV_2476-3_0_11_line_219 |  | 199 | 201 | 0.0039435 | 0.125 | 0.08 | 261 | 0 | 0.364 | 1 | 1 | cs | TRUE
220 | LV_2476-3_0_11_line_220 |  | 200 | 241 | 0.019249 | 0.125 | 0.08 | 261 | 0 | 0.364 | 1 | 1 | cs | TRUE
221 | LV_2476-3_0_11_line_221 |  | 201 | 245 | 0.017918 | 0.125 | 0.08 | 261 | 0 | 0.364 | 1 | 1 | cs | TRUE
222 | LV_2476-3_0_11_line_222 |  | 202 | 203 | 0.02072 | 0.125 | 0.08 | 261 | 0 | 0.364 | 1 | 3 | cs | TRUE
223 | LV_2476-3_0_11_line_223 |  | 203 | 204 | 0.020194 | 0.125 | 0.08 | 261 | 0 | 0.364 | 1 | 5 | cs | TRUE
224 | LV_2476-3_0_11_line_224 |  | 204 | 205 | 0.02487 | 0.125 | 0.08 | 261 | 0 | 0.364 | 1 | 5 | cs | TRUE
225 | LV_2476-3_0_11_line_225 |  | 205 | 266 | 0.016589 | 0.125 | 0.08 | 261 | 0 | 0.364 | 1 | 5 | cs | TRUE
226 | LV_2476-3_0_11_line_226 |  | 206 | 207 | 0.021989 | 0.125 | 0.08 | 261 | 0 | 0.364 | 1 | 1 | cs | TRUE
227 | LV_2476-3_0_11_line_227 |  | 207 | 208 | 0.001742 | 0.125 | 0.08 | 261 | 0 | 0.364 | 1 | 1 | cs | TRUE
228 | LV_2476-3_0_11_line_228 |  | 208 | 209 | 0.00017983 | 0.125 | 0.08 | 261 | 0 | 0.364 | 1 | 1 | cs | TRUE
229 | LV_2476-3_0_11_line_229 |  | 209 | 210 | 0.018408 | 0.125 | 0.08 | 261 | 0 | 0.364 | 1 | 1 | cs | TRUE
230 | LV_2476-3_0_11_line_230 |  | 210 | 262 | 0.014839 | 0.125 | 0.08 | 261 | 0 | 0.364 | 1 | 1 | cs | TRUE
231 | LV_2476-3_0_11_line_231 |  | 211 | 212 | 0.0049724 | 0.125 | 0.08 | 261 | 0 | 0.364 | 1 | 1 | cs | TRUE
232 | LV_2476-3_0_11_line_232 |  | 213 | 214 | 0.0039906 | 0.125 | 0.08 | 261 | 0 | 0.364 | 1 | 1 | cs | TRUE
233 | LV_2476-3_0_11_line_233 |  | 215 | 217 | 0.0067735 | 0.125 | 0.08 | 261 | 0 | 0.364 | 1 | 5 | cs | TRUE
234 | LV_2476-3_0_11_line_234 |  | 217 | 218 | 0.019214 | 0.125 | 0.08 | 261 | 0 | 0.364 | 1 | 5 | cs | TRUE
235 | LV_2476-3_0_11_line_235 |  | 218 | 270 | 0.0069229 | 0.125 | 0.08 | 261 | 0 | 0.364 | 1 | 5 | cs | TRUE
236 | LV_2476-3_0_11_line_236 |  | 219 | 225 | 0.0029185 | 0.125 | 0.08 | 261 | 0 | 0.364 | 1 | 1 | cs | TRUE
237 | LV_2476-3_0_11_line_237 |  | 220 | 222 | 0.020323 | 0.125 | 0.08 | 261 | 0 | 0.364 | 1 | 1 | cs | TRUE
238 | LV_2476-3_0_11_line_238 |  | 221 | 260 | 0.003155 | 0.125 | 0.08 | 261 | 0 | 0.364 | 1 | 5 | cs | TRUE
239 | LV_2476-3_0_11_line_239 |  | 222 | 223 | 0.0079669 | 0.125 | 0.08 | 261 | 0 | 0.364 | 1 | 1 | cs | TRUE
240 | LV_2476-3_0_11_line_240 |  | 223 | 224 | 0.010443 | 0.125 | 0.08 | 261 | 0 | 0.364 | 1 | 1 | cs | TRUE
241 | LV_2476-3_0_11_line_241 |  | 225 | 226 | 0.0096704 | 0.125 | 0.08 | 261 | 0 | 0.364 | 1 | 1 | cs | TRUE
242 | LV_2476-3_0_11_line_242 |  | 226 | 227 | 0.020931 | 0.125 | 0.08 | 261 | 0 | 0.364 | 1 | 1 | cs | TRUE
243 | LV_2476-3_0_11_line_243 |  | 227 | 228 | 0.0098979 | 0.125 | 0.08 | 261 | 0 | 0.364 | 1 | 1 | cs | TRUE
244 | LV_2476-3_0_11_line_244 |  | 229 | 230 | 0.0011837 | 0.125 | 0.08 | 261 | 0 | 0.364 | 1 | 1 | cs | TRUE
245 | LV_2476-3_0_11_line_245 |  | 230 | 231 | 0.0084241 | 0.125 | 0.08 | 261 | 0 | 0.364 | 1 | 1 | cs | TRUE
246 | LV_2476-3_0_11_line_246 |  | 231 | 234 | 0.0098981 | 0.125 | 0.08 | 261 | 0 | 0.364 | 1 | 1 | cs | TRUE
247 | LV_2476-3_0_11_line_247 |  | 232 | 233 | 0.019574 | 0.125 | 0.08 | 261 | 0 | 0.364 | 1 | 1 | cs | TRUE
248 | LV_2476-3_0_11_line_248 |  | 233 | 236 | 0.0066201 | 0.125 | 0.08 | 261 | 0 | 0.364 | 1 | 1 | cs | TRUE
249 | LV_2476-3_0_11_line_249 |  | 234 | 237 | 0.010891 | 0.125 | 0.08 | 261 | 0 | 0.364 | 1 | 1 | cs | TRUE
250 | LV_2476-3_0_11_line_250 |  | 235 | 238 | 0.0077228 | 0.125 | 0.08 | 261 | 0 | 0.364 | 1 | 1 | cs | TRUE
251 | LV_2476-3_0_11_line_251 |  | 236 | 239 | 6.9228e-05 | 0.125 | 0.08 | 261 | 0 | 0.364 | 1 | 1 | cs | TRUE
252 | LV_2476-3_0_11_line_252 |  | 237 | 240 | 0.015862 | 0.125 | 0.08 | 261 | 0 | 0.364 | 1 | 1 | cs | TRUE
253 | LV_2476-3_0_11_line_253 |  | 238 | 264 | 0.0091699 | 0.125 | 0.08 | 261 | 0 | 0.364 | 1 | 1 | cs | TRUE
254 | LV_2476-3_0_11_line_254 |  | 239 | 277 | 0.015015 | 0.125 | 0.08 | 261 | 0 | 0.364 | 1 | 1 | cs | TRUE
255 | LV_2476-3_0_11_line_255 |  | 243 | 244 | 0.0034457 | 0.125 | 0.08 | 261 | 0 | 0.364 | 1 | 1 | cs | TRUE
256 | LV_2476-3_0_11_line_256 |  | 244 | 245 | 0.005826 | 0.125 | 0.08 | 261 | 0 | 0.364 | 1 | 1 | cs | TRUE
257 | LV_2476-3_0_11_line_257 |  | 247 | 248 | 0.000779 | 0.125 | 0.08 | 261 | 0 | 0.364 | 1 | 5 | cs | TRUE
258 | LV_2476-3_0_11_line_258 |  | 248 | 249 | 0.02907 | 0.125 | 0.08 | 261 | 0 | 0.364 | 1 | 1 | cs | TRUE
259 | LV_2476-3_0_11_line_259 |  | 248 | 250 | 0.012906 | 0.125 | 0.08 | 261 | 0 | 0.364 | 1 | 5 | cs | TRUE
260 | LV_2476-3_0_11_line_260 |  | 249 | 257 | 0.00094436 | 0.125 | 0.08 | 261 | 0 | 0.364 | 1 | 1 | cs | TRUE
261 | LV_2476-3_0_11_line_261 |  | 250 | 258 | 0.020132 | 0.125 | 0.08 | 261 | 0 | 0.364 | 1 | 5 | cs | TRUE
262 | LV_2476-3_0_11_line_262 |  | 251 | 263 | 0.012908 | 0.125 | 0.08 | 261 | 0 | 0.364 | 1 | 1 | cs | TRUE
263 | LV_2476-3_0_11_line_263 |  | 252 | 253 | 0.0032156 | 0.125 | 0.08 | 261 | 0 | 0.364 | 1 | 1 | cs | TRUE
264 | LV_2476-3_0_11_line_264 |  | 253 | 254 | 0.022674 | 0.125 | 0.08 | 261 | 0 | 0.364 | 1 | 1 | cs | TRUE
265 | LV_2476-3_0_11_line_265 |  | 254 | 255 | 0.0078915 | 0.125 | 0.08 | 261 | 0 | 0.364 | 1 | 1 | cs | TRUE
266 | LV_2476-3_0_11_line_266 |  | 255 | 256 | 0.013959 | 0.125 | 0.08 | 261 | 0 | 0.364 | 1 | 1 | cs | TRUE
267 | LV_2476-3_0_11_line_267 |  | 256 | 268 | 0.030007 | 0.125 | 0.08 | 261 | 0 | 0.364 | 1 | 1 | cs | TRUE
268 | LV_2476-3_0_11_line_268 |  | 257 | 276 | 0.010804 | 0.125 | 0.08 | 261 | 0 | 0.364 | 1 | 1 | cs | TRUE
269 | LV_2476-3_0_11_line_269 |  | 258 | 271 | 0.010552 | 0.125 | 0.08 | 261 | 0 | 0.364 | 1 | 5 | cs | TRUE
270 | LV_2476-3_0_11_line_270 |  | 260 | 261 | 0.0067979 | 0.125 | 0.08 | 261 | 0 | 0.364 | 1 | 5 | cs | TRUE
271 | LV_2476-3_0_11_line_271 |  | 261 | 262 | 0.0024924 | 0.125 | 0.08 | 261 | 0 | 0.364 | 1 | 5 | cs | TRUE
272 | LV_2476-3_0_11_line_272 |  | 262 | 270 | 0.016893 | 0.125 | 0.08 | 261 | 0 | 0.364 | 1 | 5 | cs | TRUE
273 | LV_2476-3_0_11_line_273 |  | 263 | 289 | 0.0097577 | 0.125 | 0.08 | 261 | 0 | 0.364 | 1 | 1 | cs | TRUE
274 | LV_2476-3_0_11_line_274 |  | 266 | 267 | 0.032283 | 0.125 | 0.08 | 261 | 0 | 0.364 | 1 | 5 | cs | TRUE
275 | LV_2476-3_0_11_line_275 |  | 268 | 269 | 6.8279e-05 | 0.125 | 0.08 | 261 | 0 | 0.364 | 1 | 1 | cs | TRUE
276 | LV_2476-3_0_11_line_276 |  | 271 | 272 | 0.0045695 | 0.125 | 0.08 | 261 | 0 | 0.364 | 1 | 5 | cs | TRUE
277 | LV_2476-3_0_11_line_277 |  | 272 | 273 | 0.017451 | 0.125 | 0.08 | 261 | 0 | 0.364 | 1 | 5 | cs | TRUE
278 | LV_2476-3_0_11_line_278 |  | 273 | 274 | 0.00040196 | 0.125 | 0.08 | 261 | 0 | 0.364 | 1 | 5 | cs | TRUE
279 | LV_2476-3_0_11_line_279 |  | 274 | 275 | 0.017011 | 0.125 | 0.08 | 261 | 0 | 0.364 | 1 | 5 | cs | TRUE
280 | LV_2476-3_0_11_line_280 |  | 275 | 302 | 0.0091062 | 0.125 | 0.08 | 261 | 0 | 0.364 | 1 | 5 | cs | TRUE
281 | LV_2476-3_0_11_line_281 |  | 276 | 280 | 7.0644e-05 | 0.125 | 0.08 | 261 | 0 | 0.364 | 1 | 1 | cs | TRUE
282 | LV_2476-3_0_11_line_282 |  | 277 | 278 | 0.00091335 | 0.125 | 0.08 | 261 | 0 | 0.364 | 1 | 1 | cs | TRUE
283 | LV_2476-3_0_11_line_283 |  | 278 | 279 | 0.009516 | 0.125 | 0.08 | 261 | 0 | 0.364 | 1 | 1 | cs | TRUE
284 | LV_2476-3_0_11_line_284 |  | 279 | 280 | 4.1721e-05 | 0.125 | 0.08 | 261 | 0 | 0.364 | 1 | 1 | cs | TRUE
285 | LV_2476-3_0_11_line_285 |  | 281 | 282 | 0.019759 | 0.125 | 0.08 | 261 | 0 | 0.364 | 1 | 1 | cs | TRUE
286 | LV_2476-3_0_11_line_286 |  | 282 | 283 | 0.00048591 | 0.125 | 0.08 | 261 | 0 | 0.364 | 1 | 1 | cs | TRUE
287 | LV_2476-3_0_11_line_287 |  | 283 | 296 | 0.010287 | 0.125 | 0.08 | 261 | 0 | 0.364 | 1 | 1 | cs | TRUE
288 | LV_2476-3_0_11_line_288 |  | 284 | 285 | 0.031483 | 0.125 | 0.08 | 261 | 0 | 0.364 | 1 | 5 | cs | TRUE
289 | LV_2476-3_0_11_line_289 |  | 285 | 286 | 0.016366 | 0.125 | 0.08 | 261 | 0 | 0.364 | 1 | 5 | cs | TRUE
290 | LV_2476-3_0_11_line_290 |  | 286 | 287 | 0.010452 | 0.125 | 0.08 | 261 | 0 | 0.364 | 1 | 5 | cs | TRUE
291 | LV_2476-3_0_11_line_291 |  | 287 | 288 | 0.018826 | 0.125 | 0.08 | 261 | 0 | 0.364 | 1 | 5 | cs | TRUE
292 | LV_2476-3_0_11_line_292 |  | 288 | 302 | 0.018834 | 0.125 | 0.08 | 261 | 0 | 0.364 | 1 | 5 | cs | TRUE
293 | LV_2476-3_0_11_line_293 |  | 289 | 290 | 0.0066087 | 0.125 | 0.08 | 261 | 0 | 0.364 | 1 | 1 | cs | TRUE
294 | LV_2476-3_0_11_line_294 |  | 290 | 291 | 0.012913 | 0.125 | 0.08 | 261 | 0 | 0.364 | 1 | 1 | cs | TRUE
295 | LV_2476-3_0_11_line_295 |  | 291 | 292 | 0.0052874 | 0.125 | 0.08 | 261 | 0 | 0.364 | 1 | 1 | cs | TRUE
296 | LV_2476-3_0_11_line_296 |  | 292 | 293 | 0.0096953 | 0.125 | 0.08 | 261 | 0 | 0.364 | 1 | 1 | cs | TRUE
297 | LV_2476-3_0_11_line_297 |  | 294 | 295 | 0.0079145 | 0.125 | 0.08 | 261 | 0 | 0.364 | 1 | 1 | cs | TRUE
298 | LV_2476-3_0_11_line_298 |  | 296 | 297 | 0.021297 | 0.125 | 0.08 | 261 | 0 | 0.364 | 1 | 1 | cs | TRUE
299 | LV_2476-3_0_11_line_299 |  | 297 | 298 | 0.0030279 | 0.125 | 0.08 | 261 | 0 | 0.364 | 1 | 1 | cs | TRUE
300 | LV_2476-3_0_11_line_300 |  | 298 | 299 | 0.011081 | 0.125 | 0.08 | 261 | 0 | 0.364 | 1 | 1 | cs | TRUE
301 | LV_2476-3_0_11_line_301 |  | 300 | 301 | 0.0055688 | 0.125 | 0.08 | 261 | 0 | 0.364 | 1 | 1 | cs | TRUE

## trafo
| name | std_type | hv_bus | lv_bus | sn_mva | vn_hv_kv | vn_lv_kv | vk_percent | vkr_percent | pfe_kw | i0_percent | shift_degree | tap_side | tap_neutral | tap_min | tap_max | tap_step_percent | tap_step_degree | tap_pos | tap_phase_shifter | parallel | df | in_service
0 | LV_2476-3_0_11_trafo_12 | 0.63 MVA 20/0.4 kV | 303 | 24 | 0.63 | 20 | 0.4 | 6 | 1.206 | 1.65 | 0.2619 | 150 | hv | 0 | -2 | 2 | 2.5 | 0 | 0 | FALSE | 1 | 1 | TRUE

## line_geodata
| x0 | y0 | x1 | y1 | x2 | y2 | x3 | y3 | x4 | y4 | x5 | y5 | x6 | y6 | x7 | y7
0 | 2605433.492 | 1258192.1975 | 2605433.8838 | 1258199.3247
1 | 2605433.4776 | 1258191.9339 | 2605433.492 | 1258192.1975
2 | 2605434.4024 | 1258208.7594 | 2605433.8838 | 1258199.3247
3 | 2605432.5608 | 1258175.2554 | 2605433.4776 | 1258191.9339
4 | 2605434.4024 | 1258208.7594 | 2605434.7219 | 1258214.5729
5 | 2605432.5608 | 1258175.2554 | 2605420.5474 | 1258175.6171
6 | 2605432.5608 | 1258175.2554 | 2605431.8806 | 1258162.8809
7 | 2605434.7906 | 1258215.822 | 2605434.7219 | 1258214.5729
8 | 2605420.5474 | 1258175.6171 | 2605404.0745 | 1258176.1131
9 | 2605431.2778 | 1258151.9164 | 2605431.8806 | 1258162.8809
10 | 2605434.7906 | 1258215.822 | 2605435.1825 | 1258222.9516
11 | 2605401.9192 | 1258176.178 | 2605404.0745 | 1258176.1131
12 | 2605999.9761 | 1258586.9661 | 2606008.023 | 1258616.9356
13 | 2606012.0989 | 1258632.1154 | 2606008.023 | 1258616.9356
14 | 2606012.0989 | 1258632.1154 | 2606017.4937 | 1258648.0023
15 | 2606012.0989 | 1258632.1154 | 2605981.1055 | 1258644.5447
16 | 2606024.1866 | 1258667.7115 | 2606017.4937 | 1258648.0023
17 | 2605976.6281 | 1258646.3403 | 2605981.1055 | 1258644.5447
18 | 2605971.1124 | 1258554.4276 | 2605945.3061 | 1258570.5201
19 | 2605938.0928 | 1258575.0183 | 2605945.3061 | 1258570.5201
20 | 2605822.0668 | 1258519.5521 | 2605825.2408 | 1258537.7597
21 | 2605822.0668 | 1258519.5521 | 2605805.6614 | 1258523.9509
22 | 2605805.6614 | 1258523.9509 | 2605783.0787 | 1258530.0059
23 | 2605901.8766 | 1258590.5556 | 2605910.5701 | 1258588.2182
24 | 2605901.8766 | 1258590.5556 | 2605892.9451 | 1258592.9573
25 | 2605910.5701 | 1258588.2182 | 2605915.9934 | 1258585.7083
26 | 2605892.9451 | 1258592.9573 | 2605891.7412 | 1258593.281
27 | 2605538.8946 | 1258276.187 | 2605568.1309 | 1258281.2286 | 2605604.4595 | 1258287.4889 | 2605615.0244 | 1258412.049 | 2605618.7954 | 1258417.9676 | 2605613.4103 | 1258421.098 | 2605636.6615 | 1258481.1601 | 2605652.7676 | 1258475.994
28 | 2605652.7676 | 1258475.994 | 2605668.1875 | 1258471.0497 | 2605718.0645 | 1258457.4658 | 2605726.028 | 1258485.5478
29 | 2605652.7676 | 1258475.994 | 2605653.6542 | 1258479.0969 | 2605667.0395 | 1258529.6283
30 | 2605498.4177 | 1258272.2805 | 2605538.8946 | 1258276.187
31 | 2605538.8946 | 1258276.187 | 2605538.6938 | 1258273.2515 | 2605534.31 | 1258209.4182
32 | 2605726.028 | 1258485.5478 | 2605719.7646 | 1258487.3592
33 | 2605726.028 | 1258485.5478 | 2605734.2462 | 1258483.5751
34 | 2605671.1332 | 1258545.0827 | 2605667.0395 | 1258529.6283
35 | 2605498.4177 | 1258272.2805 | 2605473.839 | 1258270.9056
36 | 2605498.4177 | 1258272.2805 | 2605497.2045 | 1258254.223
37 | 2605533.0705 | 1258191.3692 | 2605534.31 | 1258209.4182
38 | 2605562.4841 | 1258135.8037 | 2605566.9847 | 1258127.569
39 | 2605562.4841 | 1258135.8037 | 2605533.0937 | 1258125.4696 | 2605513.0056 | 1258120.2451
40 | 2605566.9847 | 1258127.569 | 2605565.2715 | 1258121.5856 | 2605564.0528 | 1258107.849
41 | 2605505.232 | 1258118.2234 | 2605513.0056 | 1258120.2451
42 | 2605563.6061 | 1258102.8133 | 2605564.0528 | 1258107.849
43 | 2605719.7646 | 1258487.3592 | 2605712.9109 | 1258489.3413
44 | 2605734.2462 | 1258483.5751 | 2605741.1928 | 1258481.9076
45 | 2605352.0952 | 1258446.1313 | 2605336.3902 | 1258441.2918 | 2605323.9964 | 1258437.0046
46 | 2605352.0952 | 1258446.1313 | 2605354.2888 | 1258425.6301
47 | 2605308.4374 | 1258431.6225 | 2605323.9964 | 1258437.0046
48 | 2605356.0332 | 1258409.3271 | 2605354.2888 | 1258425.6301
49 | 2606024.909 | 1258669.8388 | 2606024.1866 | 1258667.7115
50 | 2605970.3375 | 1258648.8631 | 2605976.6281 | 1258646.3403
51 | 2605938.0928 | 1258575.0183 | 2605935.2152 | 1258576.8127 | 2605926.0433 | 1258581.0573
52 | 2605674.8356 | 1258559.0595 | 2605671.4717 | 1258546.3605
53 | 2605676.9543 | 1258558.4611 | 2605674.8356 | 1258559.0595
54 | 2605671.1332 | 1258545.0827 | 2605671.4717 | 1258546.3605
55 | 2605676.9543 | 1258558.4611 | 2605682.9184 | 1258581.8678
56 | 2605676.9543 | 1258558.4611 | 2605698.8218 | 1258552.5978
57 | 2605783.0787 | 1258530.0059 | 2605780.7212 | 1258530.6381
58 | 2605915.9934 | 1258585.7083 | 2605926.0433 | 1258581.0573
59 | 2605879.5058 | 1258596.571 | 2605879.5058 | 1258596.571 | 2605891.7412 | 1258593.281
60 | 2605458.5824 | 1258270.0521 | 2605473.839 | 1258270.9056
61 | 2605497.2045 | 1258254.223 | 2605495.4118 | 1258227.5391
62 | 2605505.232 | 1258118.2234 | 2605487.0059 | 1258113.4833
63 | 2605563.6061 | 1258102.8133 | 2605562.7629 | 1258093.3087
64 | 2605710.6116 | 1258490.0063 | 2605712.9109 | 1258489.3413
65 | 2605308.4374 | 1258431.6225 | 2605299.6843 | 1258428.5947
66 | 2605356.0332 | 1258409.3271 | 2605356.9189 | 1258401.0492
67 | 2605285.0961 | 1258423.5511 | 2605285.1846 | 1258423.579 | 2605299.6843 | 1258428.5947
68 | 2605285.0961 | 1258423.5511 | 2605276.2579 | 1258420.7655
69 | 2605266.8868 | 1258417.8118 | 2605276.2579 | 1258420.7655
70 | 2605266.8868 | 1258417.8118 | 2605264.6414 | 1258417.1041
71 | 2605198.0532 | 1258395.9732 | 2605230.6013 | 1258406.3752 | 2605264.6414 | 1258417.1041
72 | 2605182.9488 | 1258393.7142 | 2605189.0614 | 1258394.6201 | 2605198.0532 | 1258395.9732
73 | 2605182.9488 | 1258393.7142 | 2605174.9333 | 1258405.2817 | 2605167.4655 | 1258411.1792 | 2605158.653 | 1258411.7276 | 2605157.3787 | 1258411.4525
74 | 2605149.4761 | 1258055.4143 | 2605150.1188 | 1258073.515
75 | 2605149.4761 | 1258055.4143 | 2605178.4636 | 1258058.3253
76 | 2605714.2334 | 1258627.6641 | 2605715.563 | 1258627.2963
77 | 2605695.7815 | 1258632.3508 | 2605707.4603 | 1258629.5378 | 2605714.2334 | 1258627.6641
78 | 2605734.2649 | 1258622.1226 | 2605715.563 | 1258627.2963
79 | 2605695.7815 | 1258632.3508 | 2605688.2118 | 1258634.1782
80 | 2605695.7815 | 1258632.3508 | 2605692.1338 | 1258618.0348
81 | 2605743.2146 | 1258619.6468 | 2605734.2649 | 1258622.1226
82 | 2605688.2118 | 1258634.1782 | 2605664.937 | 1258639.797
83 | 2605688.2118 | 1258634.1782 | 2605693.3252 | 1258660.2399
84 | 2605692.1338 | 1258618.0348 | 2605683.5198 | 1258584.2282
85 | 2605750.6265 | 1258617.5964 | 2605743.2146 | 1258619.6468
86 | 2605664.937 | 1258639.797 | 2605654.7661 | 1258642.2524
87 | 2605693.5538 | 1258661.4046 | 2605693.3252 | 1258660.2399
88 | 2605683.5198 | 1258584.2282 | 2605683.4498 | 1258583.9534
89 | 2605750.6265 | 1258617.5964 | 2605752.079 | 1258617.1946
90 | 2605654.7661 | 1258642.2524 | 2605647.6978 | 1258643.9587
91 | 2605693.5746 | 1258661.5108 | 2605693.5538 | 1258661.4046
92 | 2605682.9184 | 1258581.8678 | 2605683.4498 | 1258583.9534
93 | 2605888.6709 | 1258681.3751 | 2605887.2023 | 1258681.8484
94 | 2605903.3521 | 1258675.9941 | 2605895.6007 | 1258679.1423 | 2605888.6709 | 1258681.3751
95 | 2605882.2178 | 1258683.4544 | 2605887.2023 | 1258681.8484
96 | 2605903.3521 | 1258675.9941 | 2605909.6812 | 1258673.4236
97 | 2605882.2178 | 1258683.4544 | 2605866.9047 | 1258688.3886
98 | 2605913.0126 | 1258672.0706 | 2605909.6812 | 1258673.4236
99 | 2605859.5936 | 1258690.7443 | 2605866.9047 | 1258688.3886
100 | 2605913.0126 | 1258672.0706 | 2605922.3755 | 1258668.268
101 | 2605843.1525 | 1258695.0904 | 2605847.7133 | 1258694.5723 | 2605859.5936 | 1258690.7443
102 | 2605946.5946 | 1258658.4317 | 2605922.3755 | 1258668.268
103 | 2605353.511 | 1258197.3808 | 2605353.7817 | 1258201.2585
104 | 2605354.8423 | 1258216.4507 | 2605353.7817 | 1258201.2585
105 | 2605353.3934 | 1258195.696 | 2605353.511 | 1258197.3808
106 | 2605354.8423 | 1258216.4507 | 2605356.8228 | 1258244.8207
107 | 2605353.3934 | 1258195.696 | 2605352.1217 | 1258177.4796
108 | 2605357.0616 | 1258248.2421 | 2605356.8228 | 1258244.8207
109 | 2605352.1217 | 1258177.4796 | 2605351.6044 | 1258170.0702
110 | 2605357.2332 | 1258250.6998 | 2605357.0616 | 1258248.2421
111 | 2605350.4675 | 1258153.7843 | 2605351.6044 | 1258170.0702
112 | 2605358.2497 | 1258265.2599 | 2605357.2332 | 1258250.6998
113 | 2605336.246 | 1257983.6112 | 2605333.7929 | 1257962.0289
114 | 2605331.5855 | 1257942.6086 | 2605333.7929 | 1257962.0289
115 | 2605339.1989 | 1258009.5897 | 2605336.246 | 1257983.6112
116 | 2605331.5855 | 1257942.6086 | 2605329.3457 | 1257922.9029
117 | 2605339.1989 | 1258009.5897 | 2605341.6258 | 1258030.9415
118 | 2605341.9854 | 1258034.1051 | 2605341.6258 | 1258030.9415
119 | 2605341.9854 | 1258034.1051 | 2605344.5793 | 1258056.9255
120 | 2605394.8467 | 1258053.0854 | 2605394.8506 | 1258053.1227
121 | 2605393.2151 | 1258037.5964 | 2605394.8467 | 1258053.0854
122 | 2605394.8506 | 1258053.1227 | 2605395.6355 | 1258060.5736
123 | 2605392.4311 | 1258030.154 | 2605393.2151 | 1258037.5964
124 | 2605396.5271 | 1258083.3168 | 2605397.2126 | 1258075.5456 | 2605395.6355 | 1258060.5736
125 | 2605392.4311 | 1258030.154 | 2605391.6764 | 1258022.9892
126 | 2605396.5271 | 1258083.3168 | 2605443.0838 | 1258101.2598
127 | 2605396.5271 | 1258083.3168 | 2605368.416 | 1258074.8748 | 2605346.1509 | 1258070.7522
128 | 2605390.2279 | 1258009.238 | 2605391.6764 | 1258022.9892
129 | 2605443.0838 | 1258101.2598 | 2605442.0156 | 1258075.5359
130 | 2605443.0838 | 1258101.2598 | 2605449.5194 | 1258103.734
131 | 2605346.1509 | 1258070.7522 | 2605347.1706 | 1258091.6251
132 | 2605346.1509 | 1258070.7522 | 2605344.5793 | 1258056.9255
133 | 2605346.1509 | 1258070.7522 | 2605328.0557 | 1258068.1891
134 | 2605386.7636 | 1257976.3504 | 2605390.2279 | 1258009.238
135 | 2605359.0355 | 1258381.2677 | 2605358.8884 | 1258382.6433
136 | 2605356.9189 | 1258401.0492 | 2605358.8884 | 1258382.6433
137 | 2605360.4983 | 1258367.597 | 2605359.0355 | 1258381.2677
138 | 2605360.4983 | 1258367.597 | 2605361.7128 | 1258356.2465
139 | 2605361.7128 | 1258356.2465 | 2605361.845 | 1258355.0112
140 | 2605361.845 | 1258355.0112 | 2605363.0035 | 1258344.1838 | 2605362.964 | 1258329.3738 | 2605362.9106 | 1258328.6477
141 | 2605495.4118 | 1258227.5391 | 2605494.5071 | 1258214.0726
142 | 2605494.5071 | 1258214.0726 | 2605493.5878 | 1258200.3893
143 | 2605492.9442 | 1258190.8097 | 2605493.5878 | 1258200.3893
144 | 2605449.3158 | 1258269.5338 | 2605458.5824 | 1258270.0521
145 | 2605449.3158 | 1258269.5338 | 2605449.1133 | 1258282.2925
146 | 2605449.3158 | 1258269.5338 | 2605437.7149 | 1258269.0229
147 | 2606033.5894 | 1258751.1431 | 2606012.129 | 1258759.6789 | 2605986.6708 | 1258773.358
148 | 2606091.8014 | 1258730.6288 | 2606069.6796 | 1258736.7883 | 2606033.5894 | 1258751.1431
149 | 2606105.8336 | 1258711.4858 | 2606099.6806 | 1258720.9859 | 2606095.4112 | 1258723.9725 | 2606091.8014 | 1258730.6288
150 | 2606105.8336 | 1258711.4858 | 2606075.1133 | 1258715.4572 | 2606059.4044 | 1258715.7304 | 2606046.8584 | 1258711.5482 | 2606038.2153 | 1258702.5668
151 | 2605860.9133 | 1258823.9944 | 2605857.4194 | 1258796.336
152 | 2605860.9133 | 1258823.9944 | 2605819.472 | 1258831.459 | 2605812.5725 | 1258832.3199
153 | 2605857.4194 | 1258796.336 | 2605856.1485 | 1258786.2754
154 | 2605812.5725 | 1258832.3199 | 2605790.3106 | 1258835.0976
155 | 2606029.3018 | 1258690.294 | 2606036.9943 | 1258701.298 | 2606038.2153 | 1258702.5668
156 | 2605854.5332 | 1258773.4875 | 2605856.1485 | 1258786.2754
157 | 2605766.2136 | 1258838.1043 | 2605790.3106 | 1258835.0976
158 | 2606029.3018 | 1258690.294 | 2606025.0462 | 1258702.0421 | 2606018.4492 | 1258707.9496
159 | 2606029.3018 | 1258690.294 | 2606027.641 | 1258677.884 | 2606024.909 | 1258669.8388
160 | 2605738.8734 | 1258841.5158 | 2605766.2136 | 1258838.1043
161 | 2605710.3227 | 1258844.9408 | 2605722.9118 | 1258843.5074 | 2605738.8734 | 1258841.5158
162 | 2605710.3227 | 1258844.9408 | 2605708.7731 | 1258845.1168
163 | 2605680.0589 | 1258848.3783 | 2605708.7731 | 1258845.1168
164 | 2605680.0589 | 1258848.3783 | 2605670.7162 | 1258849.4395 | 2605658.0432 | 1258851.9181
165 | 2605698.8218 | 1258552.5978 | 2605704.6635 | 1258551.0314
166 | 2605704.6635 | 1258551.0314 | 2605710.7649 | 1258549.3955
167 | 2605724.9737 | 1258545.5857 | 2605710.7649 | 1258549.3955
168 | 2605724.9737 | 1258545.5857 | 2605731.2236 | 1258543.9099
169 | 2605731.2236 | 1258543.9099 | 2605750.9267 | 1258538.6269
170 | 2605946.5946 | 1258658.4317 | 2605948.012 | 1258657.8561
171 | 2605966.3734 | 1258650.4528 | 2605955.7915 | 1258654.6965 | 2605948.012 | 1258657.8561
172 | 2605966.3734 | 1258650.4528 | 2605970.3375 | 1258648.8631
173 | 2605825.2013 | 1258777.701 | 2605820.6598 | 1258778.3534
174 | 2605825.2013 | 1258777.701 | 2605840.5155 | 1258775.5012
175 | 2605803.7051 | 1258780.7889 | 2605820.6598 | 1258778.3534
176 | 2605854.5332 | 1258773.4875 | 2605840.5155 | 1258775.5012
177 | 2605803.7051 | 1258780.7889 | 2605786.9582 | 1258783.1946
178 | 2605854.5332 | 1258773.4875 | 2605856.0409 | 1258773.2667 | 2605870.8816 | 1258769.675
179 | 2605854.5332 | 1258773.4875 | 2605851.2791 | 1258751.0716
180 | 2605770.1427 | 1258785.5634 | 2605775.8067 | 1258784.7965 | 2605786.9582 | 1258783.1946
181 | 2605870.8816 | 1258769.675 | 2605882.5797 | 1258766.8439 | 2605893.9581 | 1258762.9744
182 | 2605851.2791 | 1258751.0716 | 2605849.2751 | 1258737.2665
183 | 2605770.1427 | 1258785.5634 | 2605748.6315 | 1258788.4761
184 | 2605893.9581 | 1258762.9744 | 2605899.3038 | 1258761.1565 | 2605914.1679 | 1258754.9298
185 | 2605849.2751 | 1258737.2665 | 2605849.271 | 1258737.2389
186 | 2605359.1071 | 1258276.9203 | 2605360.6027 | 1258297.2603
187 | 2605358.2497 | 1258265.2599 | 2605359.1071 | 1258276.9203
188 | 2605360.6027 | 1258297.2603 | 2605360.6603 | 1258298.0441
189 | 2605358.2497 | 1258265.2599 | 2605373.7653 | 1258265.9947
190 | 2605360.6603 | 1258298.0441 | 2605360.7771 | 1258299.6321
191 | 2605373.7653 | 1258265.9947 | 2605375.0832 | 1258266.0571
192 | 2605362.3631 | 1258321.2021 | 2605360.7771 | 1258299.6321
193 | 2605385.6131 | 1258266.5557 | 2605375.0832 | 1258266.0571
194 | 2605362.3631 | 1258321.2021 | 2605362.546 | 1258323.6888
195 | 2605385.6131 | 1258266.5557 | 2605394.6326 | 1258266.9828
196 | 2605774.3315 | 1258532.3513 | 2605780.7212 | 1258530.6381
197 | 2605750.9267 | 1258538.6269 | 2605774.3315 | 1258532.3513
198 | 2605836.5417 | 1258602.5886 | 2605831.8926 | 1258575.9185
199 | 2605836.5417 | 1258602.5886 | 2605862.7764 | 1258598.9141
200 | 2605836.5417 | 1258602.5886 | 2605829.1311 | 1258603.4931
201 | 2605281.8047 | 1258063.6019 | 2605269.6496 | 1258062.5988
202 | 2605291.4406 | 1258064.3971 | 2605281.8047 | 1258063.6019
203 | 2605269.597 | 1258062.5944 | 2605269.6496 | 1258062.5988
204 | 2605298.6499 | 1258064.9921 | 2605291.4406 | 1258064.3971
205 | 2605252.9302 | 1258061.219 | 2605269.597 | 1258062.5944
206 | 2605298.6499 | 1258064.9921 | 2605304.1682 | 1258065.4475
207 | 2605252.9302 | 1258061.219 | 2605248.608 | 1258061.1117
208 | 2605252.9302 | 1258061.219 | 2605251.185 | 1258056.8923 | 2605243.9887 | 1258043.2178
209 | 2605304.1682 | 1258065.4475 | 2605304.4497 | 1258065.4708
210 | 2605235.5507 | 1258060.7878 | 2605248.608 | 1258061.1117
211 | 2605324.1045 | 1258067.6294 | 2605315.0282 | 1258066.3438 | 2605304.4497 | 1258065.4708
212 | 2605686.2087 | 1258711.6563 | 2605698.0318 | 1258709.2002
213 | 2605702.787 | 1258708.4641 | 2605700.8346 | 1258708.6179 | 2605698.0318 | 1258709.2002
214 | 2605414.0495 | 1258267.9023 | 2605405.0928 | 1258267.4781
215 | 2605415.5728 | 1258267.9744 | 2605414.0495 | 1258267.9023
216 | 2605405.0928 | 1258267.4781 | 2605394.6326 | 1258266.9828
217 | 2605437.7149 | 1258269.0229 | 2605415.5728 | 1258267.9744
218 | 2605437.7149 | 1258269.0229 | 2605436.8912 | 1258254.038
219 | 2605436.6748 | 1258250.1005 | 2605436.8912 | 1258254.038
220 | 2605448.8079 | 1258301.5387 | 2605449.1133 | 1258282.2925
221 | 2605436.6748 | 1258250.1005 | 2605435.6914 | 1258232.2093
222 | 2605914.1679 | 1258754.9298 | 2605933.2784 | 1258746.9242
223 | 2605951.9037 | 1258739.1218 | 2605933.2784 | 1258746.9242
224 | 2605951.9037 | 1258739.1218 | 2605974.8419 | 1258729.5127
225 | 2605990.1426 | 1258723.1031 | 2605974.8419 | 1258729.5127
226 | 2605314.5954 | 1258137.9794 | 2605303.3639 | 1258136.8918 | 2605303.03 | 1258126.1916
227 | 2605314.5954 | 1258137.9794 | 2605316.3294 | 1258138.1473
228 | 2605316.3294 | 1258138.1473 | 2605316.5084 | 1258138.1647
229 | 2605316.5084 | 1258138.1647 | 2605334.8307 | 1258139.9389
230 | 2605349.6008 | 1258141.3692 | 2605334.8307 | 1258139.9389
231 | 2605362.546 | 1258323.6888 | 2605362.9106 | 1258328.6477
232 | 2605324.1045 | 1258067.6294 | 2605328.0557 | 1258068.1891
233 | 2605347.1706 | 1258091.6251 | 2605347.5011 | 1258098.3906
234 | 2605348.4387 | 1258117.5821 | 2605347.5011 | 1258098.3906
235 | 2605348.7765 | 1258124.4967 | 2605348.4387 | 1258117.5821
236 | 2605441.8945 | 1258072.6199 | 2605442.0156 | 1258075.5359
237 | 2605449.5194 | 1258103.734 | 2605469.1884 | 1258108.8494
238 | 2605350.4675 | 1258153.7843 | 2605350.2478 | 1258150.6369
239 | 2605476.8988 | 1258110.8547 | 2605469.1884 | 1258108.8494
240 | 2605476.8988 | 1258110.8547 | 2605487.0059 | 1258113.4833
241 | 2605441.8945 | 1258072.6199 | 2605441.4932 | 1258062.9578
242 | 2605440.6248 | 1258042.0448 | 2605441.4932 | 1258062.9578
243 | 2605440.2141 | 1258032.1554 | 2605440.6248 | 1258042.0448
244 | 2605797.1632 | 1258607.3868 | 2605795.9882 | 1258607.53
245 | 2605787.6259 | 1258608.5485 | 2605795.9882 | 1258607.53
246 | 2605777.8631 | 1258610.0617 | 2605779.9558 | 1258609.4827 | 2605787.6259 | 1258608.5485
247 | 2605829.1311 | 1258603.4931 | 2605831.9296 | 1258622.8657
248 | 2605831.9296 | 1258622.8657 | 2605832.8762 | 1258629.4178
249 | 2605767.3665 | 1258612.9654 | 2605777.8631 | 1258610.0617
250 | 2605862.7764 | 1258598.9141 | 2605870.4246 | 1258597.8429
251 | 2605832.8861 | 1258629.4863 | 2605832.8762 | 1258629.4178
252 | 2605767.3665 | 1258612.9654 | 2605752.079 | 1258617.1946
253 | 2605870.4246 | 1258597.8429 | 2605879.5058 | 1258596.571
254 | 2605832.8861 | 1258629.4863 | 2605835.0328 | 1258644.3468
255 | 2605435.1825 | 1258222.9516 | 2605435.3716 | 1258226.3921
256 | 2605435.3716 | 1258226.3921 | 2605435.6914 | 1258232.2093
257 | 2605842.376 | 1258695.1786 | 2605843.1525 | 1258695.0904
258 | 2605842.376 | 1258695.1786 | 2605838.2198 | 1258666.4078
259 | 2605842.376 | 1258695.1786 | 2605829.5528 | 1258696.6366
260 | 2605838.2198 | 1258666.4078 | 2605838.0847 | 1258665.4731
261 | 2605809.5497 | 1258698.9108 | 2605829.5528 | 1258696.6366
262 | 2605191.3072 | 1258059.6151 | 2605178.4636 | 1258058.3253
263 | 2605671.5222 | 1258798.942 | 2605672.4149 | 1258798.796 | 2605674.7051 | 1258798.4859
264 | 2605697.1745 | 1258795.4435 | 2605674.7051 | 1258798.4859
265 | 2605697.1745 | 1258795.4435 | 2605704.9946 | 1258794.3846
266 | 2605718.8278 | 1258792.5115 | 2605704.9946 | 1258794.3846
267 | 2605718.8278 | 1258792.5115 | 2605748.5638 | 1258788.4852
268 | 2605836.54 | 1258654.7802 | 2605838.0847 | 1258665.4731
269 | 2605809.5497 | 1258698.9108 | 2605799.0656 | 1258700.1028
270 | 2605349.7744 | 1258143.8556 | 2605350.2478 | 1258150.6369
271 | 2605349.6008 | 1258141.3692 | 2605349.7744 | 1258143.8556
272 | 2605349.6008 | 1258141.3692 | 2605348.7765 | 1258124.4967
273 | 2605191.3072 | 1258059.6151 | 2605192.3592 | 1258059.7208 | 2605201.057 | 1258059.9356
274 | 2605990.1426 | 1258723.1031 | 2606002.862 | 1258717.7748 | 2606015.608 | 1258710.4938 | 2606018.4492 | 1258707.9496
275 | 2605748.6315 | 1258788.4761 | 2605748.5638 | 1258788.4852
276 | 2605794.5253 | 1258700.619 | 2605799.0656 | 1258700.1028
277 | 2605794.5253 | 1258700.619 | 2605777.1856 | 1258702.5904
278 | 2605777.1856 | 1258702.5904 | 2605776.7862 | 1258702.6358
279 | 2605776.7862 | 1258702.6358 | 2605774.5968 | 1258702.8847 | 2605759.8333 | 1258704.0318
280 | 2605750.7545 | 1258704.7372 | 2605759.8333 | 1258704.0318
281 | 2605836.54 | 1258654.7802 | 2605836.5299 | 1258654.7103
282 | 2605835.1634 | 1258645.2508 | 2605835.0328 | 1258644.3468
283 | 2605836.524 | 1258654.669 | 2605835.1634 | 1258645.2508
284 | 2605836.5299 | 1258654.7103 | 2605836.524 | 1258654.669
285 | 2605386.7636 | 1257976.3504 | 2605384.6937 | 1257956.6998
286 | 2605384.6428 | 1257956.2165 | 2605384.6937 | 1257956.6998
287 | 2605384.6428 | 1257956.2165 | 2605383.5651 | 1257945.9859
288 | 2605699.6361 | 1258692.4048 | 2605693.5746 | 1258661.5108
289 | 2605702.787 | 1258708.4641 | 2605699.6361 | 1258692.4048
290 | 2605702.787 | 1258708.4641 | 2605713.2079 | 1258707.6545
291 | 2605731.9772 | 1258706.1961 | 2605713.2079 | 1258707.6545
292 | 2605750.7545 | 1258704.7372 | 2605731.9772 | 1258706.1961
293 | 2605207.6637 | 1258060.0988 | 2605201.057 | 1258059.9356
294 | 2605207.6637 | 1258060.0988 | 2605220.5726 | 1258060.4176
295 | 2605225.8583 | 1258060.5481 | 2605220.5726 | 1258060.4176
296 | 2605225.8583 | 1258060.5481 | 2605233.4208 | 1258060.7349 | 2605235.5507 | 1258060.7878
297 | 2605562.0635 | 1258085.4251 | 2605562.7629 | 1258093.3087
298 | 2605381.3341 | 1257924.8063 | 2605383.5651 | 1257945.9859
299 | 2605381.3341 | 1257924.8063 | 2605381.0169 | 1257921.795
300 | 2605379.8561 | 1257910.7752 | 2605381.0169 | 1257921.795
301 | 2605396.3529 | 1258176.3456 | 2605401.9192 | 1258176.178

## bus_geodata
| x | y | coords
0 | 2605433.492 | 1258192.1975
1 | 2605433.8838 | 1258199.3247
2 | 2605433.4776 | 1258191.9339
3 | 2605434.4024 | 1258208.7594
4 | 2605432.5608 | 1258175.2554
5 | 2605434.7219 | 1258214.5729
6 | 2605420.5474 | 1258175.6171
7 | 2605431.8806 | 1258162.8809
8 | 2605434.7906 | 1258215.822
9 | 2605404.0745 | 1258176.1131
10 | 2605431.2778 | 1258151.9164
11 | 2605999.9761 | 1258586.9661
12 | 2606008.023 | 1258616.9356
13 | 2606012.0989 | 1258632.1154
14 | 2606017.4937 | 1258648.0023
15 | 2605981.1055 | 1258644.5447
16 | 2605971.1124 | 1258554.4276
17 | 2605945.3061 | 1258570.5201
18 | 2605822.0668 | 1258519.5521
19 | 2605825.2408 | 1258537.7597
20 | 2605805.6614 | 1258523.9509
21 | 2605901.8766 | 1258590.5556
22 | 2605910.5701 | 1258588.2182
23 | 2605892.9451 | 1258592.9573
24 | 2605652.7676 | 1258475.994
25 | 2605538.8946 | 1258276.187
26 | 2605726.028 | 1258485.5478
27 | 2605667.0395 | 1258529.6283
28 | 2605498.4177 | 1258272.2805
29 | 2605534.31 | 1258209.4182
30 | 2605562.4841 | 1258135.8037
31 | 2605566.9847 | 1258127.569
32 | 2605513.0056 | 1258120.2451
33 | 2605564.0528 | 1258107.849
34 | 2605719.7646 | 1258487.3592
35 | 2605734.2462 | 1258483.5751
36 | 2605352.0952 | 1258446.1313
37 | 2605323.9964 | 1258437.0046
38 | 2605354.2888 | 1258425.6301
39 | 2606024.1866 | 1258667.7115
40 | 2605976.6281 | 1258646.3404
41 | 2605938.0928 | 1258575.0183
42 | 2605674.8356 | 1258559.0595
43 | 2605671.4717 | 1258546.3605
44 | 2605676.9543 | 1258558.4611
45 | 2605783.0787 | 1258530.0059
46 | 2605915.9934 | 1258585.7083
47 | 2605891.7412 | 1258593.281
48 | 2605671.1332 | 1258545.0827
49 | 2605473.839 | 1258270.9056
50 | 2605497.2045 | 1258254.223
51 | 2605533.0705 | 1258191.3692
52 | 2605505.232 | 1258118.2234
53 | 2605563.6061 | 1258102.8133
54 | 2605712.9109 | 1258489.3413
55 | 2605741.1928 | 1258481.9076
56 | 2605308.4374 | 1258431.6225
57 | 2605356.0332 | 1258409.3271
58 | 2605299.6843 | 1258428.5947
59 | 2605285.0961 | 1258423.5511
60 | 2605276.2579 | 1258420.7655
61 | 2605266.8868 | 1258417.8118
62 | 2605264.6414 | 1258417.1041
63 | 2605198.0532 | 1258395.9732
64 | 2605182.9488 | 1258393.7142
65 | 2605157.3787 | 1258411.4525
66 | 2605150.1188 | 1258073.515
67 | 2605149.4761 | 1258055.4143
68 | 2605714.2334 | 1258627.6641
69 | 2605715.563 | 1258627.2963
70 | 2605695.7815 | 1258632.3508
71 | 2605734.2649 | 1258622.1226
72 | 2605688.2118 | 1258634.1782
73 | 2605692.1338 | 1258618.0348
74 | 2605743.2146 | 1258619.6468
75 | 2605664.937 | 1258639.797
76 | 2605693.3252 | 1258660.2399
77 | 2605683.5198 | 1258584.2282
78 | 2605750.6265 | 1258617.5964
79 | 2605654.7661 | 1258642.2524
80 | 2605693.5538 | 1258661.4046
81 | 2605683.4498 | 1258583.9534
82 | 2605888.6709 | 1258681.3751
83 | 2605887.2023 | 1258681.8484
84 | 2605903.3521 | 1258675.9941
85 | 2605882.2178 | 1258683.4544
86 | 2605909.6813 | 1258673.4236
87 | 2605866.9047 | 1258688.3886
88 | 2605913.0126 | 1258672.0706
89 | 2605859.5936 | 1258690.7443
90 | 2605922.3755 | 1258668.268
91 | 2605353.7817 | 1258201.2585
92 | 2605353.511 | 1258197.3808
93 | 2605354.8423 | 1258216.4507
94 | 2605353.3934 | 1258195.696
95 | 2605356.8228 | 1258244.8207
96 | 2605352.1217 | 1258177.4796
97 | 2605357.0616 | 1258248.2421
98 | 2605351.6044 | 1258170.0702
99 | 2605357.2332 | 1258250.6998
100 | 2605333.7929 | 1257962.0289
101 | 2605336.246 | 1257983.6112
102 | 2605331.5855 | 1257942.6086
103 | 2605339.1989 | 1258009.5897
104 | 2605329.3457 | 1257922.9029
105 | 2605341.6258 | 1258030.9415
106 | 2605341.9854 | 1258034.1051
107 | 2605394.8467 | 1258053.0854
108 | 2605394.8506 | 1258053.1227
109 | 2605393.2151 | 1258037.5964
110 | 2605395.6355 | 1258060.5736
111 | 2605392.4311 | 1258030.154
112 | 2605396.5271 | 1258083.3168
113 | 2605391.6764 | 1258022.9892
114 | 2605443.0838 | 1258101.2598
115 | 2605346.1509 | 1258070.7522
116 | 2605390.2279 | 1258009.238
117 | 2605358.8884 | 1258382.6433
118 | 2605359.0355 | 1258381.2677
119 | 2605356.9189 | 1258401.0492
120 | 2605360.4983 | 1258367.597
121 | 2605361.7128 | 1258356.2465
122 | 2605361.845 | 1258355.0112
123 | 2605495.4118 | 1258227.5391
124 | 2605494.5071 | 1258214.0726
125 | 2605493.5878 | 1258200.3893
126 | 2605458.5824 | 1258270.0521
127 | 2605492.9442 | 1258190.8097
128 | 2605449.3158 | 1258269.5338
129 | 2606033.5894 | 1258751.1431
130 | 2605986.6708 | 1258773.358
131 | 2606091.8014 | 1258730.6288
132 | 2606105.8336 | 1258711.4858
133 | 2605860.9133 | 1258823.9944
134 | 2605857.4194 | 1258796.336
135 | 2605812.5725 | 1258832.3199
136 | 2606038.2153 | 1258702.5668
137 | 2605856.1485 | 1258786.2754
138 | 2605790.3106 | 1258835.0976
139 | 2606029.3018 | 1258690.294
140 | 2605738.8734 | 1258841.5158
141 | 2605766.2136 | 1258838.1043
142 | 2605710.3227 | 1258844.9408
143 | 2605708.7731 | 1258845.1168
144 | 2605680.0589 | 1258848.3783
145 | 2605658.0432 | 1258851.9181
146 | 2605698.8218 | 1258552.5978
147 | 2605704.6635 | 1258551.0314
148 | 2605710.7649 | 1258549.3955
149 | 2605682.9184 | 1258581.8678
150 | 2605724.9737 | 1258545.5857
151 | 2605731.2236 | 1258543.9099
152 | 2605946.5946 | 1258658.4317
153 | 2605948.012 | 1258657.8561
154 | 2605966.3734 | 1258650.4528
155 | 2605970.3375 | 1258648.8631
156 | 2605825.2013 | 1258777.701
157 | 2605820.6598 | 1258778.3534
158 | 2605840.5155 | 1258775.5012
159 | 2605803.7051 | 1258780.7889
160 | 2605854.5332 | 1258773.4875
161 | 2605786.9582 | 1258783.1946
162 | 2605870.8816 | 1258769.675
163 | 2605851.2791 | 1258751.0716
164 | 2605770.1427 | 1258785.5634
165 | 2605893.9581 | 1258762.9744
166 | 2605849.2751 | 1258737.2665
167 | 2605359.1071 | 1258276.9203
168 | 2605360.6027 | 1258297.2603
169 | 2605358.2497 | 1258265.2599
170 | 2605360.6603 | 1258298.0441
171 | 2605373.7653 | 1258265.9947
172 | 2605360.7771 | 1258299.6321
173 | 2605375.0832 | 1258266.0571
174 | 2605362.3631 | 1258321.2021
175 | 2605385.6131 | 1258266.5557
176 | 2605780.7212 | 1258530.6381
177 | 2605774.3315 | 1258532.3513
178 | 2605750.9267 | 1258538.6269
179 | 2605831.8926 | 1258575.9185
180 | 2605836.5417 | 1258602.5886
181 | 2605647.6978 | 1258643.9587
182 | 2605281.8047 | 1258063.6019
183 | 2605269.6496 | 1258062.5988
184 | 2605291.4406 | 1258064.3971
185 | 2605269.597 | 1258062.5944
186 | 2605298.6499 | 1258064.9921
187 | 2605252.9302 | 1258061.219
188 | 2605304.1682 | 1258065.4475
189 | 2605248.608 | 1258061.1117
190 | 2605243.9887 | 1258043.2178
191 | 2605304.4497 | 1258065.4708
192 | 2605686.2087 | 1258711.6563
193 | 2605698.0318 | 1258709.2002
194 | 2605414.0495 | 1258267.9023
195 | 2605405.0928 | 1258267.4781
196 | 2605415.5728 | 1258267.9744
197 | 2605394.6326 | 1258266.9828
198 | 2605437.7149 | 1258269.0229
199 | 2605436.8912 | 1258254.038
200 | 2605449.1133 | 1258282.2925
201 | 2605436.6748 | 1258250.1005
202 | 2605914.1679 | 1258754.9298
203 | 2605933.2784 | 1258746.9242
204 | 2605951.9037 | 1258739.1218
205 | 2605974.8419 | 1258729.5127
206 | 2605303.03 | 1258126.1916
207 | 2605314.5954 | 1258137.9794
208 | 2605316.3294 | 1258138.1473
209 | 2605316.5084 | 1258138.1647
210 | 2605334.8307 | 1258139.9389
211 | 2605362.9106 | 1258328.6477
212 | 2605362.546 | 1258323.6888
213 | 2605328.0557 | 1258068.1891
214 | 2605324.1045 | 1258067.6294
215 | 2605347.1706 | 1258091.6251
216 | 2605344.5793 | 1258056.9255
217 | 2605347.5011 | 1258098.3906
218 | 2605348.4387 | 1258117.5821
219 | 2605442.0155 | 1258075.5359
220 | 2605449.5194 | 1258103.734
221 | 2605350.4675 | 1258153.7843
222 | 2605469.1884 | 1258108.8494
223 | 2605476.8988 | 1258110.8547
224 | 2605487.0059 | 1258113.4833
225 | 2605441.8945 | 1258072.6199
226 | 2605441.4932 | 1258062.9578
227 | 2605440.6248 | 1258042.0448
228 | 2605440.2141 | 1258032.1554
229 | 2605797.1632 | 1258607.3868
230 | 2605795.9882 | 1258607.53
231 | 2605787.6259 | 1258608.5485
232 | 2605829.1311 | 1258603.4931
233 | 2605831.9296 | 1258622.8657
234 | 2605777.8631 | 1258610.0617
235 | 2605862.7764 | 1258598.9141
236 | 2605832.8762 | 1258629.4178
237 | 2605767.3665 | 1258612.9654
238 | 2605870.4246 | 1258597.8429
239 | 2605832.8861 | 1258629.4863
240 | 2605752.079 | 1258617.1946
241 | 2605448.8079 | 1258301.5387
242 | 2606024.909 | 1258669.8388
243 | 2605435.1825 | 1258222.9516
244 | 2605435.3716 | 1258226.3921
245 | 2605435.6914 | 1258232.2093
246 | 2605849.271 | 1258737.2389
247 | 2605843.1525 | 1258695.0904
248 | 2605842.376 | 1258695.1786
249 | 2605838.2198 | 1258666.4078
250 | 2605829.5528 | 1258696.6366
251 | 2605178.4636 | 1258058.3253
252 | 2605671.5222 | 1258798.942
253 | 2605674.7051 | 1258798.4859
254 | 2605697.1745 | 1258795.4435
255 | 2605704.9946 | 1258794.3846
256 | 2605718.8278 | 1258792.5115
257 | 2605838.0847 | 1258665.4731
258 | 2605809.5497 | 1258698.9108
259 | 2605710.6116 | 1258490.0063
260 | 2605350.2478 | 1258150.6369
261 | 2605349.7744 | 1258143.8556
262 | 2605349.6008 | 1258141.3692
263 | 2605191.3072 | 1258059.6151
264 | 2605879.5058 | 1258596.571
265 | 2605926.0433 | 1258581.0573
266 | 2605990.1426 | 1258723.1031
267 | 2606018.4492 | 1258707.9496
268 | 2605748.5638 | 1258788.4852
269 | 2605748.6315 | 1258788.4761
270 | 2605348.7765 | 1258124.4967
271 | 2605799.0656 | 1258700.1028
272 | 2605794.5253 | 1258700.619
273 | 2605777.1856 | 1258702.5904
274 | 2605776.7862 | 1258702.6358
275 | 2605759.8333 | 1258704.0318
276 | 2605836.54 | 1258654.7802
277 | 2605835.0328 | 1258644.3468
278 | 2605835.1634 | 1258645.2508
279 | 2605836.524 | 1258654.669
280 | 2605836.5299 | 1258654.7103
281 | 2605386.7636 | 1257976.3504
282 | 2605384.6937 | 1257956.6998
283 | 2605384.6428 | 1257956.2165
284 | 2605693.5746 | 1258661.5108
285 | 2605699.6361 | 1258692.4048
286 | 2605702.787 | 1258708.4641
287 | 2605713.2079 | 1258707.6545
288 | 2605731.9772 | 1258706.1961
289 | 2605201.057 | 1258059.9356
290 | 2605207.6637 | 1258060.0988
291 | 2605220.5726 | 1258060.4176
292 | 2605225.8583 | 1258060.5481
293 | 2605235.5507 | 1258060.7878
294 | 2605562.7629 | 1258093.3087
295 | 2605562.0635 | 1258085.4251
296 | 2605383.5651 | 1257945.9859
297 | 2605381.3341 | 1257924.8063
298 | 2605381.0169 | 1257921.795
299 | 2605379.8561 | 1257910.7752
300 | 2605401.9192 | 1258176.178
301 | 2605396.3529 | 1258176.3456
302 | 2605750.7545 | 1258704.7372
303 | 2605636.6615 | 1258481.1601

## line_std_types
| c_nf_per_km | r_ohm_per_km | x_ohm_per_km | max_i_ka | type | q_mm2 | alpha | voltage_rating
NAYY 4x50 SE | 210 | 0.642 | 0.083 | 0.142 | cs | 50 | 0.00403 | LV
NAYY 4x120 SE | 264 | 0.225 | 0.08 | 0.242 | cs | 120 | 0.00403 | LV
NAYY 4x150 SE | 261 | 0.208 | 0.08 | 0.27 | cs | 150 | 0.00403 | LV
NA2XS2Y 1x95 RM/25 12/20 kV | 216 | 0.313 | 0.132 | 0.252 | cs | 95 | 0.00403 | MV
NA2XS2Y 1x185 RM/25 12/20 kV | 273 | 0.161 | 0.117 | 0.362 | cs | 185 | 0.00403 | MV
NA2XS2Y 1x240 RM/25 12/20 kV | 304 | 0.122 | 0.112 | 0.421 | cs | 240 | 0.00403 | MV
NA2XS2Y 1x95 RM/25 6/10 kV | 315 | 0.313 | 0.123 | 0.249 | cs | 95 | 0.00403 | MV
NA2XS2Y 1x185 RM/25 6/10 kV | 406 | 0.161 | 0.11 | 0.358 | cs | 185 | 0.00403 | MV
NA2XS2Y 1x240 RM/25 6/10 kV | 456 | 0.122 | 0.105 | 0.416 | cs | 240 | 0.00403 | MV
NA2XS2Y 1x150 RM/25 12/20 kV | 250 | 0.206 | 0.116 | 0.319 | cs | 150 | 0.00403 | MV
NA2XS2Y 1x120 RM/25 12/20 kV | 230 | 0.253 | 0.119 | 0.283 | cs | 120 | 0.00403 | MV
NA2XS2Y 1x70 RM/25 12/20 kV | 190 | 0.443 | 0.132 | 0.22 | cs | 70 | 0.00403 | MV
NA2XS2Y 1x150 RM/25 6/10 kV | 360 | 0.206 | 0.11 | 0.315 | cs | 150 | 0.00403 | MV
NA2XS2Y 1x120 RM/25 6/10 kV | 340 | 0.253 | 0.113 | 0.28 | cs | 120 | 0.00403 | MV
NA2XS2Y 1x70 RM/25 6/10 kV | 280 | 0.443 | 0.123 | 0.217 | cs | 70 | 0.00403 | MV
N2XS(FL)2Y 1x120 RM/35 64/110 kV | 112 | 0.153 | 0.166 | 0.366 | cs | 120 | 0.00393 | HV
N2XS(FL)2Y 1x185 RM/35 64/110 kV | 125 | 0.099 | 0.156 | 0.457 | cs | 185 | 0.00393 | HV
N2XS(FL)2Y 1x240 RM/35 64/110 kV | 135 | 0.075 | 0.149 | 0.526 | cs | 240 | 0.00393 | HV
N2XS(FL)2Y 1x300 RM/35 64/110 kV | 144 | 0.06 | 0.144 | 0.588 | cs | 300 | 0.00393 | HV
15-AL1/3-ST1A 0.4 | 11 | 1.8769 | 0.35 | 0.105 | ol | 16 | 0.00403 | LV
24-AL1/4-ST1A 0.4 | 11.25 | 1.2012 | 0.335 | 0.14 | ol | 24 | 0.00403 | LV
48-AL1/8-ST1A 0.4 | 12.2 | 0.5939 | 0.3 | 0.21 | ol | 48 | 0.00403 | LV
94-AL1/15-ST1A 0.4 | 13.2 | 0.306 | 0.29 | 0.35 | ol | 94 | 0.00403 | LV
34-AL1/6-ST1A 10.0 | 9.7 | 0.8342 | 0.36 | 0.17 | ol | 34 | 0.00403 | MV
48-AL1/8-ST1A 10.0 | 10.1 | 0.5939 | 0.35 | 0.21 | ol | 48 | 0.00403 | MV
70-AL1/11-ST1A 10.0 | 10.4 | 0.4132 | 0.339 | 0.29 | ol | 70 | 0.00403 | MV
94-AL1/15-ST1A 10.0 | 10.75 | 0.306 | 0.33 | 0.35 | ol | 94 | 0.00403 | MV
122-AL1/20-ST1A 10.0 | 11.1 | 0.2376 | 0.323 | 0.41 | ol | 122 | 0.00403 | MV
149-AL1/24-ST1A 10.0 | 11.25 | 0.194 | 0.315 | 0.47 | ol | 149 | 0.00403 | MV
34-AL1/6-ST1A 20.0 | 9.15 | 0.8342 | 0.382 | 0.17 | ol | 34 | 0.00403 | MV
48-AL1/8-ST1A 20.0 | 9.5 | 0.5939 | 0.372 | 0.21 | ol | 48 | 0.00403 | MV
70-AL1/11-ST1A 20.0 | 9.7 | 0.4132 | 0.36 | 0.29 | ol | 70 | 0.00403 | MV
94-AL1/15-ST1A 20.0 | 10 | 0.306 | 0.35 | 0.35 | ol | 94 | 0.00403 | MV
122-AL1/20-ST1A 20.0 | 10.3 | 0.2376 | 0.344 | 0.41 | ol | 122 | 0.00403 | MV
149-AL1/24-ST1A 20.0 | 10.5 | 0.194 | 0.337 | 0.47 | ol | 149 | 0.00403 | MV
184-AL1/30-ST1A 20.0 | 10.75 | 0.1571 | 0.33 | 0.535 | ol | 184 | 0.00403 | MV
243-AL1/39-ST1A 20.0 | 11 | 0.1188 | 0.32 | 0.645 | ol | 243 | 0.00403 | MV
48-AL1/8-ST1A 110.0 | 8 | 0.5939 | 0.46 | 0.21 | ol | 48 | 0.00403 | HV
70-AL1/11-ST1A 110.0 | 8.4 | 0.4132 | 0.45 | 0.29 | ol | 70 | 0.00403 | HV
94-AL1/15-ST1A 110.0 | 8.65 | 0.306 | 0.44 | 0.35 | ol | 94 | 0.00403 | HV
122-AL1/20-ST1A 110.0 | 8.5 | 0.2376 | 0.43 | 0.41 | ol | 122 | 0.00403 | HV
149-AL1/24-ST1A 110.0 | 8.75 | 0.194 | 0.41 | 0.47 | ol | 149 | 0.00403 | HV
184-AL1/30-ST1A 110.0 | 8.8 | 0.1571 | 0.4 | 0.535 | ol | 184 | 0.00403 | HV
243-AL1/39-ST1A 110.0 | 9 | 0.1188 | 0.39 | 0.645 | ol | 243 | 0.00403 | HV
305-AL1/39-ST1A 110.0 | 9.2 | 0.0949 | 0.38 | 0.74 | ol | 305 | 0.00403 | HV
490-AL1/64-ST1A 110.0 | 9.75 | 0.059 | 0.37 | 0.96 | ol | 490 | 0.00403 | HV
679-AL1/86-ST1A 110.0 | 9.95 | 0.042 | 0.36 | 1.15 | ol | 679 | 0.00403 | HV
490-AL1/64-ST1A 220.0 | 10 | 0.059 | 0.285 | 0.96 | ol | 490 | 0.00403 | HV
679-AL1/86-ST1A 220.0 | 11.7 | 0.042 | 0.275 | 1.15 | ol | 679 | 0.00403 | HV
490-AL1/64-ST1A 380.0 | 11 | 0.059 | 0.253 | 0.96 | ol | 490 | 0.00403 | HV
679-AL1/86-ST1A 380.0 | 14.6 | 0.042 | 0.25 | 1.15 | ol | 679 | 0.00403 | HV

## trafo_std_types
| i0_percent | pfe_kw | vkr_percent | sn_mva | vn_lv_kv | vn_hv_kv | vk_percent | shift_degree | vector_group | tap_side | tap_neutral | tap_min | tap_max | tap_step_degree | tap_step_percent | tap_phase_shifter
160 MVA 380/110 kV | 0.06 | 60 | 0.25 | 160 | 110 | 380 | 12.2 | 0 | Yy0 | hv | 0 | -9 | 9 | 0 | 1.5 | FALSE
100 MVA 220/110 kV | 0.06 | 55 | 0.26 | 100 | 110 | 220 | 12 | 0 | Yy0 | hv | 0 | -9 | 9 | 0 | 1.5 | FALSE
63 MVA 110/20 kV | 0.04 | 22 | 0.32 | 63 | 20 | 110 | 18 | 150 | YNd5 | hv | 0 | -9 | 9 | 0 | 1.5 | FALSE
40 MVA 110/20 kV | 0.05 | 18 | 0.34 | 40 | 20 | 110 | 16.2 | 150 | YNd5 | hv | 0 | -9 | 9 | 0 | 1.5 | FALSE
25 MVA 110/20 kV | 0.07 | 14 | 0.41 | 25 | 20 | 110 | 12 | 150 | YNd5 | hv | 0 | -9 | 9 | 0 | 1.5 | FALSE
63 MVA 110/10 kV | 0.04 | 22 | 0.32 | 63 | 10 | 110 | 18 | 150 | YNd5 | hv | 0 | -9 | 9 | 0 | 1.5 | FALSE
40 MVA 110/10 kV | 0.05 | 18 | 0.34 | 40 | 10 | 110 | 16.2 | 150 | YNd5 | hv | 0 | -9 | 9 | 0 | 1.5 | FALSE
25 MVA 110/10 kV | 0.07 | 14 | 0.41 | 25 | 10 | 110 | 12 | 150 | YNd5 | hv | 0 | -9 | 9 | 0 | 1.5 | FALSE
0.25 MVA 20/0.4 kV | 0.32 | 0.8 | 1.44 | 0.25 | 0.4 | 20 | 6 | 150 | Yzn5 | hv | 0 | -2 | 2 | 0 | 2.5 | FALSE
0.4 MVA 20/0.4 kV | 0.3375 | 1.35 | 1.425 | 0.4 | 0.4 | 20 | 6 | 150 | Dyn5 | hv | 0 | -2 | 2 | 0 | 2.5 | FALSE
0.63 MVA 20/0.4 kV | 0.2619 | 1.65 | 1.206 | 0.63 | 0.4 | 20 | 6 | 150 | Dyn5 | hv | 0 | -2 | 2 | 0 | 2.5 | FALSE
0.25 MVA 10/0.4 kV | 0.24 | 0.6 | 1.2 | 0.25 | 0.4 | 10 | 4 | 150 | Dyn5 | hv | 0 | -2 | 2 | 0 | 2.5 | FALSE
0.4 MVA 10/0.4 kV | 0.2375 | 0.95 | 1.325 | 0.4 | 0.4 | 10 | 4 | 150 | Dyn5 | hv | 0 | -2 | 2 | 0 | 2.5 | FALSE
0.63 MVA 10/0.4 kV | 0.1873 | 1.18 | 1.0794 | 0.63 | 0.4 | 10 | 4 | 150 | Dyn5 | hv | 0 | -2 | 2 | 0 | 2.5 | FALSE

## trafo3w_std_types
| sn_hv_mva | sn_mv_mva | sn_lv_mva | vn_hv_kv | vn_mv_kv | vn_lv_kv | vk_hv_percent | vk_mv_percent | vk_lv_percent | vkr_hv_percent | vkr_mv_percent | vkr_lv_percent | pfe_kw | i0_percent | shift_mv_degree | shift_lv_degree | vector_group | tap_side | tap_neutral | tap_min | tap_max | tap_step_percent
63/25/38 MVA 110/20/10 kV | 63 | 25 | 38 | 110 | 20 | 10 | 10.4 | 10.4 | 10.4 | 0.28 | 0.32 | 0.35 | 35 | 0.89 | 0 | 0 | YN0yn0yn0 | hv | 0 | -10 | 10 | 1.2
63/25/38 MVA 110/10/10 kV | 63 | 25 | 38 | 110 | 10 | 10 | 10.4 | 10.4 | 10.4 | 0.28 | 0.32 | 0.35 | 35 | 0.89 | 0 | 0 | YN0yn0yn0 | hv | 0 | -10 | 10 | 1.2

## fuse_std_types
| fuse_type | i_rated_a | t_avg | t_min | t_total | x_avg | x_min | x_total
HV 100A | HV 100A | 100 | 0 | [10.0, 3.64, 0.854, 0.281, 0.1, 0.0531, 0.022, 0.01] | [10.0, 4.267, 1.21, 0.403, 0.1, 0.058, 0.022, 0.01] | 0 | [300.0, 350.0, 450.0, 550.0, 700.0, 850.0, 1200.0, 1752.0] | [600.0, 700.0, 900.0, 1150.0, 1665.0, 2000.0, 3000.0, 4313.0]
HV 10A | HV 10A | 10 | 0 | [10.0, 1675.0, 0.344, 0.156, 0.1, 0.0417, 0.0171, 0.01] | [10.0, 1.3, 0.3, 0.155, 0.1, 0.0555, 0.023, 0.01] | 0 | [30.0, 32.0, 35.0, 37.0, 39.0, 50.0, 70.0, 88.0] | [60.0, 70.0, 80.0, 87.0, 94.0, 110.0, 150.0, 216.0]
HV 125A | HV 125A | 125 | 0 | [10.0, 1.82, 0.344, 0.1, 0.0467, 0.0269, 0.01] | [10.0, 2.478, 0.426, 0.1, 0.0427, 0.0211, 0.01] | 0 | [375.0, 500.0, 700.0, 925.0, 1200.0, 1500.0, 2341.0] | [750.0, 1000.0, 1500.0, 2200.0, 3000.0, 4000.0, 5765.0]
HV 160A | HV 160A | 160 | 0 | [10.0, 4.15, 1.03, 0.198, 0.1, 0.051, 0.0172, 0.01] | [10.0, 2.3, 0.734, 0.274, 0.1, 0.046, 0.0177, 0.01] | 0 | [480.0, 550.0, 700.0, 1000.0, 1260.0, 1600.0, 2500.0, 3227.0] | [960.0, 1300.0, 1700.0, 2200.0, 2996.0, 4000.0, 6000.0, 7946.0]
HV 16A | HV 16A | 16 | 0 | [10.0, 0.352, 0.164, 0.1, 0.0649, 0.0342, 0.01] | [10.0, 2.34, 0.722, 0.181, 0.1, 0.055, 0.0296, 0.01] | 0 | [48.0, 60.0, 65.0, 71.0, 80.0, 100.0, 162.0] | [96.0, 110.0, 125.0, 150.0, 168.0, 200.0, 250.0, 398.0]
HV 200A | HV 200A | 200 | 0 | [10.0, 4.267, 1.21, 0.403, 0.1, 0.058, 0.022, 0.01] | [10.0, 3.73, 1.654, 0.328, 0.1, 0.0531, 0.019, 0.01] | 0 | [600.0, 700.0, 900.0, 1150.0, 1665.0, 2000.0, 3000.0, 4313.0] | [1200.0, 1500.0, 1800.0, 2700.0, 3960.0, 5000.0, 7500.0, 10620.0]
HV 20A | HV 20A | 20 | 0 | [10.0, 1.3, 0.3, 0.155, 0.1, 0.0555, 0.023, 0.01] | [10.0, 1.3, 0.161, 0.1, 0.0611, 0.0399, 0.0141, 0.01] | 0 | [60.0, 70.0, 80.0, 87.0, 94.0, 110.0, 150.0, 216.0] | [120.0, 150.0, 200.0, 223.0, 260.0, 300.0, 450.0, 532.0]
HV 25A | HV 25A | 25 | 0 | [10.0, 2.512, 0.833, 0.299, 0.1, 0.0372, 0.0223, 0.01] | [10.0, 3.125, 0.597, 0.198, 0.1, 0.0378, 0.022, 0.01] | 0 | [75.0, 82.0, 90.0, 100.0, 124.0, 170.0, 200.0, 289.0] | [150.0, 170.0, 210.0, 250.0, 294.0, 400.0, 500.0, 711.0]
HV 31.5A | HV 31.5A | 31.5 | 0 | [10.0, 2.34, 0.722, 0.181, 0.1, 0.055, 0.0296, 0.01] | [10.0, 2.84, 0.368, 0.164, 0.1, 0.0621, 0.0378, 0.0195, 0.01] | 0 | [95.0, 110.0, 125.0, 150.0, 165.0, 200.0, 250.0, 390.0] | [189.0, 220.0, 300.0, 350.0, 393.0, 450.0, 530.0, 700.0, 960.0]
HV 40A | HV 40A | 40 | 0 | [10.0, 1.3, 0.161, 0.1, 0.0611, 0.0399, 0.0141, 0.01] | [10.0, 2.05, 0.369, 0.198, 0.1, 0.051, 0.0298, 0.01] | 0 | [120.0, 150.0, 200.0, 223.0, 260.0, 300.0, 450.0, 532.0] | [240.0, 300.0, 400.0, 450.0, 530.0, 650.0, 800.0, 1311.0]
HV 50A | HV 50A | 50 | 0 | [10.0, 3.215, 0.597, 0.198, 0.1, 0.0378, 0.022, 0.01] | [10.0, 3.64, 0.854, 0.281, 0.1, 0.0531, 0.022, 0.01] | 0 | [150.0, 170.0, 210.0, 250.0, 294.0, 400.0, 500.0, 711.0] | [300.0, 350.0, 450.0, 550.0, 700.0, 850.0, 1200.0, 1752.0]
HV 6.3A | HV 6.3A | 6.3 | 0 | [10.0, 1.39, 0.344, 0.168, 0.1, 0.056, 0.0263, 0.01] | [10.0, 1.711, 0.516, 0.198, 0.1, 0.0634, 0.0303, 0.01] | 0 | [19.0, 19.5, 20.4, 20.8, 22.0, 25.0, 32.0, 48.0] | [38.0, 40.0, 43.0, 48.0, 53.0, 60.0, 75.0, 118.0]
HV 63A | HV 63A | 63 | 0 | [10.0, 2.84, 0.368, 0.164, 0.1, 0.0621, 0.0378, 0.0195, 0.01] | [10.0, 1.82, 0.344, 0.1, 0.0467, 0.0269, 0.01] | 0 | [189.0, 220.0, 300.0, 350.0, 393.0, 450.0, 530.0, 700.0, 961.0] | [378.0, 500.0, 700.0, 934.0, 1200.0, 1500.0, 2366.0]
HV 80A | HV 80A | 80 | 0 | [10.0, 2.05, 0.369, 0.198, 0.1, 0.051, 0.0298, 0.01] | [10.0, 4.15, 1.03, 0.198, 0.1, 0.051, 0.0172, 0.01] | 0 | [240.0, 300.0, 400.0, 450.0, 530.0, 650.0, 800.0, 1311.0] | [480.0, 550.0, 700.0, 1000.0, 1260.0, 1600.0, 2500.0, 3227.0]
Siemens NH-1-100 | Siemens NH-1-100 | 100 | [5400.0, 2000.0, 400.0, 20.0, 1.0, 0.2, 0.012, 0.004] | 0 | 0 | [150.0, 190.0, 250.0, 430.0, 900.0, 1250.0, 2700.0, 3600.0] | 0 | 0
Siemens NH-1-125 | Siemens NH-1-125 | 125 | [4800.0, 120.0, 7.0, 0.1, 0.004] | 0 | 0 | [180.0, 400.0, 740.0, 2000.0, 4250.0] | 0 | 0
Siemens NH-1-16 | Siemens NH-1-16 | 16 | [4000.0, 400.0, 2.0, 0.1, 0.04, 0.01] | 0 | 0 | [26.0, 35.0, 75.0, 150.0, 200.0, 300.0] | 0 | 0
Siemens NH-1-160 | Siemens NH-1-160 | 160 | [4800.0, 120.0, 7.0, 0.1, 0.004] | 0 | 0 | [210.0, 500.0, 900.0, 2300.0, 5000.0] | 0 | 0
Siemens NH-1-25 | Siemens NH-1-25 | 25 | [4000.0, 1000.0, 10.0, 0.2, 0.02, 0.01] | 0 | 0 | [40.0, 50.0, 100.0, 210.0, 400.0, 500.0] | 0 | 0
Siemens NH-1-50 | Siemens NH-1-50 | 50 | [4000.0, 40.0, 4.0, 1.0, 0.02, 0.01] | 0 | 0 | [86.0, 200.0, 300.0, 400.0, 1000.0, 1280.0] | 0 | 0
Siemens NH-1-63 | Siemens NH-1-63 | 63 | [4000.0, 100.0, 10.0, 2.0, 0.04, 0.01] | 0 | 0 | [100.0, 200.0, 300.0, 400.0, 1000.0, 1500.0] | 0 | 0
Siemens NH-1-80 | Siemens NH-1-80 | 80 | [4800.0, 120.0, 7.0, 0.1, 0.01] | 0 | 0 | [150.58, 250.0, 450.0, 1150.0, 2470.0] | 0 | 0
Siemens NH-2-1000 | Siemens NH-2-1000 | 1000 | [4800.0, 120.0, 7.0, 0.1, 0.004] | 0 | 0 | [1900.0, 3500.0, 8400.0, 24000.0, 52000.0] | 0 | 0
Siemens NH-2-200 | Siemens NH-2-200 | 200 | [4800.0, 120.0, 7.0, 0.1, 0.004] | 0 | 0 | [280.0, 650.0, 1200.0, 3000.0, 7000.0] | 0 | 0
Siemens NH-2-224 | Siemens NH-2-224 | 224 | [4800.0, 120.0, 7.0, 0.2, 0.04, 0.004] | 0 | 0 | [400.0, 750.0, 1453.0, 3025.0, 4315.0, 7600.0] | 0 | 0
Siemens NH-2-250 | Siemens NH-2-250 | 250 | [4800.0, 120.0, 7.0, 0.1, 0.004] | 0 | 0 | [450.0, 800.0, 1650.0, 4000.0, 8500.0] | 0 | 0
Siemens NH-2-315 | Siemens NH-2-315 | 315 | [4800.0, 120.0, 7.0, 0.1, 0.004] | 0 | 0 | [550.0, 920.0, 1900.0, 5000.0, 11000.0] | 0 | 0
Siemens NH-2-355 | Siemens NH-2-355 | 355 | [4800.0, 120.0, 6.0, 0.1, 0.004] | 0 | 0 | [650.0, 1116.27, 2350.0, 5840.0, 12790.0] | 0 | 0
Siemens NH-2-400 | Siemens NH-2-400 | 400 | [4800.0, 120.0, 7.0, 0.1, 0.004] | 0 | 0 | [720.0, 1350.0, 2800.0, 6500.0, 15000.0] | 0 | 0
Siemens NH-2-425 | Siemens NH-2-425 | 425 | [4800.0, 120.0, 7.0, 0.1, 0.004] | 0 | 0 | [850.0, 1500.0, 3050.0, 7500.0, 16500.0] | 0 | 0
Siemens NH-2-630 | Siemens NH-2-630 | 630 | [4800.0, 120.0, 7.0, 0.1, 0.004] | 0 | 0 | [1200.0, 2000.0, 4800.0, 12000.0, 26000.0] | 0 | 0

## res_bus
| vm_pu | va_degree | p_mw | q_mvar
0 | 0.98229 | -0.33823 | 0.00097339 | 0.00024395
1 | 0.98236 | -0.33688 | 0.00097447 | 0.00024423
2 | 0.98229 | -0.33827 | 0.0013085 | 0.00032793
3 | 0.98246 | -0.33492 | 0.0010341 | 0.00025916
4 | 0.98216 | -0.34075 | 0 | 0
5 | 0.98253 | -0.33361 | 0.0010344 | 0.00025924
6 | 0.9821 | -0.34198 | 0.00091246 | 0.00022868
7 | 0.98213 | -0.34132 | 0.0015313 | 0.00038377
8 | 0.98254 | -0.33331 | 0.0011952 | 0.00029954
9 | 0.98203 | -0.34339 | 0.0012704 | 0.00031838
10 | 0.98212 | -0.34152 | 0.0010072 | 0.00025242
11 | 0.97943 | -0.39516 | 0.0016786 | 0.00042071
12 | 0.97948 | -0.39422 | 0.0019502 | 0.00048876
13 | 0.97953 | -0.39318 | 0 | 0
14 | 0.97925 | -0.39868 | 0.001301 | 0.00032605
15 | 0.98012 | -0.38179 | 0.0029366 | 0.00073597
16 | 0.97851 | -0.41349 | 0.0027297 | 0.00068412
17 | 0.97859 | -0.41198 | 0.0013709 | 0.00034359
18 | 0.99126 | -0.16715 | 0 | 0
19 | 0.99111 | -0.17014 | 0.0091061 | 0.0022822
20 | 0.9914 | -0.16441 | 0.0066158 | 0.0016581
21 | 0.9789 | -0.40598 | 0 | 0
22 | 0.97881 | -0.40762 | 0.0015044 | 0.00037704
23 | 0.97898 | -0.4043 | 0.0040349 | 0.0010113
24 | 1 | 0 | -0.56658 | -0.14536
25 | 0.98763 | -0.23488 | 0 | 0
26 | 0.99917 | -0.015869 | 0 | 0
27 | 0.99679 | -0.060794 | 0.0021208 | 0.00053152
28 | 0.98591 | -0.26798 | 0 | 0
29 | 0.98735 | -0.24036 | 0.0023412 | 0.00058677
30 | 0.97165 | -0.54662 | 0 | 0
31 | 0.97161 | -0.54749 | 0 | 0
32 | 0.9719 | -0.54178 | 0.0029905 | 0.00074948
33 | 0.97152 | -0.54936 | 0.0011039 | 0.00027666
34 | 0.99914 | -0.016501 | 0.0018953 | 0.00047501
35 | 0.99915 | -0.016431 | 0.0019032 | 0.00047699
36 | 0.9755 | -0.47084 | 0 | 0
37 | 0.97495 | -0.48177 | 0.00070005 | 0.00017545
38 | 0.97589 | -0.46321 | 0.00092441 | 0.00023168
39 | 0.97891 | -0.40542 | 0.0013005 | 0.00032594
40 | 0.9802 | -0.3801 | 0.0036564 | 0.00091638
41 | 0.97862 | -0.41135 | 0.0015033 | 0.00037677
42 | 0.99506 | -0.093804 | 0 | 0
43 | 0.9958 | -0.079691 | 0.0027427 | 0.00068737
44 | 0.99493 | -0.096165 | 0 | 0
45 | 0.99174 | -0.15789 | 0.0021733 | 0.00054469
46 | 0.97877 | -0.40854 | 0.0013677 | 0.00034279
47 | 0.979 | -0.40398 | 0.0012138 | 0.00030422
48 | 0.99587 | -0.078259 | 0.0029854 | 0.00074821
49 | 0.9849 | -0.28743 | 0.0014726 | 0.00036906
50 | 0.98578 | -0.2705 | 0.0012843 | 0.00032187
51 | 0.98731 | -0.24109 | 0.0022382 | 0.00056095
52 | 0.97196 | -0.54059 | 0.0015993 | 0.00040083
53 | 0.9715 | -0.54973 | 0.0010457 | 0.00026207
54 | 0.99912 | -0.016958 | 0.0019081 | 0.00047821
55 | 0.99913 | -0.016668 | 0.0019057 | 0.0004776
56 | 0.97465 | -0.48765 | 0.0014085 | 0.00035299
57 | 0.97621 | -0.45688 | 0.0013426 | 0.00033648
58 | 0.9745 | -0.49072 | 0.0014095 | 0.00035325
59 | 0.97426 | -0.49545 | 0.0012401 | 0.00031079
60 | 0.97412 | -0.49807 | 0.00107 | 0.00026817
61 | 0.97399 | -0.50066 | 0.0094489 | 0.0023681
62 | 0.97398 | -0.50087 | 0.0019431 | 0.000487
63 | 0.97379 | -0.50468 | 0 | 0
64 | 0.97375 | -0.50551 | 0 | 0
65 | 0.97365 | -0.50734 | 0.0029598 | 0.00074179
66 | 0.97274 | -0.52512 | 0.00061451 | 0.00015401
67 | 0.97275 | -0.52491 | 0 | 0
68 | 0.99085 | -0.17435 | 0.0023506 | 0.00058912
69 | 0.99081 | -0.17498 | 0.002105 | 0.00052757
70 | 0.99134 | -0.16479 | 0 | 0
71 | 0.99039 | -0.1832 | 0.0020968 | 0.0005255
72 | 0.99102 | -0.17087 | 0 | 0
73 | 0.99202 | -0.15175 | 0.0040605 | 0.0010177
74 | 0.99021 | -0.18679 | 0.0032975 | 0.00082642
75 | 0.99085 | -0.1743 | 0.0039848 | 0.00099868
76 | 0.98998 | -0.19093 | 0.0020945 | 0.00052494
77 | 0.99365 | -0.12053 | 0.0027371 | 0.00068597
78 | 0.99008 | -0.18931 | 0.0024823 | 0.00062213
79 | 0.99081 | -0.17507 | 0.0020523 | 0.00051435
80 | 0.98993 | -0.19182 | 0.0026988 | 0.00067637
81 | 0.99367 | -0.12027 | 0.0021302 | 0.00053388
82 | 0.98214 | -0.34242 | 0.0018295 | 0.0004585
83 | 0.98217 | -0.34175 | 0.0023015 | 0.00057681
84 | 0.9818 | -0.34908 | 0.0022115 | 0.00055424
85 | 0.98229 | -0.33944 | 0.0021914 | 0.00054922
86 | 0.98165 | -0.35194 | 0.0013621 | 0.00034137
87 | 0.98266 | -0.33223 | 0.0020166 | 0.00050542
88 | 0.98157 | -0.35343 | 0.0021815 | 0.00054675
89 | 0.98284 | -0.32873 | 0.0020678 | 0.00051824
90 | 0.98136 | -0.35753 | 0.0018878 | 0.00047313
91 | 0.97898 | -0.40257 | 0.0028694 | 0.00071914
92 | 0.97888 | -0.40446 | 0.0009984 | 0.00025022
93 | 0.97937 | -0.39502 | 0.0014121 | 0.0003539
94 | 0.97884 | -0.40527 | 0.0034518 | 0.0008651
95 | 0.9801 | -0.3808 | 0.0018364 | 0.00046024
96 | 0.9784 | -0.41385 | 0.0019133 | 0.00047953
97 | 0.98019 | -0.37906 | 0.0019768 | 0.00049542
98 | 0.97823 | -0.41729 | 0.0011554 | 0.00028958
99 | 0.98025 | -0.37779 | 0.0016602 | 0.00041608
100 | 0.97464 | -0.48768 | 0.0012118 | 0.00030372
101 | 0.97472 | -0.48609 | 0.0014763 | 0.00037
102 | 0.97459 | -0.48867 | 0.0012953 | 0.00032463
103 | 0.97486 | -0.48348 | 0.0030801 | 0.00077194
104 | 0.97457 | -0.4892 | 0.0014625 | 0.00036653
105 | 0.97503 | -0.48012 | 0.0018829 | 0.00047189
106 | 0.97506 | -0.47951 | 0.00232 | 0.00058145
107 | 0.9734 | -0.51216 | 0.0017895 | 0.00044848
108 | 0.9734 | -0.51214 | 0.0019686 | 0.00049337
109 | 0.97307 | -0.51855 | 0.0019686 | 0.00049338
110 | 0.97358 | -0.50856 | 0.0015897 | 0.00039841
111 | 0.97293 | -0.52135 | 0.0015898 | 0.00039845
112 | 0.97417 | -0.49695 | 0 | 0
113 | 0.97281 | -0.52383 | 0.0017027 | 0.00042673
114 | 0.97286 | -0.52277 | 0 | 0
115 | 0.97552 | -0.47039 | 0 | 0
116 | 0.97259 | -0.52817 | 0.0035449 | 0.00088844
117 | 0.9768 | -0.44539 | 0.0050859 | 0.0012747
118 | 0.97684 | -0.44466 | 0.0012883 | 0.00032288
119 | 0.97639 | -0.45346 | 0.0014061 | 0.00035241
120 | 0.97722 | -0.43707 | 0.0006924 | 0.00017353
121 | 0.97755 | -0.43063 | 0.00081875 | 0.0002052
122 | 0.97759 | -0.42991 | 0.00072824 | 0.00018251
123 | 0.98562 | -0.27363 | 0.0014517 | 0.00036383
124 | 0.98556 | -0.27485 | 0.0014517 | 0.00036383
125 | 0.98551 | -0.27574 | 0.0014522 | 0.00036396
126 | 0.98428 | -0.29945 | 0.0012187 | 0.00030543
127 | 0.9855 | -0.27611 | 0.0021483 | 0.00053841
128 | 0.98391 | -0.30672 | 0 | 0
129 | 0.97743 | -0.43445 | 0.0023561 | 0.00059049
130 | 0.97721 | -0.43865 | 0.0044244 | 0.0011089
131 | 0.97782 | -0.42681 | 0 | 0
132 | 0.97797 | -0.42383 | 0 | 0
133 | 0.97285 | -0.52422 | 0 | 0
134 | 0.97337 | -0.51397 | 0.0030567 | 0.00076607
135 | 0.97194 | -0.54227 | 0.0033081 | 0.00082908
136 | 0.97842 | -0.41488 | 0.0016354 | 0.00040987
137 | 0.97359 | -0.50968 | 0.0026497 | 0.00066407
138 | 0.97159 | -0.54916 | 0.0021221 | 0.00053185
139 | 0.97854 | -0.41255 | 0 | 0
140 | 0.97095 | -0.56182 | 0.0048275 | 0.0012099
141 | 0.97126 | -0.55568 | 0.0024638 | 0.00061748
142 | 0.97076 | -0.56567 | 0 | 0
143 | 0.97075 | -0.56588 | 0.0025576 | 0.00064099
144 | 0.97062 | -0.56838 | 0.0017501 | 0.00043862
145 | 0.97056 | -0.56959 | 0.0029258 | 0.00073327
146 | 0.994 | -0.11424 | 0.0042132 | 0.0010559
147 | 0.99377 | -0.11862 | 0.0033602 | 0.00084214
148 | 0.99355 | -0.12283 | 0.0047952 | 0.0012018
149 | 0.99377 | -0.11831 | 0.0021322 | 0.00053437
150 | 0.99311 | -0.13139 | 0.0040892 | 0.0010248
151 | 0.99294 | -0.13468 | 0.0026621 | 0.00066718
152 | 0.98083 | -0.36796 | 0.0034841 | 0.0008732
153 | 0.9808 | -0.36855 | 0.0023013 | 0.00057676
154 | 0.98041 | -0.37604 | 0.0022696 | 0.00056882
155 | 0.98033 | -0.37763 | 0.0016197 | 0.00040593
156 | 0.97318 | -0.5179 | 0.0036877 | 0.00092423
157 | 0.97308 | -0.51973 | 0.0019864 | 0.00049783
158 | 0.97354 | -0.5107 | 0.0019858 | 0.0004977
159 | 0.97277 | -0.52592 | 0.0019967 | 0.00050043
160 | 0.9739 | -0.5036 | 0 | 0
161 | 0.97249 | -0.53141 | 0.0015796 | 0.00039587
162 | 0.97481 | -0.48574 | 0.0028444 | 0.00071287
163 | 0.9738 | -0.50566 | 0.0019434 | 0.00048707
164 | 0.97224 | -0.53644 | 0.0020824 | 0.00052189
165 | 0.97617 | -0.45897 | 0.0022817 | 0.00057185
166 | 0.97376 | -0.50644 | 0.0015057 | 0.00037737
167 | 0.98018 | -0.37908 | 0.0022084 | 0.00055348
168 | 0.97943 | -0.39376 | 0.0010497 | 0.00026308
169 | 0.98064 | -0.37021 | 0 | 0
170 | 0.97941 | -0.39431 | 0.00089014 | 0.00022309
171 | 0.98117 | -0.3598 | 0.00072459 | 0.0001816
172 | 0.97935 | -0.3954 | 0.0014507 | 0.00036358
173 | 0.98122 | -0.35891 | 0.0013058 | 0.00032726
174 | 0.97862 | -0.40965 | 0.00096418 | 0.00024165
175 | 0.98159 | -0.35177 | 0.0013032 | 0.00032662
176 | 0.99178 | -0.15712 | 0.0041703 | 0.0010452
177 | 0.99191 | -0.15453 | 0.0021775 | 0.00054572
178 | 0.99245 | -0.14413 | 0.0019299 | 0.00048369
179 | 0.97981 | -0.38802 | 0.0052833 | 0.0013241
180 | 0.97995 | -0.38542 | 0 | 0
181 | 0.99079 | -0.17533 | 0.0020517 | 0.0005142
182 | 0.97373 | -0.50562 | 0.0025995 | 0.00065151
183 | 0.9735 | -0.51016 | 0.0015992 | 0.00040079
184 | 0.97394 | -0.50156 | 0.0016278 | 0.00040796
185 | 0.9735 | -0.51018 | 0.0015922 | 0.00039903
186 | 0.9741 | -0.4983 | 0.0016302 | 0.00040856
187 | 0.97323 | -0.51543 | 0 | 0
188 | 0.97424 | -0.49565 | 0.0018822 | 0.00047172
189 | 0.97318 | -0.51656 | 0.0015229 | 0.00038168
190 | 0.97318 | -0.51651 | 0.0029201 | 0.00073185
191 | 0.97424 | -0.4955 | 0.0023568 | 0.00059068
192 | 0.98806 | -0.22779 | 0.0024818 | 0.00062199
193 | 0.98809 | -0.22726 | 0.0036379 | 0.00091175
194 | 0.98259 | -0.33225 | 0.0010701 | 0.00026818
195 | 0.98227 | -0.33844 | 0.0015617 | 0.00039139
196 | 0.98265 | -0.33119 | 0.0016198 | 0.00040596
197 | 0.9819 | -0.34562 | 0.0012052 | 0.00030206
198 | 0.98345 | -0.31569 | 0 | 0
199 | 0.98315 | -0.32144 | 0.0018004 | 0.00045123
200 | 0.98388 | -0.30726 | 0.0012981 | 0.00032534
201 | 0.98308 | -0.32282 | 0.0014726 | 0.00036908
202 | 0.9766 | -0.45061 | 0.0020789 | 0.00052103
203 | 0.97702 | -0.4424 | 0.0015254 | 0.0003823
204 | 0.97727 | -0.43748 | 0.0022816 | 0.00057183
205 | 0.97759 | -0.43123 | 0.0014319 | 0.00035886
206 | 0.97719 | -0.43764 | 0.0026031 | 0.00065241
207 | 0.97724 | -0.4366 | 0.0024818 | 0.000622
208 | 0.97725 | -0.43643 | 0.001984 | 0.00049724
209 | 0.97725 | -0.43641 | 0.0018549 | 0.00046487
210 | 0.9774 | -0.43341 | 0.0023482 | 0.00058852
211 | 0.97839 | -0.41427 | 0.00086989 | 0.00021801
212 | 0.97854 | -0.41125 | 0.0019242 | 0.00048226
213 | 0.97492 | -0.48212 | 0.0027928 | 0.00069994
214 | 0.9748 | -0.48448 | 0.001876 | 0.00047016
215 | 0.97655 | -0.45019 | 0.0012736 | 0.00031918
216 | 0.97533 | -0.47415 | 0.002039 | 0.00051103
217 | 0.97668 | -0.44754 | 0.0012904 | 0.00032342
218 | 0.97707 | -0.43994 | 0.0010565 | 0.00026479
219 | 0.97269 | -0.52612 | 0.0031831 | 0.00079776
220 | 0.97272 | -0.52545 | 0.0016907 | 0.00042372
221 | 0.97784 | -0.42478 | 0.0019358 | 0.00048515
222 | 0.97236 | -0.53273 | 0.0037554 | 0.00094119
223 | 0.97224 | -0.53504 | 0.0042432 | 0.0010635
224 | 0.97213 | -0.53724 | 0.001804 | 0.00045213
225 | 0.97268 | -0.52633 | 0.00086292 | 0.00021627
226 | 0.97265 | -0.52687 | 0.00091733 | 0.0002299
227 | 0.97261 | -0.52769 | 0.00093868 | 0.00023525
228 | 0.9726 | -0.5279 | 0.0011748 | 0.00029444
229 | 0.98964 | -0.19782 | 0.0042893 | 0.001075
230 | 0.98964 | -0.19773 | 0.001235 | 0.00030953
231 | 0.98969 | -0.1969 | 0.0014019 | 0.00035135
232 | 0.98012 | -0.38199 | 0 | 0
233 | 0.98058 | -0.37299 | 0.0039107 | 0.0009801
234 | 0.98975 | -0.19568 | 0.0040835 | 0.0010234
235 | 0.97945 | -0.39507 | 0.0016032 | 0.0004018
236 | 0.98076 | -0.36948 | 0.0017294 | 0.00043344
237 | 0.98986 | -0.19355 | 0.0024743 | 0.00062012
238 | 0.97932 | -0.39767 | 0.0016113 | 0.00040384
239 | 0.98076 | -0.36944 | 0.0017242 | 0.00043213
240 | 0.99005 | -0.18974 | 0.0024827 | 0.00062221
241 | 0.98386 | -0.30763 | 0.0010689 | 0.00026788
242 | 0.97887 | -0.40613 | 0.0037603 | 0.00094241
243 | 0.98264 | -0.33141 | 0.0011952 | 0.00029954
244 | 0.98269 | -0.33042 | 0.0010348 | 0.00025936
245 | 0.98278 | -0.32864 | 0.0010314 | 0.00025849
246 | 0.97376 | -0.50644 | 0.0015075 | 0.00037782
247 | 0.98325 | -0.32083 | 0 | 0
248 | 0.98327 | -0.32047 | 0 | 0
249 | 0.98204 | -0.34444 | 0.0016143 | 0.00040457
250 | 0.98368 | -0.31238 | 0.0037991 | 0.00095215
251 | 0.97277 | -0.52458 | 0.0004831 | 0.00012108
252 | 0.97144 | -0.55217 | 0.0023511 | 0.00058924
253 | 0.97145 | -0.55203 | 0.0021214 | 0.00053168
254 | 0.97154 | -0.55015 | 0.0021601 | 0.00054138
255 | 0.97159 | -0.54919 | 0.00098753 | 0.0002475
256 | 0.97169 | -0.54722 | 0.0017302 | 0.00043363
257 | 0.982 | -0.34519 | 0.0016243 | 0.0004071
258 | 0.98435 | -0.2995 | 0.0027057 | 0.00067812
259 | 0.99911 | -0.017031 | 0.001756 | 0.0004401
260 | 0.97777 | -0.42621 | 0.0010458 | 0.00026209
261 | 0.97762 | -0.42925 | 0.0010551 | 0.00026443
262 | 0.97756 | -0.43036 | 0 | 0
263 | 0.97278 | -0.52432 | 0.00048267 | 0.00012097
264 | 0.97918 | -0.40048 | 0.0016207 | 0.00040618
265 | 0.97869 | -0.40997 | 0.0015064 | 0.00037754
266 | 0.9778 | -0.42697 | 0.0022864 | 0.00057303
267 | 0.97824 | -0.41842 | 0.0028191 | 0.00070655
268 | 0.97195 | -0.54204 | 0.0023367 | 0.00058563
269 | 0.97195 | -0.54203 | 0.0022756 | 0.00057032
270 | 0.97721 | -0.43718 | 0.0013354 | 0.00033468
271 | 0.9847 | -0.29265 | 0.001231 | 0.00030852
272 | 0.98486 | -0.28967 | 0.0014162 | 0.00035493
273 | 0.98545 | -0.27819 | 0.0017522 | 0.00043913
274 | 0.98546 | -0.27793 | 0.004173 | 0.0010458
275 | 0.98606 | -0.26639 | 0.0018141 | 0.00045466
276 | 0.98158 | -0.35348 | 0.0017168 | 0.00043027
277 | 0.98122 | -0.36054 | 0.0016216 | 0.0004064
278 | 0.98124 | -0.35998 | 0.0029279 | 0.0007338
279 | 0.98157 | -0.35356 | 0.0017275 | 0.00043294
280 | 0.98157 | -0.35353 | 0.0017167 | 0.00043024
281 | 0.97217 | -0.53639 | 0.0015438 | 0.00038692
282 | 0.97195 | -0.54074 | 0.0021583 | 0.00054092
283 | 0.97195 | -0.54083 | 0.0017654 | 0.00044245
284 | 0.98993 | -0.1919 | 0.0026711 | 0.00066944
285 | 0.98873 | -0.2149 | 0.0024789 | 0.00062128
286 | 0.98811 | -0.22673 | 0 | 0
287 | 0.98773 | -0.23407 | 0.0018928 | 0.00047438
288 | 0.98705 | -0.24717 | 0.0018876 | 0.00047308
289 | 0.9728 | -0.52404 | 0.0025098 | 0.000629
290 | 0.97282 | -0.52354 | 0.001527 | 0.0003827
291 | 0.97289 | -0.5222 | 0.0015279 | 0.00038294
292 | 0.97293 | -0.52151 | 0.0035633 | 0.00089304
293 | 0.97302 | -0.51959 | 0.0019146 | 0.00047984
294 | 0.97147 | -0.55024 | 0.0012661 | 0.00031731
295 | 0.97146 | -0.55048 | 0.0016306 | 0.00040868
296 | 0.97187 | -0.54235 | 0.0015997 | 0.00040093
297 | 0.97174 | -0.54487 | 0.0023032 | 0.00057723
298 | 0.97173 | -0.5451 | 0.0016611 | 0.00041632
299 | 0.97171 | -0.5456 | 0.0024496 | 0.00061392
300 | 0.98202 | -0.34353 | 0.0013597 | 0.00034077
301 | 0.98201 | -0.34374 | 0.0021139 | 0.0005298
302 | 0.98638 | -0.26016 | 0.001895 | 0.00047493
303 | 0.99998 | 149.9956 | 0 | 0

## res_line
| p_from_mw | q_from_mvar | p_to_mw | q_to_mvar | pl_mw | ql_mvar | i_from_ka | i_to_ka | i_ka | vm_from_pu | va_from_degree | vm_to_pu | va_to_degree | loading_percent
0 | -0.010479 | -0.0026259 | 0.010479 | 0.0026262 | 6.7442e-07 | 3.4127e-07 | 0.015873 | 0.015873 | 0.015873 | 0.98229 | -0.33823 | 0.98236 | -0.33688 | 4.3608
1 | 0.0095051 | 0.0023819 | -0.0095051 | -0.0023819 | 2.0524e-08 | 9.7936e-09 | 0.014399 | 0.014399 | 0.014399 | 0.98229 | -0.33823 | 0.98229 | -0.33827 | 3.9557
2 | -0.011454 | -0.0028704 | 0.011455 | 0.002871 | 1.0665e-06 | 5.6294e-07 | 0.017349 | 0.017349 | 0.017349 | 0.98236 | -0.33688 | 0.98246 | -0.33492 | 4.7663
3 | 0.0081966 | 0.002054 | -0.0081957 | -0.0020536 | 9.6571e-07 | 4.0663e-07 | 0.012417 | 0.012417 | 0.012417 | 0.98229 | -0.33827 | 0.98216 | -0.34075 | 3.4111
4 | -0.012489 | -0.0031302 | 0.01249 | 0.0031306 | 7.8118e-07 | 4.2622e-07 | 0.018915 | 0.018915 | 0.018915 | 0.98246 | -0.33492 | 0.98253 | -0.33361 | 5.1965
5 | 0.0056571 | 0.0014176 | -0.0056568 | -0.0014176 | 3.3108e-07 | 5.9796e-08 | 0.0085707 | 0.0085708 | 0.0085708 | 0.98216 | -0.34075 | 0.9821 | -0.34198 | 2.3546
6 | 0.0025385 | 0.00063595 | -0.0025385 | -0.00063606 | 6.874e-08 | -1.1284e-07 | 0.0038459 | 0.0038459 | 0.0038459 | 0.98216 | -0.34075 | 0.98213 | -0.34132 | 1.0566
7 | -0.013524 | -0.0033898 | 0.013524 | 0.0033899 | 1.968e-07 | 1.1011e-07 | 0.020482 | 0.020482 | 0.020482 | 0.98253 | -0.33361 | 0.98254 | -0.33331 | 5.6269
8 | 0.0047444 | 0.0011889 | -0.004744 | -0.0011889 | 3.1934e-07 | -4.1477e-09 | 0.0071883 | 0.0071884 | 0.0071884 | 0.9821 | -0.34198 | 0.98203 | -0.34339 | 1.9748
9 | 0.0010072 | 0.00025229 | -0.0010072 | -0.00025242 | 9.5886e-09 | -1.3282e-07 | 0.0015259 | 0.001526 | 0.001526 | 0.98213 | -0.34132 | 0.98212 | -0.34152 | 0.41922
10 | -0.014719 | -0.0036895 | 0.014721 | 0.0036902 | 1.3306e-06 | 7.6113e-07 | 0.022292 | 0.022292 | 0.022292 | 0.98254 | -0.33331 | 0.98264 | -0.33141 | 6.1241
11 | 0.0034737 | 0.0008705 | -0.0034737 | -0.00087052 | 2.2402e-08 | -1.2944e-08 | 0.0052634 | 0.0052635 | 0.0052635 | 0.98203 | -0.34339 | 0.98202 | -0.34353 | 1.446
12 | -0.0016786 | -0.00042071 | 0.0016787 | 0.00042036 | 7.5681e-08 | -3.4211e-07 | 0.0025503 | 0.0025502 | 0.0025503 | 0.97943 | -0.39516 | 0.97948 | -0.39422 | 0.70063
13 | -0.0036289 | -0.00090913 | 0.0036291 | 0.00090904 | 1.7913e-07 | -8.3196e-08 | 0.0055129 | 0.0055128 | 0.0055129 | 0.97948 | -0.39422 | 0.97953 | -0.39318 | 1.5145
14 | 0.090693 | 0.02289 | -0.09067 | -0.022876 | 2.3905e-05 | 1.4244e-05 | 0.13783 | 0.13783 | 0.13783 | 0.97953 | -0.39318 | 0.97925 | -0.39868 | 7.5731
15 | -0.094323 | -0.023799 | 0.094374 | 0.02383 | 5.146e-05 | 3.0831e-05 | 0.14334 | 0.14334 | 0.14334 | 0.97953 | -0.39318 | 0.98012 | -0.38179 | 7.876
16 | 0.089369 | 0.02255 | -0.08934 | -0.022533 | 2.8812e-05 | 1.7131e-05 | 0.13585 | 0.13585 | 0.13585 | 0.97925 | -0.39868 | 0.97891 | -0.40542 | 7.4645
17 | -0.097311 | -0.024566 | 0.097318 | 0.024571 | 7.9037e-06 | 4.7543e-06 | 0.1478 | 0.1478 | 0.1478 | 0.98012 | -0.38179 | 0.9802 | -0.3801 | 8.1209
18 | -0.0027297 | -0.00068412 | 0.0027299 | 0.00068387 | 1.9651e-07 | -2.563e-07 | 0.004151 | 0.0041509 | 0.004151 | 0.97851 | -0.41349 | 0.97859 | -0.41198 | 1.1404
19 | -0.0041008 | -0.0010275 | 0.0041009 | 0.0010274 | 1.2394e-07 | -2.7481e-08 | 0.0062354 | 0.0062354 | 0.0062354 | 0.97859 | -0.41198 | 0.97862 | -0.41135 | 1.713
20 | 0.0091074 | 0.0022828 | -0.0091061 | -0.0022822 | 1.2955e-06 | 5.9087e-07 | 0.013672 | 0.013672 | 0.013672 | 0.99126 | -0.16715 | 0.99111 | -0.17014 | 3.7559
21 | -0.0091074 | -0.0022828 | 0.0091086 | 0.0022833 | 1.1905e-06 | 5.4293e-07 | 0.013672 | 0.013671 | 0.013672 | 0.99126 | -0.16715 | 0.9914 | -0.16441 | 3.7559
22 | -0.015724 | -0.0039414 | 0.015729 | 0.0039442 | 4.8837e-06 | 2.824e-06 | 0.023601 | 0.023601 | 0.023601 | 0.9914 | -0.16441 | 0.99174 | -0.15789 | 6.4838
23 | 0.0099848 | 0.0025023 | -0.009984 | -0.002502 | 7.7768e-07 | 3.8455e-07 | 0.015178 | 0.015178 | 0.015178 | 0.9789 | -0.40598 | 0.97881 | -0.40762 | 4.1697
24 | -0.0099848 | -0.0025023 | 0.0099856 | 0.0025027 | 7.9897e-07 | 3.9506e-07 | 0.015178 | 0.015178 | 0.015178 | 0.9789 | -0.40598 | 0.97898 | -0.4043 | 4.1697
25 | 0.0084796 | 0.0021249 | -0.0084792 | -0.0021248 | 3.7239e-07 | 1.6322e-07 | 0.012891 | 0.012891 | 0.012891 | 0.97881 | -0.40762 | 0.97877 | -0.40854 | 3.5414
26 | -0.014021 | -0.003514 | 0.014021 | 0.0035141 | 2.1231e-07 | 1.202e-07 | 0.021311 | 0.021311 | 0.021311 | 0.97898 | -0.4043 | 0.979 | -0.40398 | 5.8546
27 | 0.23756 | 0.061463 | -0.23487 | -0.059759 | 0.0026919 | 0.0017043 | 0.35418 | 0.35419 | 0.35419 | 1 | 0 | 0.98763 | -0.23488 | 19.461
28 | 0.0093757 | 0.002351 | -0.0093686 | -0.0023477 | 7.0861e-06 | 3.2626e-06 | 0.013952 | 0.013952 | 0.013952 | 1 | 0 | 0.99917 | -0.015869 | 3.833
29 | 0.31799 | 0.081551 | -0.31706 | -0.080956 | 0.00093457 | 0.0005945 | 0.47383 | 0.47383 | 0.47383 | 1 | 0 | 0.99679 | -0.060794 | 26.0348
30 | 0.23029 | 0.058611 | -0.22992 | -0.058379 | 0.00036676 | 0.00023214 | 0.34729 | 0.34729 | 0.34729 | 0.98763 | -0.23488 | 0.98591 | -0.26798 | 19.0819
31 | 0.0045807 | 0.0011474 | -0.0045795 | -0.0011475 | 1.1954e-06 | -9.1129e-08 | 0.0069014 | 0.0069017 | 0.0069017 | 0.98763 | -0.23488 | 0.98735 | -0.24036 | 1.8961
32 | 0.0055596 | 0.0013933 | -0.0055595 | -0.0013932 | 1.6761e-07 | 2.1877e-08 | 0.0082796 | 0.0082796 | 0.0082796 | 0.99917 | -0.015869 | 0.99914 | -0.016501 | 2.2746
33 | 0.003809 | 0.00095447 | -0.0038089 | -0.00095451 | 1.0198e-07 | -4.5425e-08 | 0.0056725 | 0.0056725 | 0.0056725 | 0.99917 | -0.015869 | 0.99915 | -0.016431 | 1.5584
34 | 0.31493 | 0.080425 | -0.31467 | -0.080256 | 0.00026562 | 0.00016896 | 0.47067 | 0.47067 | 0.47067 | 0.99679 | -0.060794 | 0.99587 | -0.078259 | 25.8609
35 | 0.22213 | 0.056427 | -0.22193 | -0.056295 | 0.00020786 | 0.00013146 | 0.33553 | 0.33553 | 0.33553 | 0.98591 | -0.26798 | 0.9849 | -0.28743 | 18.4358
36 | 0.0077906 | 0.0019524 | -0.0077897 | -0.001952 | 9.3832e-07 | 3.6976e-07 | 0.011758 | 0.011758 | 0.011758 | 0.98591 | -0.26798 | 0.98578 | -0.2705 | 3.2303
37 | 0.0022383 | 0.00056077 | -0.0022382 | -0.00056095 | 7.7198e-08 | -1.8196e-07 | 0.0033732 | 0.0033733 | 0.0033733 | 0.98735 | -0.24036 | 0.98731 | -0.24109 | 0.92673
38 | 0.0050471 | 0.0012646 | -0.0050469 | -0.0012646 | 2.1011e-07 | 1.8308e-08 | 0.0077291 | 0.0077292 | 0.0077292 | 0.97165 | -0.54662 | 0.97161 | -0.54749 | 2.1234
39 | -0.0050471 | -0.0012646 | 0.0050482 | 0.0012647 | 1.1629e-06 | 1.0111e-07 | 0.0077291 | 0.0077289 | 0.0077291 | 0.97165 | -0.54662 | 0.9719 | -0.54178 | 2.1234
40 | 0.0050469 | 0.0012646 | -0.0050464 | -0.0012645 | 4.4838e-07 | 3.9108e-08 | 0.0077292 | 0.0077293 | 0.0077293 | 0.97161 | -0.54749 | 0.97152 | -0.54936 | 2.1234
41 | -0.0080387 | -0.0020142 | 0.0080392 | 0.0020144 | 4.5624e-07 | 1.9245e-07 | 0.012307 | 0.012307 | 0.012307 | 0.9719 | -0.54178 | 0.97196 | -0.54059 | 3.3812
42 | 0.0039426 | 0.00098788 | -0.0039425 | -0.0009879 | 6.9127e-08 | -1.8356e-08 | 0.0060385 | 0.0060385 | 0.0060385 | 0.97152 | -0.54936 | 0.9715 | -0.54973 | 1.6589
43 | 0.0036642 | 0.00091824 | -0.0036641 | -0.00091828 | 7.9672e-08 | -4.2447e-08 | 0.005457 | 0.005457 | 0.005457 | 0.99914 | -0.016501 | 0.99912 | -0.016958 | 1.4992
44 | 0.0019057 | 0.00047752 | -0.0019057 | -0.0004776 | 2.1579e-08 | -7.9752e-08 | 0.0028381 | 0.0028381 | 0.0028381 | 0.99915 | -0.016431 | 0.99913 | -0.016668 | 0.7797
45 | 0.020207 | 0.0050723 | -0.020196 | -0.0050659 | 1.0529e-05 | 6.3701e-06 | 0.030826 | 0.030826 | 0.030826 | 0.9755 | -0.47084 | 0.97495 | -0.48177 | 8.4688
46 | -0.020207 | -0.0050723 | 0.020214 | 0.0050767 | 7.3472e-06 | 4.4447e-06 | 0.030826 | 0.030826 | 0.030826 | 0.9755 | -0.47084 | 0.97589 | -0.46321 | 8.4687
47 | 0.019496 | 0.0048904 | -0.019491 | -0.0048871 | 5.4671e-06 | 3.2937e-06 | 0.029758 | 0.029758 | 0.029758 | 0.97495 | -0.48177 | 0.97465 | -0.48765 | 8.1753
48 | -0.021139 | -0.0053084 | 0.021145 | 0.0053123 | 6.3891e-06 | 3.8841e-06 | 0.032236 | 0.032236 | 0.032236 | 0.97589 | -0.46321 | 0.97621 | -0.45688 | 8.8559
49 | 0.088039 | 0.022207 | -0.088036 | -0.022205 | 3.02e-06 | 1.7916e-06 | 0.13388 | 0.13388 | 0.13388 | 0.97891 | -0.40542 | 0.97887 | -0.40613 | 7.3559
50 | -0.10097 | -0.025487 | 0.10099 | 0.025494 | 1.1954e-05 | 7.2233e-06 | 0.15335 | 0.15335 | 0.15335 | 0.9802 | -0.3801 | 0.98033 | -0.37763 | 8.4259
51 | -0.0056042 | -0.0014042 | 0.0056046 | 0.0014043 | 3.6753e-07 | 6.5615e-08 | 0.0085212 | 0.0085211 | 0.0085212 | 0.97862 | -0.41135 | 0.97869 | -0.40997 | 2.341
52 | -0.30871 | -0.078673 | 0.30892 | 0.078806 | 0.0002104 | 0.0001338 | 0.46211 | 0.46211 | 0.46211 | 0.99506 | -0.093804 | 0.9958 | -0.079691 | 25.3906
53 | 0.30871 | 0.078673 | -0.30867 | -0.07865 | 3.5171e-05 | 2.2367e-05 | 0.46211 | 0.46211 | 0.46211 | 0.99506 | -0.093804 | 0.99493 | -0.096165 | 25.3906
54 | -0.31166 | -0.079494 | 0.31168 | 0.079508 | 2.1548e-05 | 1.3705e-05 | 0.46621 | 0.46621 | 0.46621 | 0.9958 | -0.079691 | 0.99587 | -0.078259 | 25.6158
55 | 0.26327 | 0.067232 | -0.26299 | -0.067053 | 0.0002815 | 0.00017859 | 0.39419 | 0.39419 | 0.39419 | 0.99493 | -0.096165 | 0.99377 | -0.11831 | 21.6591
56 | 0.045401 | 0.011418 | -0.045362 | -0.011394 | 3.916e-05 | 2.4769e-05 | 0.067915 | 0.067915 | 0.067915 | 0.99493 | -0.096165 | 0.994 | -0.11424 | 18.658
57 | -0.017903 | -0.0044889 | 0.017903 | 0.0044893 | 6.6046e-07 | 3.912e-07 | 0.026862 | 0.026862 | 0.026862 | 0.99174 | -0.15789 | 0.99178 | -0.15712 | 7.3797
58 | 0.0071115 | 0.001782 | -0.007111 | -0.0017818 | 4.854e-07 | 1.7149e-07 | 0.010811 | 0.010811 | 0.010811 | 0.97877 | -0.40854 | 0.97869 | -0.40997 | 2.9702
59 | -0.015235 | -0.0038183 | 0.015237 | 0.0038198 | 2.5475e-06 | 1.4711e-06 | 0.023156 | 0.023156 | 0.023156 | 0.979 | -0.40398 | 0.97918 | -0.40048 | 6.3615
60 | 0.22045 | 0.055926 | -0.22033 | -0.055846 | 0.00012732 | 8.0512e-05 | 0.33331 | 0.33331 | 0.33331 | 0.9849 | -0.28743 | 0.98428 | -0.29945 | 18.3136
61 | 0.0065054 | 0.0016302 | -0.0065044 | -0.0016299 | 9.6707e-07 | 2.7803e-07 | 0.0098197 | 0.0098198 | 0.0098198 | 0.98578 | -0.2705 | 0.98562 | -0.27363 | 2.6978
62 | -0.0096385 | -0.0024152 | 0.00964 | 0.0024159 | 1.5377e-06 | 7.5066e-07 | 0.014756 | 0.014756 | 0.014756 | 0.97196 | -0.54059 | 0.97213 | -0.53724 | 4.0538
63 | 0.0028968 | 0.00072583 | -0.0028967 | -0.0007259 | 7.0442e-08 | -7.3063e-08 | 0.0044369 | 0.004437 | 0.004437 | 0.9715 | -0.54973 | 0.97147 | -0.55024 | 1.2189
64 | 0.001756 | 0.00044007 | -0.001756 | -0.0004401 | 6.1391e-09 | -2.7417e-08 | 0.0026153 | 0.0026153 | 0.0026153 | 0.99912 | -0.016958 | 0.99911 | -0.017031 | 0.71849
65 | 0.018082 | 0.0045341 | -0.01808 | -0.0045326 | 2.6472e-06 | 1.5788e-06 | 0.027608 | 0.027608 | 0.027608 | 0.97465 | -0.48765 | 0.9745 | -0.49072 | 7.5845
66 | -0.022488 | -0.0056487 | 0.022491 | 0.005651 | 3.669e-06 | 2.2441e-06 | 0.034282 | 0.034282 | 0.034282 | 0.97621 | -0.45688 | 0.97639 | -0.45346 | 9.4181
67 | 0.01667 | 0.0041793 | -0.016667 | -0.0041771 | 3.7507e-06 | 2.2082e-06 | 0.025455 | 0.025455 | 0.025455 | 0.9745 | -0.49072 | 0.97426 | -0.49545 | 6.9933
68 | 0.015427 | 0.0038663 | -0.015425 | -0.0038652 | 1.9292e-06 | 1.1193e-06 | 0.023561 | 0.023562 | 0.023562 | 0.97426 | -0.49545 | 0.97412 | -0.49807 | 6.4729
69 | 0.014355 | 0.003597 | -0.014353 | -0.003596 | 1.7715e-06 | 1.0115e-06 | 0.021927 | 0.021927 | 0.021927 | 0.97412 | -0.49807 | 0.97399 | -0.50066 | 6.0239
70 | 0.0049039 | 0.0012279 | -0.0049038 | -0.0012279 | 4.9548e-08 | 2.4105e-09 | 0.0074915 | 0.0074915 | 0.0074915 | 0.97399 | -0.50066 | 0.97398 | -0.50087 | 2.0581
71 | 0.0029607 | 0.0007409 | -0.0029602 | -0.00074142 | 5.3594e-07 | -5.2627e-07 | 0.0045229 | 0.0045232 | 0.0045232 | 0.97398 | -0.50087 | 0.97379 | -0.50468 | 1.2426
72 | 0.0029602 | 0.00074142 | -0.00296 | -0.00074154 | 1.1683e-07 | -1.1466e-07 | 0.0045232 | 0.0045232 | 0.0045232 | 0.97379 | -0.50468 | 0.97375 | -0.50551 | 1.2426
73 | 0.00296 | 0.00074154 | -0.0029598 | -0.00074179 | 2.5874e-07 | -2.5385e-07 | 0.0045232 | 0.0045234 | 0.0045234 | 0.97375 | -0.50551 | 0.97365 | -0.50734 | 1.2427
74 | -0.00061451 | -0.00015401 | 0.00061452 | 0.00015379 | 6.0013e-09 | -2.21e-07 | 0.00094003 | 0.00093995 | 0.00094003 | 0.97274 | -0.52512 | 0.97275 | -0.52491 | 0.25825
75 | -0.00061452 | -0.00015379 | 0.00061453 | 0.00015343 | 9.6508e-09 | -3.5549e-07 | 0.00093995 | 0.00093981 | 0.00093995 | 0.97275 | -0.52491 | 0.97277 | -0.52458 | 0.25823
76 | 0.025969 | 0.0065153 | -0.025968 | -0.0065149 | 7.8694e-07 | 4.8587e-07 | 0.039002 | 0.039002 | 0.039002 | 0.99085 | -0.17435 | 0.99081 | -0.17498 | 10.7147
77 | -0.02832 | -0.0071045 | 0.028332 | 0.0071125 | 1.2916e-05 | 8.0209e-06 | 0.042532 | 0.042532 | 0.042532 | 0.99085 | -0.17435 | 0.99134 | -0.16479 | 11.6845
78 | 0.023863 | 0.0059873 | -0.023854 | -0.0059816 | 9.347e-06 | 5.7322e-06 | 0.03584 | 0.03584 | 0.03584 | 0.99081 | -0.17498 | 0.99039 | -0.1832 | 9.8462
79 | 0.22303 | 0.056807 | -0.22296 | -0.056766 | 6.5393e-05 | 4.1351e-05 | 0.33509 | 0.33509 | 0.33509 | 0.99134 | -0.16479 | 0.99102 | -0.17087 | 18.4117
80 | -0.25136 | -0.063919 | 0.25152 | 0.06402 | 0.000158 | 0.00010017 | 0.37762 | 0.37762 | 0.37762 | 0.99134 | -0.16479 | 0.99202 | -0.15175 | 20.7486
81 | 0.021757 | 0.0054561 | -0.021753 | -0.0054538 | 3.7212e-06 | 2.2621e-06 | 0.03269 | 0.03269 | 0.03269 | 0.99039 | -0.1832 | 0.99021 | -0.18679 | 8.9808
82 | 0.0080902 | 0.0020276 | -0.0080889 | -0.0020271 | 1.3249e-06 | 5.395e-07 | 0.012147 | 0.012148 | 0.012148 | 0.99102 | -0.17087 | 0.99085 | -0.1743 | 3.3372
83 | 0.21487 | 0.054738 | -0.21466 | -0.054607 | 0.00020774 | 0.00013125 | 0.32295 | 0.32295 | 0.32295 | 0.99102 | -0.17087 | 0.98998 | -0.19093 | 17.7443
84 | -0.25558 | -0.065037 | 0.25596 | 0.065281 | 0.00038525 | 0.0002443 | 0.38371 | 0.38371 | 0.38371 | 0.99202 | -0.15175 | 0.99365 | -0.12053 | 21.0832
85 | 0.018456 | 0.0046274 | -0.018454 | -0.004626 | 2.2183e-06 | 1.3208e-06 | 0.027735 | 0.027735 | 0.027735 | 0.99021 | -0.18679 | 0.99008 | -0.18931 | 7.6195
86 | 0.0041041 | 0.0010284 | -0.004104 | -0.0010285 | 1.4905e-07 | -3.937e-08 | 0.0061634 | 0.0061634 | 0.0061634 | 0.99085 | -0.1743 | 0.99081 | -0.17507 | 1.6932
87 | 0.21257 | 0.054082 | -0.21256 | -0.054076 | 9.1045e-06 | 5.7506e-06 | 0.3198 | 0.3198 | 0.3198 | 0.98998 | -0.19093 | 0.98993 | -0.19182 | 17.5713
88 | -0.2587 | -0.065967 | 0.2587 | 0.065969 | 3.1985e-06 | 2.0287e-06 | 0.38781 | 0.38781 | 0.38781 | 0.99365 | -0.12053 | 0.99367 | -0.12027 | 21.3084
89 | 0.015971 | 0.0040039 | -0.015971 | -0.0040037 | 3.2563e-07 | 1.8902e-07 | 0.024004 | 0.024004 | 0.024004 | 0.99008 | -0.18931 | 0.99005 | -0.18974 | 6.5945
90 | 0.0020517 | 0.00051412 | -0.0020517 | -0.0005142 | 2.5888e-08 | -7.7079e-08 | 0.0030813 | 0.0030813 | 0.0030813 | 0.99081 | -0.17507 | 0.99079 | -0.17533 | 0.84651
91 | 0.20986 | 0.0534 | -0.20986 | -0.053399 | 8.0928e-07 | 5.1098e-07 | 0.31574 | 0.31574 | 0.31574 | 0.98993 | -0.19182 | 0.98993 | -0.1919 | 17.3484
92 | -0.26083 | -0.066503 | 0.26086 | 0.066519 | 2.4678e-05 | 1.5654e-05 | 0.391 | 0.391 | 0.391 | 0.99367 | -0.12027 | 0.99377 | -0.11831 | 21.4836
93 | -0.12032 | -0.030408 | 0.12033 | 0.03041 | 3.8496e-06 | 2.3661e-06 | 0.18239 | 0.18239 | 0.18239 | 0.98214 | -0.34242 | 0.98217 | -0.34175 | 10.0213
94 | 0.11849 | 0.029949 | -0.11845 | -0.029926 | 3.786e-05 | 2.3241e-05 | 0.17962 | 0.17962 | 0.17962 | 0.98214 | -0.34242 | 0.9818 | -0.34908 | 9.869
95 | -0.12263 | -0.030987 | 0.12264 | 0.030995 | 1.357e-05 | 8.3532e-06 | 0.18587 | 0.18587 | 0.18587 | 0.98217 | -0.34175 | 0.98229 | -0.33944 | 10.2129
96 | 0.11624 | 0.029372 | -0.11623 | -0.029362 | 1.5918e-05 | 9.7556e-06 | 0.17626 | 0.17626 | 0.17626 | 0.9818 | -0.34908 | 0.98165 | -0.35194 | 9.6849
97 | -0.12483 | -0.031544 | 0.12488 | 0.031571 | 4.319e-05 | 2.6623e-05 | 0.18919 | 0.18919 | 0.18919 | 0.98229 | -0.33944 | 0.98266 | -0.33223 | 10.3953
98 | 0.11487 | 0.02902 | -0.11486 | -0.029015 | 8.1834e-06 | 5.0101e-06 | 0.1742 | 0.1742 | 0.1742 | 0.98165 | -0.35194 | 0.98157 | -0.35343 | 9.5714
99 | -0.12689 | -0.032076 | 0.12691 | 0.032089 | 2.1292e-05 | 1.314e-05 | 0.19225 | 0.19225 | 0.19225 | 0.98266 | -0.33223 | 0.98284 | -0.32873 | 10.563
100 | 0.11268 | 0.028469 | -0.11265 | -0.028455 | 2.2135e-05 | 1.3528e-05 | 0.17089 | 0.17089 | 0.17089 | 0.98157 | -0.35343 | 0.98136 | -0.35753 | 9.3897
101 | -0.12898 | -0.032608 | 0.12903 | 0.032638 | 4.8876e-05 | 3.0198e-05 | 0.19538 | 0.19538 | 0.19538 | 0.98284 | -0.32873 | 0.98325 | -0.32083 | 10.735
102 | 0.11077 | 0.027982 | -0.11071 | -0.027948 | 5.5354e-05 | 3.3776e-05 | 0.16803 | 0.16803 | 0.16803 | 0.98136 | -0.35753 | 0.98083 | -0.36796 | 9.2325
103 | 0.13403 | 0.033813 | -0.13402 | -0.033806 | 1.211e-05 | 7.5058e-06 | 0.20381 | 0.20381 | 0.20381 | 0.97898 | -0.40257 | 0.97888 | -0.40446 | 11.1982
104 | -0.1369 | -0.034532 | 0.13695 | 0.034563 | 4.9496e-05 | 3.0719e-05 | 0.20817 | 0.20817 | 0.20817 | 0.97898 | -0.40257 | 0.97937 | -0.39502 | 11.4378
105 | 0.13302 | 0.033556 | -0.13302 | -0.033552 | 5.1834e-06 | 3.2112e-06 | 0.20229 | 0.20229 | 0.20229 | 0.97888 | -0.40446 | 0.97884 | -0.40527 | 11.1148
106 | -0.13837 | -0.034917 | 0.13846 | 0.034976 | 9.4343e-05 | 5.8589e-05 | 0.21031 | 0.21031 | 0.21031 | 0.97937 | -0.39502 | 0.9801 | -0.3808 | 11.5557
107 | 0.12957 | 0.032687 | -0.12951 | -0.032654 | 5.3174e-05 | 3.2884e-05 | 0.19704 | 0.19704 | 0.19704 | 0.97884 | -0.40527 | 0.9784 | -0.41385 | 10.8265
108 | -0.1403 | -0.035436 | 0.14031 | 0.035443 | 1.1682e-05 | 7.26e-06 | 0.2131 | 0.2131 | 0.2131 | 0.9801 | -0.3808 | 0.98019 | -0.37906 | 11.7088
109 | 0.1276 | 0.032175 | -0.12758 | -0.032162 | 2.0994e-05 | 1.297e-05 | 0.19413 | 0.19413 | 0.19413 | 0.9784 | -0.41385 | 0.97823 | -0.41729 | 10.6666
110 | -0.14228 | -0.035939 | 0.14229 | 0.035944 | 8.629e-06 | 5.3673e-06 | 0.2161 | 0.2161 | 0.2161 | 0.98019 | -0.37906 | 0.98025 | -0.37779 | 11.8737
111 | 0.12642 | 0.031872 | -0.12638 | -0.031844 | 4.5314e-05 | 2.7976e-05 | 0.19238 | 0.19238 | 0.19238 | 0.97823 | -0.41729 | 0.97784 | -0.42478 | 10.5701
112 | -0.14395 | -0.03636 | 0.14401 | 0.036393 | 5.232e-05 | 3.2565e-05 | 0.21862 | 0.21862 | 0.21862 | 0.98025 | -0.37779 | 0.98064 | -0.37021 | 12.0122
113 | -0.0039698 | -0.00099449 | 0.0039701 | 0.00099441 | 2.9919e-07 | -7.9244e-08 | 0.0060606 | 0.0060605 | 0.0060606 | 0.97464 | -0.48768 | 0.97472 | -0.48609 | 1.665
114 | 0.0027579 | 0.00069077 | -0.0027578 | -0.00069093 | 1.2994e-07 | -1.6041e-07 | 0.0042104 | 0.0042105 | 0.0042105 | 0.97464 | -0.48768 | 0.97459 | -0.48867 | 1.1567
115 | -0.0054464 | -0.0013644 | 0.005447 | 0.0013645 | 6.7775e-07 | 1.0782e-07 | 0.0083142 | 0.0083141 | 0.0083142 | 0.97472 | -0.48609 | 0.97486 | -0.48348 | 2.2841
116 | 0.0014625 | 0.00036631 | -0.0014625 | -0.00036653 | 3.7082e-08 | -2.234e-07 | 0.0022329 | 0.002233 | 0.002233 | 0.97459 | -0.48867 | 0.97457 | -0.4892 | 0.61345
117 | -0.0085271 | -0.0021365 | 0.0085285 | 0.0021371 | 1.3651e-06 | 6.0571e-07 | 0.013016 | 0.013015 | 0.013016 | 0.97486 | -0.48348 | 0.97503 | -0.48012 | 3.5757
118 | -0.010411 | -0.002609 | 0.010412 | 0.0026091 | 3.0144e-07 | 1.5321e-07 | 0.015889 | 0.015889 | 0.015889 | 0.97503 | -0.48012 | 0.97506 | -0.47951 | 4.3651
119 | -0.012732 | -0.0031906 | 0.012735 | 0.0031923 | 3.2513e-06 | 1.7943e-06 | 0.019429 | 0.019429 | 0.019429 | 0.97506 | -0.47951 | 0.97533 | -0.47415 | 5.3378
120 | -0.024101 | -0.0060481 | 0.024101 | 0.0060481 | 1.9102e-08 | 1.1757e-08 | 0.036846 | 0.036846 | 0.036846 | 0.9734 | -0.51216 | 0.9734 | -0.51214 | 10.1225
121 | 0.022312 | 0.0055996 | -0.022305 | -0.0055954 | 6.7955e-06 | 4.1556e-06 | 0.03411 | 0.03411 | 0.03411 | 0.9734 | -0.51216 | 0.97307 | -0.51855 | 9.371
122 | -0.02607 | -0.0065415 | 0.026074 | 0.0065442 | 4.4627e-06 | 2.763e-06 | 0.039855 | 0.039855 | 0.039855 | 0.9734 | -0.51214 | 0.97358 | -0.50856 | 10.9492
123 | 0.020336 | 0.0051021 | -0.020334 | -0.0051004 | 2.7143e-06 | 1.6442e-06 | 0.0311 | 0.0311 | 0.0311 | 0.97307 | -0.51855 | 0.97293 | -0.52135 | 8.5439
124 | -0.027664 | -0.0069426 | 0.027679 | 0.0069522 | 1.5325e-05 | 9.5236e-06 | 0.042285 | 0.042285 | 0.042285 | 0.97358 | -0.50856 | 0.97417 | -0.49695 | 11.6167
125 | 0.018744 | 0.004702 | -0.018742 | -0.0047006 | 2.2204e-06 | 1.3316e-06 | 0.028668 | 0.028669 | 0.028669 | 0.97293 | -0.52135 | 0.97281 | -0.52383 | 7.876
126 | 0.028259 | 0.0070991 | -0.028224 | -0.0070774 | 3.478e-05 | 2.164e-05 | 0.04317 | 0.043171 | 0.043171 | 0.97417 | -0.49695 | 0.97286 | -0.52277 | 11.8601
127 | -0.055938 | -0.014051 | 0.056009 | 0.014095 | 7.0993e-05 | 4.4142e-05 | 0.085455 | 0.085454 | 0.085455 | 0.97417 | -0.49695 | 0.97552 | -0.47039 | 11.7383
128 | 0.017039 | 0.0042739 | -0.017035 | -0.0042718 | 3.5225e-06 | 2.0828e-06 | 0.026064 | 0.026064 | 0.026064 | 0.97281 | -0.52383 | 0.97259 | -0.52817 | 7.1605
129 | 0.0070782 | 0.0017736 | -0.0070771 | -0.0017732 | 1.1316e-06 | 4.046e-07 | 0.010826 | 0.010826 | 0.010826 | 0.97286 | -0.52277 | 0.97269 | -0.52612 | 2.9742
130 | 0.021146 | 0.0053038 | -0.021143 | -0.0053022 | 2.7049e-06 | 1.6456e-06 | 0.032344 | 0.032344 | 0.032344 | 0.97286 | -0.52277 | 0.97272 | -0.52545 | 8.8858
131 | -0.10587 | -0.026616 | 0.10597 | 0.026681 | 0.00010223 | 6.4903e-05 | 0.16152 | 0.16152 | 0.16152 | 0.97552 | -0.47039 | 0.97655 | -0.45019 | 22.1871
132 | 0.014777 | 0.0037049 | -0.014774 | -0.0037034 | 2.6512e-06 | 1.5231e-06 | 0.02254 | 0.02254 | 0.02254 | 0.97552 | -0.47039 | 0.97533 | -0.47415 | 6.1924
133 | 0.035087 | 0.0088155 | -0.035067 | -0.0088032 | 1.9636e-05 | 1.2339e-05 | 0.053527 | 0.053528 | 0.053528 | 0.97552 | -0.47039 | 0.97492 | -0.48212 | 14.7054
134 | 0.01349 | 0.0033834 | -0.013485 | -0.0033804 | 5.2833e-06 | 2.9711e-06 | 0.020641 | 0.020641 | 0.020641 | 0.97259 | -0.52817 | 0.97217 | -0.53639 | 5.6705
135 | -0.028993 | -0.0072837 | 0.028994 | 0.0072843 | 1.0123e-06 | 6.3054e-07 | 0.044173 | 0.044173 | 0.044173 | 0.9768 | -0.44539 | 0.97684 | -0.44466 | 12.1353
136 | 0.023907 | 0.0060091 | -0.023898 | -0.0060034 | 9.21e-06 | 5.6628e-06 | 0.036425 | 0.036425 | 0.036425 | 0.9768 | -0.44539 | 0.97639 | -0.45346 | 10.0068
137 | -0.030282 | -0.0076072 | 0.030293 | 0.0076141 | 1.0974e-05 | 6.851e-06 | 0.046135 | 0.046135 | 0.046135 | 0.97684 | -0.44466 | 0.97722 | -0.43707 | 12.6744
138 | -0.030985 | -0.0077876 | 0.030995 | 0.0077936 | 9.5324e-06 | 5.9577e-06 | 0.047189 | 0.047189 | 0.047189 | 0.97722 | -0.43707 | 0.97755 | -0.43063 | 12.9641
139 | -0.031814 | -0.0079988 | 0.031815 | 0.0079994 | 1.093e-06 | 6.8393e-07 | 0.048435 | 0.048435 | 0.048435 | 0.97755 | -0.43063 | 0.97759 | -0.42991 | 13.3065
140 | -0.032543 | -0.008182 | 0.032567 | 0.0081972 | 2.4326e-05 | 1.5237e-05 | 0.049544 | 0.049544 | 0.049544 | 0.97759 | -0.42991 | 0.97839 | -0.41427 | 13.611
141 | 0.0050527 | 0.0012661 | -0.0050524 | -0.001266 | 2.9451e-07 | 1.6485e-08 | 0.0076281 | 0.0076282 | 0.0076282 | 0.98562 | -0.27363 | 0.98556 | -0.27485 | 2.0957
142 | 0.0036007 | 0.0009022 | -0.0036006 | -0.00090228 | 1.5199e-07 | -7.7478e-08 | 0.0054364 | 0.0054364 | 0.0054364 | 0.98556 | -0.27485 | 0.98551 | -0.27574 | 1.4935
143 | 0.0021483 | 0.00053832 | -0.0021483 | -0.00053841 | 3.7883e-08 | -9.809e-08 | 0.0032437 | 0.0032438 | 0.0032438 | 0.98551 | -0.27574 | 0.9855 | -0.27611 | 0.89114
144 | 0.21911 | 0.05554 | -0.21903 | -0.055492 | 7.6478e-05 | 4.8356e-05 | 0.33147 | 0.33147 | 0.33147 | 0.98428 | -0.29945 | 0.98391 | -0.30672 | 18.2124
145 | 0.0023671 | 0.00059286 | -0.002367 | -0.00059299 | 6.1319e-08 | -1.2281e-07 | 0.0035797 | 0.0035797 | 0.0035797 | 0.98391 | -0.30672 | 0.98388 | -0.30726 | 0.98345
146 | 0.21666 | 0.054899 | -0.21657 | -0.05484 | 9.3356e-05 | 5.9013e-05 | 0.32789 | 0.32789 | 0.32789 | 0.98391 | -0.30672 | 0.98345 | -0.31569 | 18.0157
147 | 0.0044253 | 0.0011088 | -0.0044244 | -0.0011089 | 8.8497e-07 | -8.5182e-08 | 0.0067368 | 0.0067371 | 0.0067371 | 0.97743 | -0.43445 | 0.97721 | -0.43865 | 1.8508
148 | -0.0067813 | -0.0016993 | 0.0067838 | 0.0017001 | 2.47e-06 | 8.0587e-07 | 0.010324 | 0.010323 | 0.010324 | 0.97743 | -0.43445 | 0.97782 | -0.42681 | 2.8362
149 | -0.0067838 | -0.0017001 | 0.0067848 | 0.0017004 | 9.6222e-07 | 3.1376e-07 | 0.010323 | 0.010323 | 0.010323 | 0.97782 | -0.42681 | 0.97797 | -0.42383 | 2.8361
150 | -0.0067848 | -0.0017004 | 0.0067877 | 0.0017013 | 2.8923e-06 | 9.4253e-07 | 0.010323 | 0.010323 | 0.010323 | 0.97797 | -0.42383 | 0.97842 | -0.41488 | 2.8361
151 | -0.019988 | -0.0050197 | 0.019998 | 0.0050256 | 9.7734e-06 | 5.9086e-06 | 0.030576 | 0.030576 | 0.030576 | 0.97285 | -0.52422 | 0.97337 | -0.51397 | 8.3999
152 | 0.019988 | 0.0050197 | -0.019971 | -0.0050093 | 1.72e-05 | 1.0399e-05 | 0.030576 | 0.030576 | 0.030576 | 0.97285 | -0.52422 | 0.97194 | -0.54227 | 8.4
153 | -0.023054 | -0.0057916 | 0.023059 | 0.0057945 | 4.7247e-06 | 2.8977e-06 | 0.035248 | 0.035248 | 0.035248 | 0.97337 | -0.51397 | 0.97359 | -0.50968 | 9.6836
154 | 0.016662 | 0.0041802 | -0.016657 | -0.004177 | 5.4754e-06 | 3.2263e-06 | 0.025511 | 0.025511 | 0.025511 | 0.97194 | -0.54227 | 0.97159 | -0.54916 | 7.0086
155 | -0.0084231 | -0.0021112 | 0.008424 | 0.0021116 | 9.3456e-07 | 4.0736e-07 | 0.01281 | 0.01281 | 0.01281 | 0.97842 | -0.41488 | 0.97854 | -0.41255 | 3.5193
156 | -0.025709 | -0.0064586 | 0.025716 | 0.0064632 | 7.4646e-06 | 4.617e-06 | 0.039298 | 0.039298 | 0.039298 | 0.97359 | -0.50968 | 0.9739 | -0.5036 | 10.7962
157 | 0.014535 | 0.0036451 | -0.01453 | -0.0036425 | 4.5129e-06 | 2.5876e-06 | 0.022261 | 0.022261 | 0.022261 | 0.97159 | -0.54916 | 0.97126 | -0.55568 | 6.1158
158 | 0.075826 | 0.019136 | -0.075805 | -0.019123 | 2.1307e-05 | 1.2296e-05 | 0.11535 | 0.11535 | 0.11535 | 0.97854 | -0.41255 | 0.97824 | -0.41842 | 6.3381
159 | -0.08425 | -0.021247 | 0.084276 | 0.021262 | 2.5891e-05 | 1.525e-05 | 0.12816 | 0.12816 | 0.12816 | 0.97854 | -0.41255 | 0.97887 | -0.40613 | 7.0419
160 | -0.012063 | -0.0030231 | 0.012067 | 0.003025 | 3.5312e-06 | 1.9191e-06 | 0.018487 | 0.018487 | 0.018487 | 0.97095 | -0.56182 | 0.97126 | -0.55568 | 5.0788
161 | 0.0072356 | 0.0018132 | -0.0072343 | -0.0018127 | 1.3259e-06 | 4.9302e-07 | 0.011089 | 0.011089 | 0.011089 | 0.97095 | -0.56182 | 0.97076 | -0.56567 | 3.0464
162 | 0.0072343 | 0.0018127 | -0.0072342 | -0.0018127 | 7.1911e-08 | 2.6743e-08 | 0.011089 | 0.011089 | 0.011089 | 0.97076 | -0.56567 | 0.97075 | -0.56588 | 3.0464
163 | 0.0046766 | 0.0011717 | -0.0046761 | -0.0011717 | 5.5689e-07 | -8.1872e-10 | 0.0071685 | 0.0071686 | 0.0071686 | 0.97075 | -0.56588 | 0.97062 | -0.56838 | 1.9694
164 | 0.0029259 | 0.0007331 | -0.0029258 | -0.00073327 | 1.6838e-07 | -1.6804e-07 | 0.0044856 | 0.0044857 | 0.0044857 | 0.97062 | -0.56838 | 0.97056 | -0.56959 | 1.2323
165 | 0.041148 | 0.010338 | -0.04114 | -0.010332 | 8.6085e-06 | 5.431e-06 | 0.061608 | 0.061608 | 0.061608 | 0.994 | -0.11424 | 0.99377 | -0.11862 | 16.9253
166 | 0.03778 | 0.0094901 | -0.037772 | -0.0094853 | 7.5824e-06 | 4.7709e-06 | 0.056577 | 0.056577 | 0.056577 | 0.99377 | -0.11862 | 0.99355 | -0.12283 | 15.5431
167 | 0.032977 | 0.0082835 | -0.032963 | -0.0082751 | 1.346e-05 | 8.4237e-06 | 0.049395 | 0.049395 | 0.049395 | 0.99355 | -0.12283 | 0.99311 | -0.13139 | 13.5701
168 | 0.028874 | 0.0072502 | -0.02887 | -0.0072474 | 4.5427e-06 | 2.8236e-06 | 0.043268 | 0.043268 | 0.043268 | 0.99311 | -0.13139 | 0.99294 | -0.13468 | 11.8869
169 | 0.026207 | 0.0065802 | -0.026196 | -0.0065729 | 1.1802e-05 | 7.2896e-06 | 0.039279 | 0.039279 | 0.039279 | 0.99294 | -0.13468 | 0.99245 | -0.14413 | 10.7909
170 | 0.10723 | 0.027075 | -0.10722 | -0.027073 | 3.0388e-06 | 1.8483e-06 | 0.16275 | 0.16275 | 0.16275 | 0.98083 | -0.36796 | 0.9808 | -0.36855 | 8.9421
171 | 0.10492 | 0.026496 | -0.10488 | -0.026474 | 3.7658e-05 | 2.2852e-05 | 0.15925 | 0.15925 | 0.15925 | 0.9808 | -0.36855 | 0.98041 | -0.37604 | 8.7502
172 | 0.10261 | 0.025905 | -0.10261 | -0.0259 | 7.7765e-06 | 4.7077e-06 | 0.15581 | 0.15581 | 0.15581 | 0.98041 | -0.37604 | 0.98033 | -0.37763 | 8.561
173 | 0.021631 | 0.0054286 | -0.021629 | -0.0054275 | 1.8825e-06 | 1.1478e-06 | 0.033078 | 0.033078 | 0.033078 | 0.97318 | -0.5179 | 0.97308 | -0.51973 | 9.0873
174 | -0.025319 | -0.0063528 | 0.025328 | 0.0063582 | 8.6966e-06 | 5.3735e-06 | 0.038716 | 0.038716 | 0.038716 | 0.97318 | -0.5179 | 0.97354 | -0.5107 | 10.6363
175 | 0.019643 | 0.0049296 | -0.019637 | -0.0049261 | 5.7965e-06 | 3.497e-06 | 0.03004 | 0.03004 | 0.03004 | 0.97308 | -0.51973 | 0.97277 | -0.52592 | 8.2528
176 | -0.027314 | -0.0068559 | 0.027323 | 0.0068616 | 9.2573e-06 | 5.7485e-06 | 0.041751 | 0.041751 | 0.041751 | 0.97354 | -0.5107 | 0.9739 | -0.5036 | 11.4702
177 | 0.017641 | 0.0044257 | -0.017636 | -0.0044229 | 4.6203e-06 | 2.747e-06 | 0.026986 | 0.026986 | 0.026986 | 0.97277 | -0.52592 | 0.97249 | -0.53141 | 7.4137
178 | -0.057996 | -0.014567 | 0.058046 | 0.014599 | 4.946e-05 | 3.1445e-05 | 0.088623 | 0.088623 | 0.088623 | 0.9739 | -0.5036 | 0.97481 | -0.48574 | 24.3471
179 | 0.0049573 | 0.0012422 | -0.0049568 | -0.0012422 | 4.8729e-07 | 3.0039e-08 | 0.0075741 | 0.0075742 | 0.0075742 | 0.9739 | -0.5036 | 0.9738 | -0.50566 | 2.0808
180 | 0.016056 | 0.0040271 | -0.016053 | -0.0040248 | 3.8441e-06 | 2.2496e-06 | 0.024569 | 0.024569 | 0.024569 | 0.97249 | -0.53141 | 0.97224 | -0.53644 | 6.7498
181 | -0.06089 | -0.015311 | 0.060968 | 0.015361 | 7.7958e-05 | 4.9593e-05 | 0.092965 | 0.092965 | 0.092965 | 0.97481 | -0.48574 | 0.97617 | -0.45897 | 25.5399
182 | 0.0030134 | 0.00075509 | -0.0030132 | -0.00075519 | 1.1091e-07 | -1.0256e-07 | 0.0046045 | 0.0046046 | 0.0046046 | 0.9738 | -0.50566 | 0.97376 | -0.50644 | 1.265
183 | 0.01397 | 0.0035029 | -0.013966 | -0.0035008 | 3.7217e-06 | 2.1128e-06 | 0.021382 | 0.021382 | 0.021382 | 0.97224 | -0.53644 | 0.97195 | -0.54203 | 5.8742
184 | -0.06325 | -0.015933 | 0.063275 | 0.015948 | 2.5302e-05 | 1.5377e-05 | 0.096443 | 0.096443 | 0.096443 | 0.97617 | -0.45897 | 0.9766 | -0.45061 | 8.8318
185 | 0.0015075 | 0.00037782 | -0.0015075 | -0.00037782 | 5.6056e-11 | -3.1161e-10 | 0.0023037 | 0.0023037 | 0.0023037 | 0.97376 | -0.50644 | 0.97376 | -0.50644 | 0.63288
186 | 0.039779 | 0.010029 | -0.039751 | -0.010011 | 2.7911e-05 | 1.7606e-05 | 0.06041 | 0.06041 | 0.06041 | 0.98018 | -0.37908 | 0.97943 | -0.39376 | 16.5962
187 | -0.041988 | -0.010582 | 0.042006 | 0.010593 | 1.7826e-05 | 1.1261e-05 | 0.063763 | 0.063763 | 0.063763 | 0.98018 | -0.37908 | 0.98064 | -0.37021 | 17.5172
188 | 0.038702 | 0.009748 | -0.038701 | -0.0097473 | 1.0194e-06 | 6.4254e-07 | 0.058815 | 0.058815 | 0.058815 | 0.97943 | -0.39376 | 0.97941 | -0.39431 | 16.1581
189 | -0.18601 | -0.046986 | 0.1861 | 0.047044 | 9.2896e-05 | 5.8473e-05 | 0.28238 | 0.28238 | 0.28238 | 0.98064 | -0.37021 | 0.98117 | -0.3598 | 15.5156
190 | 0.037811 | 0.0095242 | -0.037809 | -0.009523 | 1.9717e-06 | 1.2419e-06 | 0.057463 | 0.057463 | 0.057463 | 0.97941 | -0.39431 | 0.97935 | -0.3954 | 15.7866
191 | -0.18683 | -0.047226 | 0.18684 | 0.047231 | 7.9523e-06 | 5.0062e-06 | 0.28348 | 0.28348 | 0.28348 | 0.98117 | -0.3598 | 0.98122 | -0.35891 | 15.576
192 | 0.036358 | 0.0091594 | -0.036333 | -0.0091438 | 2.4766e-05 | 1.5578e-05 | 0.055259 | 0.055259 | 0.055259 | 0.97935 | -0.3954 | 0.97862 | -0.40965 | 15.181
193 | -0.18814 | -0.047558 | 0.18821 | 0.047599 | 6.4427e-05 | 4.0567e-05 | 0.28546 | 0.28546 | 0.28546 | 0.98122 | -0.35891 | 0.98159 | -0.35177 | 15.6848
194 | 0.035369 | 0.0089022 | -0.035366 | -0.0089005 | 2.7057e-06 | 1.7003e-06 | 0.053793 | 0.053793 | 0.053793 | 0.97862 | -0.40965 | 0.97854 | -0.41125 | 14.7783
195 | -0.18951 | -0.047926 | 0.18957 | 0.047961 | 5.5952e-05 | 3.5239e-05 | 0.28744 | 0.28744 | 0.28744 | 0.98159 | -0.35177 | 0.9819 | -0.34562 | 15.7933
196 | -0.022074 | -0.0055345 | 0.022076 | 0.0055361 | 2.721e-06 | 1.6561e-06 | 0.033119 | 0.033119 | 0.033119 | 0.99178 | -0.15712 | 0.99191 | -0.15453 | 9.0986
197 | -0.024254 | -0.0060819 | 0.024266 | 0.0060892 | 1.203e-05 | 7.3862e-06 | 0.036385 | 0.036385 | 0.036385 | 0.99191 | -0.15453 | 0.99245 | -0.14413 | 9.996
198 | -0.0052833 | -0.0013241 | 0.0052839 | 0.0013242 | 6.5356e-07 | 7.726e-08 | 0.0080236 | 0.0080235 | 0.0080236 | 0.97981 | -0.38802 | 0.97995 | -0.38542 | 2.2043
199 | 0.020086 | 0.0050399 | -0.020077 | -0.0050343 | 9.2426e-06 | 5.5817e-06 | 0.030502 | 0.030502 | 0.030502 | 0.97995 | -0.38542 | 0.97945 | -0.39507 | 8.3798
200 | -0.02537 | -0.0063641 | 0.025374 | 0.0063667 | 4.1432e-06 | 2.5579e-06 | 0.038526 | 0.038526 | 0.038526 | 0.97995 | -0.38542 | 0.98012 | -0.38199 | 10.584
201 | 0.02027 | 0.0050832 | -0.020266 | -0.0050805 | 4.3889e-06 | 2.6572e-06 | 0.030977 | 0.030977 | 0.030977 | 0.97373 | -0.50562 | 0.9735 | -0.51016 | 8.5103
202 | -0.02287 | -0.0057347 | 0.022874 | 0.0057374 | 4.4288e-06 | 2.7142e-06 | 0.03495 | 0.03495 | 0.03495 | 0.97373 | -0.50562 | 0.97394 | -0.50156 | 9.6016
203 | 0.018667 | 0.0046798 | -0.018667 | -0.0046797 | 1.6093e-08 | 9.6438e-09 | 0.028533 | 0.028533 | 0.028533 | 0.9735 | -0.51016 | 0.9735 | -0.51018 | 7.8387
204 | -0.024502 | -0.0061454 | 0.024506 | 0.0061477 | 3.8018e-06 | 2.3431e-06 | 0.037437 | 0.037437 | 0.037437 | 0.97394 | -0.50156 | 0.9741 | -0.4983 | 10.2848
205 | 0.017075 | 0.0042807 | -0.01707 | -0.0042782 | 4.2719e-06 | 2.5261e-06 | 0.026099 | 0.026099 | 0.026099 | 0.9735 | -0.51018 | 0.97323 | -0.51543 | 7.1702
206 | -0.026136 | -0.0065563 | 0.026139 | 0.0065583 | 3.3101e-06 | 2.0495e-06 | 0.039927 | 0.039927 | 0.039927 | 0.9741 | -0.4983 | 0.97424 | -0.49565 | 10.9689
207 | 0.01415 | 0.0035465 | -0.014149 | -0.0035461 | 7.5887e-07 | 4.3195e-07 | 0.021635 | 0.021635 | 0.021635 | 0.97323 | -0.51543 | 0.97318 | -0.51656 | 5.9436
208 | 0.0029203 | 0.0007317 | -0.0029201 | -0.00073185 | 1.504e-07 | -1.5372e-07 | 0.0044649 | 0.0044649 | 0.0044649 | 0.97323 | -0.51543 | 0.97318 | -0.51651 | 1.2266
209 | -0.028022 | -0.0070301 | 0.028022 | 0.0070302 | 1.9404e-07 | 1.2067e-07 | 0.042802 | 0.042802 | 0.042802 | 0.97424 | -0.49565 | 0.97424 | -0.4955 | 11.7587
210 | 0.012626 | 0.0031644 | -0.012625 | -0.0031634 | 1.8256e-06 | 1.0061e-06 | 0.019306 | 0.019306 | 0.019306 | 0.97318 | -0.51656 | 0.97302 | -0.51959 | 5.3039
211 | -0.030379 | -0.0076209 | 0.030394 | 0.0076308 | 1.5972e-05 | 9.9754e-06 | 0.046401 | 0.046401 | 0.046401 | 0.97424 | -0.4955 | 0.9748 | -0.48448 | 12.7476
212 | -0.0024818 | -0.00062199 | 0.0024818 | 0.00062187 | 6.3256e-08 | -1.1418e-07 | 0.0037375 | 0.0037375 | 0.0037375 | 0.98806 | -0.22779 | 0.98809 | -0.22726 | 1.0268
213 | -0.0061197 | -0.0015336 | 0.0061199 | 0.0015337 | 1.5355e-07 | 3.6522e-08 | 0.009216 | 0.009216 | 0.009216 | 0.98809 | -0.22726 | 0.98811 | -0.22673 | 2.5319
214 | 0.19246 | 0.048732 | -0.1924 | -0.048696 | 5.7195e-05 | 3.6037e-05 | 0.29163 | 0.29163 | 0.29163 | 0.98259 | -0.33225 | 0.98227 | -0.33844 | 16.0236
215 | -0.19353 | -0.049 | 0.19354 | 0.049006 | 9.8356e-06 | 6.1982e-06 | 0.29325 | 0.29325 | 0.29325 | 0.98259 | -0.33225 | 0.98265 | -0.33119 | 16.1126
216 | 0.19084 | 0.048304 | -0.19077 | -0.048263 | 6.5717e-05 | 4.1396e-05 | 0.28926 | 0.28926 | 0.28926 | 0.98227 | -0.33844 | 0.9819 | -0.34562 | 15.8936
217 | -0.19516 | -0.049412 | 0.1953 | 0.049504 | 0.00014537 | 9.1632e-05 | 0.2957 | 0.2957 | 0.2957 | 0.98265 | -0.33119 | 0.98345 | -0.31569 | 16.2474
218 | 0.021269 | 0.0053365 | -0.021264 | -0.005333 | 5.8294e-06 | 3.5404e-06 | 0.032184 | 0.032184 | 0.032184 | 0.98345 | -0.31569 | 0.98315 | -0.32144 | 8.8418
219 | 0.019463 | 0.0048817 | -0.019462 | -0.004881 | 1.2834e-06 | 7.7136e-07 | 0.029459 | 0.029459 | 0.029459 | 0.98315 | -0.32144 | 0.98308 | -0.32282 | 8.0932
220 | 0.0010689 | 0.00026765 | -0.0010689 | -0.00026788 | 1.8862e-08 | -2.3238e-07 | 0.0016165 | 0.0016166 | 0.0016166 | 0.98388 | -0.30726 | 0.98386 | -0.30763 | 0.44411
221 | 0.017989 | 0.0045119 | -0.017984 | -0.0045089 | 4.9822e-06 | 2.9615e-06 | 0.02723 | 0.02723 | 0.02723 | 0.98308 | -0.32282 | 0.98278 | -0.32864 | 7.4808
222 | -0.065354 | -0.016469 | 0.06538 | 0.016485 | 2.5698e-05 | 1.5669e-05 | 0.099611 | 0.09961 | 0.099611 | 0.9766 | -0.45061 | 0.97702 | -0.4424 | 9.1218
223 | -0.066905 | -0.016867 | 0.066921 | 0.016876 | 1.5736e-05 | 8.8065e-06 | 0.10193 | 0.10193 | 0.10193 | 0.97702 | -0.4424 | 0.97727 | -0.43748 | 5.6007
224 | -0.069202 | -0.017448 | 0.069223 | 0.01746 | 2.0724e-05 | 1.1705e-05 | 0.10541 | 0.10541 | 0.10541 | 0.97727 | -0.43748 | 0.97759 | -0.43123 | 5.7916
225 | -0.070655 | -0.017818 | 0.070669 | 0.017827 | 1.4401e-05 | 8.1765e-06 | 0.10759 | 0.10759 | 0.10759 | 0.97759 | -0.43123 | 0.9778 | -0.42697 | 5.9113
226 | -0.0026031 | -0.00065241 | 0.0026033 | 0.00065222 | 1.2957e-07 | -1.9257e-07 | 0.0039639 | 0.0039638 | 0.0039639 | 0.97719 | -0.43764 | 0.97724 | -0.4366 | 1.089
227 | -0.0050851 | -0.0012742 | 0.0050851 | 0.0012742 | 3.9164e-08 | 3.239e-09 | 0.0077428 | 0.0077428 | 0.0077428 | 0.97724 | -0.4366 | 0.97725 | -0.43643 | 2.1272
228 | -0.0070691 | -0.0017715 | 0.0070692 | 0.0017715 | 7.8129e-09 | 2.7472e-09 | 0.010764 | 0.010764 | 0.010764 | 0.97725 | -0.43643 | 0.97725 | -0.43641 | 2.9571
229 | -0.008924 | -0.0022363 | 0.0089253 | 0.0022369 | 1.2745e-06 | 5.8503e-07 | 0.013588 | 0.013588 | 0.013588 | 0.97725 | -0.43641 | 0.9774 | -0.43341 | 3.733
230 | -0.011274 | -0.0028254 | 0.011275 | 0.0028263 | 1.6392e-06 | 8.6306e-07 | 0.017163 | 0.017163 | 0.017163 | 0.9774 | -0.43341 | 0.97756 | -0.43036 | 4.7151
231 | -0.033437 | -0.0084152 | 0.033442 | 0.0084182 | 4.8246e-06 | 3.0253e-06 | 0.050867 | 0.050867 | 0.050867 | 0.97839 | -0.41427 | 0.97854 | -0.41125 | 13.9744
232 | 0.032274 | 0.0081033 | -0.03227 | -0.008101 | 3.632e-06 | 2.2747e-06 | 0.049265 | 0.049265 | 0.049265 | 0.97492 | -0.48212 | 0.9748 | -0.48448 | 13.5343
233 | -0.10725 | -0.027 | 0.10726 | 0.027008 | 1.3574e-05 | 8.2636e-06 | 0.16346 | 0.16346 | 0.16346 | 0.97655 | -0.45019 | 0.97668 | -0.44754 | 8.9815
234 | -0.10855 | -0.027332 | 0.10859 | 0.027356 | 3.9437e-05 | 2.4037e-05 | 0.16543 | 0.16543 | 0.16543 | 0.97668 | -0.44754 | 0.97707 | -0.43994 | 9.0895
235 | -0.10965 | -0.02762 | 0.10966 | 0.027629 | 1.4487e-05 | 8.8379e-06 | 0.16704 | 0.16704 | 0.16704 | 0.97707 | -0.43994 | 0.97721 | -0.43718 | 9.1779
236 | 0.003894 | 0.00097546 | -0.0038939 | -0.00097547 | 3.8834e-08 | -1.1371e-08 | 0.0059568 | 0.0059568 | 0.0059568 | 0.97269 | -0.52612 | 0.97268 | -0.52633 | 1.6365
237 | 0.019452 | 0.0048784 | -0.019446 | -0.0048744 | 6.749e-06 | 4.0672e-06 | 0.029758 | 0.029758 | 0.029758 | 0.97272 | -0.52545 | 0.97236 | -0.53273 | 8.1754
238 | 0.12444 | 0.031359 | -0.12443 | -0.031354 | 8.491e-06 | 5.2364e-06 | 0.18943 | 0.18943 | 0.18943 | 0.97784 | -0.42478 | 0.97777 | -0.42621 | 10.4082
239 | 0.01569 | 0.0039332 | -0.015688 | -0.0039322 | 1.7225e-06 | 1.0036e-06 | 0.024011 | 0.024011 | 0.024011 | 0.97236 | -0.53273 | 0.97224 | -0.53504 | 6.5965
240 | 0.011445 | 0.0028687 | -0.011444 | -0.0028681 | 1.2017e-06 | 6.3959e-07 | 0.017517 | 0.017517 | 0.017517 | 0.97224 | -0.53504 | 0.97213 | -0.53724 | 4.8124
241 | 0.003031 | 0.0007592 | -0.0030309 | -0.00075927 | 7.7964e-08 | -7.0131e-08 | 0.0046367 | 0.0046367 | 0.0046367 | 0.97268 | -0.52633 | 0.97265 | -0.52687 | 1.2738
242 | 0.0021136 | 0.00052937 | -0.0021135 | -0.00052958 | 8.2062e-08 | -2.0726e-07 | 0.0032334 | 0.0032334 | 0.0032334 | 0.97265 | -0.52687 | 0.97261 | -0.52769 | 0.88831
243 | 0.0011748 | 0.00029432 | -0.0011748 | -0.00029444 | 1.1991e-08 | -1.1516e-07 | 0.0017973 | 0.0017974 | 0.0017974 | 0.97261 | -0.52769 | 0.9726 | -0.5279 | 0.49379
244 | -0.0042893 | -0.001075 | 0.0042894 | 0.001075 | 1.8464e-08 | -3.3926e-09 | 0.0064494 | 0.0064494 | 0.0064494 | 0.98964 | -0.19782 | 0.98964 | -0.19773 | 1.7718
245 | -0.0055244 | -0.0013845 | 0.0055246 | 0.0013846 | 2.1796e-07 | 3.125e-08 | 0.0083064 | 0.0083064 | 0.0083064 | 0.98964 | -0.19773 | 0.98969 | -0.1969 | 2.282
246 | -0.0069265 | -0.0017359 | 0.0069269 | 0.0017361 | 4.0256e-07 | 1.3044e-07 | 0.010414 | 0.010414 | 0.010414 | 0.98969 | -0.1969 | 0.98975 | -0.19568 | 2.861
247 | -0.025374 | -0.0063667 | 0.025385 | 0.0063734 | 1.0894e-05 | 6.7257e-06 | 0.038526 | 0.038526 | 0.038526 | 0.98012 | -0.38199 | 0.98058 | -0.37299 | 10.584
248 | -0.029296 | -0.0073535 | 0.029301 | 0.0073565 | 4.9072e-06 | 3.0571e-06 | 0.04446 | 0.04446 | 0.04446 | 0.98058 | -0.37299 | 0.98076 | -0.36948 | 12.2143
249 | -0.01101 | -0.0027595 | 0.011012 | 0.00276 | 1.1191e-06 | 5.7623e-07 | 0.016553 | 0.016553 | 0.016553 | 0.98975 | -0.19568 | 0.98986 | -0.19355 | 4.5476
250 | 0.018474 | 0.0046325 | -0.018471 | -0.0046312 | 2.2813e-06 | 1.3629e-06 | 0.028067 | 0.028067 | 0.028067 | 0.97945 | -0.39507 | 0.97932 | -0.39767 | 7.7107
251 | -0.03103 | -0.00779 | 0.03103 | 0.00779 | 5.7552e-08 | 3.5959e-08 | 0.047084 | 0.047084 | 0.047084 | 0.98076 | -0.36948 | 0.98076 | -0.36944 | 12.9351
252 | -0.013486 | -0.0033802 | 0.013488 | 0.0033815 | 2.4446e-06 | 1.3606e-06 | 0.020273 | 0.020273 | 0.020273 | 0.98986 | -0.19355 | 0.99005 | -0.18974 | 5.5695
253 | 0.01686 | 0.0042273 | -0.016858 | -0.004226 | 2.2569e-06 | 1.329e-06 | 0.025618 | 0.025619 | 0.025619 | 0.97932 | -0.39767 | 0.97918 | -0.40048 | 7.0381
254 | -0.032754 | -0.0082221 | 0.032768 | 0.0082309 | 1.3908e-05 | 8.7115e-06 | 0.0497 | 0.0497 | 0.0497 | 0.98076 | -0.36944 | 0.98122 | -0.36054 | 13.6538
255 | -0.015916 | -0.0039898 | 0.015917 | 0.0039902 | 7.506e-07 | 4.3673e-07 | 0.024102 | 0.024102 | 0.024102 | 0.98264 | -0.33141 | 0.98269 | -0.33042 | 6.6213
256 | -0.016951 | -0.0042496 | 0.016953 | 0.0042504 | 1.4395e-06 | 8.4745e-07 | 0.025669 | 0.025669 | 0.025669 | 0.98269 | -0.33042 | 0.98278 | -0.32864 | 7.0518
257 | -0.12903 | -0.032638 | 0.12903 | 0.032639 | 2.2302e-06 | 1.3779e-06 | 0.19538 | 0.19538 | 0.19538 | 0.98325 | -0.32083 | 0.98327 | -0.32047 | 10.735
258 | 0.045801 | 0.011529 | -0.045748 | -0.011496 | 5.2397e-05 | 3.3166e-05 | 0.06933 | 0.06933 | 0.06933 | 0.98327 | -0.32047 | 0.98204 | -0.34444 | 19.0467
259 | -0.17483 | -0.044168 | 0.1749 | 0.044211 | 6.7823e-05 | 4.2588e-05 | 0.26471 | 0.26471 | 0.26471 | 0.98327 | -0.32047 | 0.98368 | -0.31238 | 14.5443
260 | 0.044134 | 0.011091 | -0.044132 | -0.01109 | 1.5842e-06 | 1.0019e-06 | 0.066884 | 0.066884 | 0.066884 | 0.98204 | -0.34444 | 0.982 | -0.34519 | 18.3747
261 | -0.1787 | -0.045163 | 0.17881 | 0.045232 | 0.00011044 | 6.9404e-05 | 0.27045 | 0.27045 | 0.27045 | 0.98368 | -0.31238 | 0.98435 | -0.2995 | 14.8601
262 | -0.0010976 | -0.00027451 | 0.0010976 | 0.00027436 | 1.3642e-08 | -1.5152e-07 | 0.0016788 | 0.0016787 | 0.0016788 | 0.97277 | -0.52458 | 0.97278 | -0.52432 | 0.46121
263 | -0.0023511 | -0.00058924 | 0.0023511 | 0.00058921 | 1.5639e-08 | -2.9803e-08 | 0.0036013 | 0.0036013 | 0.0036013 | 0.97144 | -0.55217 | 0.97145 | -0.55203 | 0.98938
264 | -0.0044726 | -0.0011209 | 0.004473 | 0.0011209 | 3.9907e-07 | -2.5351e-08 | 0.0068508 | 0.0068507 | 0.0068508 | 0.97145 | -0.55203 | 0.97154 | -0.55015 | 1.8821
265 | -0.0066331 | -0.0016622 | 0.0066334 | 0.0016623 | 3.0542e-07 | 9.7744e-08 | 0.010159 | 0.010159 | 0.010159 | 0.97154 | -0.55015 | 0.97159 | -0.54919 | 2.791
266 | -0.0076209 | -0.0019098 | 0.0076216 | 0.0019101 | 7.1311e-07 | 2.8349e-07 | 0.011672 | 0.011671 | 0.011672 | 0.97159 | -0.54919 | 0.97169 | -0.54722 | 3.2065
267 | -0.0093518 | -0.0023438 | 0.0093542 | 0.0023449 | 2.3079e-06 | 1.1052e-06 | 0.014321 | 0.014321 | 0.014321 | 0.97169 | -0.54722 | 0.97195 | -0.54204 | 3.9344
268 | 0.042508 | 0.010683 | -0.042491 | -0.010672 | 1.6815e-05 | 1.0625e-05 | 0.064423 | 0.064423 | 0.064423 | 0.982 | -0.34519 | 0.98158 | -0.35348 | 17.6985
269 | -0.18152 | -0.04591 | 0.18158 | 0.045948 | 5.9649e-05 | 3.7504e-05 | 0.27454 | 0.27454 | 0.27454 | 0.98435 | -0.2995 | 0.9847 | -0.29265 | 15.0848
270 | 0.12339 | 0.031092 | -0.12337 | -0.031081 | 1.7989e-05 | 1.1087e-05 | 0.18784 | 0.18784 | 0.18784 | 0.97777 | -0.42621 | 0.97762 | -0.42925 | 10.3208
271 | 0.12232 | 0.030816 | -0.12231 | -0.030812 | 6.4832e-06 | 3.993e-06 | 0.18623 | 0.18623 | 0.18623 | 0.97762 | -0.42925 | 0.97756 | -0.43036 | 10.2326
272 | 0.11103 | 0.027986 | -0.111 | -0.027964 | 3.6215e-05 | 2.2119e-05 | 0.16907 | 0.16907 | 0.16907 | 0.97756 | -0.43036 | 0.97721 | -0.43718 | 9.2896
273 | -0.0015803 | -0.00039533 | 0.0015803 | 0.00039522 | 2.1377e-08 | -1.0746e-07 | 0.002417 | 0.002417 | 0.002417 | 0.97278 | -0.52432 | 0.9728 | -0.52404 | 0.66402
274 | -0.072956 | -0.0184 | 0.072986 | 0.018417 | 2.9867e-05 | 1.7089e-05 | 0.11107 | 0.11106 | 0.11107 | 0.9778 | -0.42697 | 0.97824 | -0.41842 | 6.1025
275 | -0.011691 | -0.0029305 | 0.011691 | 0.0029305 | 8.2016e-09 | 4.4027e-09 | 0.017898 | 0.017898 | 0.017898 | 0.97195 | -0.54204 | 0.97195 | -0.54203 | 4.9171
276 | -0.18281 | -0.046256 | 0.18283 | 0.046273 | 2.6183e-05 | 1.6466e-05 | 0.2764 | 0.2764 | 0.2764 | 0.9847 | -0.29265 | 0.98486 | -0.28967 | 15.187
277 | -0.18425 | -0.046628 | 0.18435 | 0.046692 | 0.00010155 | 6.3881e-05 | 0.27854 | 0.27854 | 0.27854 | 0.98486 | -0.28967 | 0.98545 | -0.27819 | 15.3045
278 | -0.1861 | -0.047131 | 0.18611 | 0.047132 | 2.3836e-06 | 1.4999e-06 | 0.28119 | 0.28119 | 0.28119 | 0.98545 | -0.27819 | 0.98546 | -0.27793 | 15.4499
279 | -0.19028 | -0.048178 | 0.19038 | 0.048245 | 0.00010545 | 6.6403e-05 | 0.28749 | 0.28749 | 0.28749 | 0.98546 | -0.27793 | 0.98606 | -0.26639 | 15.7961
280 | -0.1922 | -0.048699 | 0.19226 | 0.048735 | 5.7527e-05 | 3.6236e-05 | 0.29023 | 0.29023 | 0.29023 | 0.98606 | -0.26639 | 0.98638 | -0.26016 | 15.9465
281 | 0.040774 | 0.010242 | -0.040774 | -0.010242 | 1.0124e-07 | 6.3901e-08 | 0.06182 | 0.06182 | 0.06182 | 0.98158 | -0.35348 | 0.98157 | -0.35353 | 16.9835
282 | -0.03439 | -0.0086373 | 0.034391 | 0.0086378 | 9.318e-07 | 5.8482e-07 | 0.052159 | 0.052159 | 0.052159 | 0.98122 | -0.36054 | 0.98124 | -0.35998 | 14.3294
283 | -0.037319 | -0.0093716 | 0.03733 | 0.0093788 | 1.1431e-05 | 7.1959e-06 | 0.056599 | 0.056599 | 0.056599 | 0.98124 | -0.35998 | 0.98157 | -0.35356 | 15.5492
284 | -0.039058 | -0.0098118 | 0.039058 | 0.0098118 | 5.4864e-08 | 3.4588e-08 | 0.059218 | 0.059218 | 0.059218 | 0.98157 | -0.35356 | 0.98157 | -0.35353 | 16.2686
285 | 0.011941 | 0.0029935 | -0.011939 | -0.0029922 | 2.4754e-06 | 1.3393e-06 | 0.018278 | 0.018278 | 0.018278 | 0.97217 | -0.53639 | 0.97195 | -0.54074 | 5.0214
286 | 0.0097805 | 0.0024512 | -0.0097805 | -0.0024512 | 4.0854e-08 | 2.0125e-08 | 0.014974 | 0.014974 | 0.014974 | 0.97195 | -0.54074 | 0.97195 | -0.54083 | 4.1136
287 | 0.0080151 | 0.0020088 | -0.0080145 | -0.0020085 | 5.8086e-07 | 2.4427e-07 | 0.012271 | 0.012271 | 0.012271 | 0.97195 | -0.54083 | 0.97187 | -0.54235 | 3.3711
288 | 0.20719 | 0.05273 | -0.20696 | -0.052585 | 0.00022945 | 0.00014483 | 0.31173 | 0.31173 | 0.31173 | 0.98993 | -0.1919 | 0.98873 | -0.2149 | 17.1279
289 | 0.20448 | 0.051964 | -0.20437 | -0.05189 | 0.00011643 | 7.347e-05 | 0.308 | 0.308 | 0.308 | 0.98873 | -0.2149 | 0.98811 | -0.22673 | 16.9229
290 | 0.19825 | 0.050356 | -0.19818 | -0.050312 | 6.9981e-05 | 4.4119e-05 | 0.29878 | 0.29878 | 0.29878 | 0.98811 | -0.22673 | 0.98773 | -0.23407 | 16.4165
291 | 0.19628 | 0.049838 | -0.19616 | -0.04976 | 0.00012365 | 7.7932e-05 | 0.29593 | 0.29593 | 0.29593 | 0.98773 | -0.23407 | 0.98705 | -0.24717 | 16.2599
292 | 0.19427 | 0.049287 | -0.19415 | -0.04921 | 0.00012134 | 7.6452e-05 | 0.29308 | 0.29308 | 0.29308 | 0.98705 | -0.24717 | 0.98638 | -0.26016 | 16.1036
293 | -0.0040901 | -0.0010242 | 0.0040902 | 0.0010242 | 9.6993e-08 | -1.9976e-08 | 0.006256 | 0.006256 | 0.006256 | 0.9728 | -0.52404 | 0.97282 | -0.52354 | 1.7187
294 | -0.0056172 | -0.0014069 | 0.0056175 | 0.001407 | 3.5743e-07 | 6.8422e-08 | 0.0085916 | 0.0085915 | 0.0085916 | 0.97282 | -0.52354 | 0.97289 | -0.5222 | 2.3603
295 | -0.0071455 | -0.0017899 | 0.0071457 | 0.00179 | 2.368e-07 | 8.5896e-08 | 0.010928 | 0.010928 | 0.010928 | 0.97289 | -0.5222 | 0.97293 | -0.52151 | 3.0023
296 | -0.010709 | -0.002683 | 0.01071 | 0.0026835 | 9.7527e-07 | 5.0376e-07 | 0.016378 | 0.016378 | 0.016378 | 0.97293 | -0.52151 | 0.97302 | -0.51959 | 4.4995
297 | 0.0016307 | 0.00040859 | -0.0016306 | -0.00040868 | 1.8515e-08 | -8.6142e-08 | 0.0024977 | 0.0024977 | 0.0024977 | 0.97147 | -0.55024 | 0.97146 | -0.55048 | 0.68618
298 | 0.0064148 | 0.0016076 | -0.006414 | -0.0016074 | 7.7038e-07 | 2.2918e-07 | 0.0098215 | 0.0098216 | 0.0098216 | 0.97187 | -0.54235 | 0.97174 | -0.54487 | 2.6982
299 | 0.0041108 | 0.0010301 | -0.0041108 | -0.0010301 | 4.4992e-08 | -8.7154e-09 | 0.0062948 | 0.0062948 | 0.0062948 | 0.97174 | -0.54487 | 0.97173 | -0.5451 | 1.7293
300 | 0.0024496 | 0.00061382 | -0.0024496 | -0.00061392 | 5.8468e-08 | -9.9846e-08 | 0.0037511 | 0.0037511 | 0.0037511 | 0.97173 | -0.5451 | 0.97171 | -0.5456 | 1.0305
301 | 0.002114 | 0.00052975 | -0.0021139 | -0.0005298 | 2.1427e-08 | -5.6742e-08 | 0.0032032 | 0.0032032 | 0.0032032 | 0.98202 | -0.34353 | 0.98201 | -0.34374 | 0.88

## res_trafo
| p_hv_mw | q_hv_mvar | p_lv_mw | q_lv_mvar | pl_mw | ql_mvar | i_hv_ka | i_lv_ka | vm_hv_pu | va_hv_degree | vm_lv_pu | va_lv_degree | loading_percent
0 | -1.2729e-15 | -1.3162e-15 | 0.00165 | 1.2699e-07 | 0.00165 | 1.2699e-07 | 5.2857e-17 | 0.0023815 | 0.99998 | 149.9956 | 1 | 0 | 0.2619

## res_ext_grid
| p_mw | q_mvar
0 | 0.56658 | 0.14536

## res_load
| p_mw | q_mvar
0 | 0.00097339 | 0.00024395
1 | 0.00097447 | 0.00024423
2 | 0.0013085 | 0.00032793
3 | 0.0010341 | 0.00025916
4 | 0.0010344 | 0.00025924
5 | 0.00091246 | 0.00022868
6 | 0.0015313 | 0.00038377
7 | 0.0011952 | 0.00029954
8 | 0.0012704 | 0.00031838
9 | 0.0010072 | 0.00025242
10 | 0.0016786 | 0.00042071
11 | 0.0019502 | 0.00048876
12 | 0.001301 | 0.00032605
13 | 0.0029366 | 0.00073597
14 | 0.0027297 | 0.00068412
15 | 0.0013709 | 0.00034359
16 | 0.0091061 | 0.0022822
17 | 0.0066158 | 0.0016581
18 | 0.0015044 | 0.00037704
19 | 0.0040349 | 0.0010113
20 | 0.0021208 | 0.00053152
21 | 0.0023412 | 0.00058677
22 | 0.0029905 | 0.00074948
23 | 0.0011039 | 0.00027666
24 | 0.0018953 | 0.00047501
25 | 0.0019032 | 0.00047699
26 | 0.00070005 | 0.00017545
27 | 0.00092441 | 0.00023168
28 | 0.0013005 | 0.00032594
29 | 0.0036564 | 0.00091638
30 | 0.0015033 | 0.00037677
31 | 0.0027427 | 0.00068737
32 | 0.0021733 | 0.00054469
33 | 0.0013677 | 0.00034279
34 | 0.0012138 | 0.00030422
35 | 0.0029854 | 0.00074821
36 | 0.0014726 | 0.00036906
37 | 0.0012843 | 0.00032187
38 | 0.0022382 | 0.00056095
39 | 0.0015993 | 0.00040083
40 | 0.0010457 | 0.00026207
41 | 0.0019081 | 0.00047821
42 | 0.0019057 | 0.0004776
43 | 0.0014085 | 0.00035299
44 | 0.0013426 | 0.00033648
45 | 0.0014095 | 0.00035325
46 | 0.0012401 | 0.00031079
47 | 0.00107 | 0.00026817
48 | 0.0094489 | 0.0023681
49 | 0.0019431 | 0.000487
50 | 0.0029598 | 0.00074179
51 | 0.00061451 | 0.00015401
52 | 0.0023506 | 0.00058912
53 | 0.002105 | 0.00052757
54 | 0.0020968 | 0.0005255
55 | 0.0040605 | 0.0010177
56 | 0.0032975 | 0.00082642
57 | 0.0039848 | 0.00099868
58 | 0.0020945 | 0.00052494
59 | 0.0027371 | 0.00068597
60 | 0.0024823 | 0.00062213
61 | 0.0020523 | 0.00051435
62 | 0.0026988 | 0.00067637
63 | 0.0021302 | 0.00053388
64 | 0.0018295 | 0.0004585
65 | 0.0023015 | 0.00057681
66 | 0.0022115 | 0.00055424
67 | 0.0021914 | 0.00054922
68 | 0.0013621 | 0.00034137
69 | 0.0020166 | 0.00050542
70 | 0.0021815 | 0.00054675
71 | 0.0020678 | 0.00051824
72 | 0.0018878 | 0.00047313
73 | 0.0028694 | 0.00071914
74 | 0.0009984 | 0.00025022
75 | 0.0014121 | 0.0003539
76 | 0.0034518 | 0.0008651
77 | 0.0018364 | 0.00046024
78 | 0.0019133 | 0.00047953
79 | 0.0019768 | 0.00049542
80 | 0.0011554 | 0.00028958
81 | 0.0016602 | 0.00041608
82 | 0.0012118 | 0.00030372
83 | 0.0014763 | 0.00037
84 | 0.0012953 | 0.00032463
85 | 0.0030801 | 0.00077194
86 | 0.0014625 | 0.00036653
87 | 0.0018829 | 0.00047189
88 | 0.00232 | 0.00058145
89 | 0.0017895 | 0.00044848
90 | 0.0019686 | 0.00049337
91 | 0.0019686 | 0.00049338
92 | 0.0015897 | 0.00039841
93 | 0.0015898 | 0.00039845
94 | 0.0017027 | 0.00042673
95 | 0.0035449 | 0.00088844
96 | 0.0050859 | 0.0012747
97 | 0.0012883 | 0.00032288
98 | 0.0014061 | 0.00035241
99 | 0.0006924 | 0.00017353
100 | 0.00081875 | 0.0002052
101 | 0.00072824 | 0.00018251
102 | 0.0014517 | 0.00036383
103 | 0.0014517 | 0.00036383
104 | 0.0014522 | 0.00036396
105 | 0.0012187 | 0.00030543
106 | 0.0021483 | 0.00053841
107 | 0.0023561 | 0.00059049
108 | 0.0044244 | 0.0011089
109 | 0.0030567 | 0.00076607
110 | 0.0033081 | 0.00082908
111 | 0.0016354 | 0.00040987
112 | 0.0026497 | 0.00066407
113 | 0.0021221 | 0.00053185
114 | 0.0048275 | 0.0012099
115 | 0.0024638 | 0.00061748
116 | 0.0025576 | 0.00064099
117 | 0.0017501 | 0.00043862
118 | 0.0029258 | 0.00073327
119 | 0.0042132 | 0.0010559
120 | 0.0033602 | 0.00084214
121 | 0.0047952 | 0.0012018
122 | 0.0021322 | 0.00053437
123 | 0.0040892 | 0.0010248
124 | 0.0026621 | 0.00066718
125 | 0.0034841 | 0.0008732
126 | 0.0023013 | 0.00057676
127 | 0.0022696 | 0.00056882
128 | 0.0016197 | 0.00040593
129 | 0.0036877 | 0.00092423
130 | 0.0019864 | 0.00049783
131 | 0.0019858 | 0.0004977
132 | 0.0019967 | 0.00050043
133 | 0.0015796 | 0.00039587
134 | 0.0028444 | 0.00071287
135 | 0.0019434 | 0.00048707
136 | 0.0020824 | 0.00052189
137 | 0.0022817 | 0.00057185
138 | 0.0015057 | 0.00037737
139 | 0.0022084 | 0.00055348
140 | 0.0010497 | 0.00026308
141 | 0.00089014 | 0.00022309
142 | 0.00072459 | 0.0001816
143 | 0.0014507 | 0.00036358
144 | 0.0013058 | 0.00032726
145 | 0.00096418 | 0.00024165
146 | 0.0013032 | 0.00032662
147 | 0.0041703 | 0.0010452
148 | 0.0021775 | 0.00054572
149 | 0.0019299 | 0.00048369
150 | 0.0052833 | 0.0013241
151 | 0.0020517 | 0.0005142
152 | 0.0025995 | 0.00065151
153 | 0.0015992 | 0.00040079
154 | 0.0016278 | 0.00040796
155 | 0.0015922 | 0.00039903
156 | 0.0016302 | 0.00040856
157 | 0.0018822 | 0.00047172
158 | 0.0015229 | 0.00038168
159 | 0.0029201 | 0.00073185
160 | 0.0023568 | 0.00059068
161 | 0.0024818 | 0.00062199
162 | 0.0036379 | 0.00091175
163 | 0.0010701 | 0.00026818
164 | 0.0015617 | 0.00039139
165 | 0.0016198 | 0.00040596
166 | 0.0012052 | 0.00030206
167 | 0.0018004 | 0.00045123
168 | 0.0012981 | 0.00032534
169 | 0.0014726 | 0.00036908
170 | 0.0020789 | 0.00052103
171 | 0.0015254 | 0.0003823
172 | 0.0022816 | 0.00057183
173 | 0.0014319 | 0.00035886
174 | 0.0026031 | 0.00065241
175 | 0.0024818 | 0.000622
176 | 0.001984 | 0.00049724
177 | 0.0018549 | 0.00046487
178 | 0.0023482 | 0.00058852
179 | 0.00086989 | 0.00021801
180 | 0.0019242 | 0.00048226
181 | 0.0027928 | 0.00069994
182 | 0.001876 | 0.00047016
183 | 0.0012736 | 0.00031918
184 | 0.002039 | 0.00051103
185 | 0.0012904 | 0.00032342
186 | 0.0010565 | 0.00026479
187 | 0.0031831 | 0.00079776
188 | 0.0016907 | 0.00042372
189 | 0.0019358 | 0.00048515
190 | 0.0037554 | 0.00094119
191 | 0.0042432 | 0.0010635
192 | 0.001804 | 0.00045213
193 | 0.00086292 | 0.00021627
194 | 0.00091733 | 0.0002299
195 | 0.00093868 | 0.00023525
196 | 0.0011748 | 0.00029444
197 | 0.0042893 | 0.001075
198 | 0.001235 | 0.00030953
199 | 0.0014019 | 0.00035135
200 | 0.0039107 | 0.0009801
201 | 0.0040835 | 0.0010234
202 | 0.0016032 | 0.0004018
203 | 0.0017294 | 0.00043344
204 | 0.0024743 | 0.00062012
205 | 0.0016113 | 0.00040384
206 | 0.0017242 | 0.00043213
207 | 0.0024827 | 0.00062221
208 | 0.0010689 | 0.00026788
209 | 0.0037603 | 0.00094241
210 | 0.0011952 | 0.00029954
211 | 0.0010348 | 0.00025936
212 | 0.0010314 | 0.00025849
213 | 0.0015075 | 0.00037782
214 | 0.0016143 | 0.00040457
215 | 0.0037991 | 0.00095215
216 | 0.0004831 | 0.00012108
217 | 0.0023511 | 0.00058924
218 | 0.0021214 | 0.00053168
219 | 0.0021601 | 0.00054138
220 | 0.00098753 | 0.0002475
221 | 0.0017302 | 0.00043363
222 | 0.0016243 | 0.0004071
223 | 0.0027057 | 0.00067812
224 | 0.001756 | 0.0004401
225 | 0.0010458 | 0.00026209
226 | 0.0010551 | 0.00026443
227 | 0.00048267 | 0.00012097
228 | 0.0016207 | 0.00040618
229 | 0.0015064 | 0.00037754
230 | 0.0022864 | 0.00057303
231 | 0.0028191 | 0.00070655
232 | 0.0023367 | 0.00058563
233 | 0.0022756 | 0.00057032
234 | 0.0013354 | 0.00033468
235 | 0.001231 | 0.00030852
236 | 0.0014162 | 0.00035493
237 | 0.0017522 | 0.00043913
238 | 0.004173 | 0.0010458
239 | 0.0018141 | 0.00045466
240 | 0.0017168 | 0.00043027
241 | 0.0016216 | 0.0004064
242 | 0.0029279 | 0.0007338
243 | 0.0017275 | 0.00043294
244 | 0.0017167 | 0.00043024
245 | 0.0015438 | 0.00038692
246 | 0.0021583 | 0.00054092
247 | 0.0017654 | 0.00044245
248 | 0.0026711 | 0.00066944
249 | 0.0024789 | 0.00062128
250 | 0.0018928 | 0.00047438
251 | 0.0018876 | 0.00047308
252 | 0.0025098 | 0.000629
253 | 0.001527 | 0.0003827
254 | 0.0015279 | 0.00038294
255 | 0.0035633 | 0.00089304
256 | 0.0019146 | 0.00047984
257 | 0.0012661 | 0.00031731
258 | 0.0016306 | 0.00040868
259 | 0.0015997 | 0.00040093
260 | 0.0023032 | 0.00057723
261 | 0.0016611 | 0.00041632
262 | 0.0024496 | 0.00061392
263 | 0.0013597 | 0.00034077
264 | 0.0021139 | 0.0005298
265 | 0.001895 | 0.00047493

## dtypes
| element | column | dtype
0 | bus | name | object
1 | bus | vn_kv | float64
2 | bus | type | object
3 | bus | zone | object
4 | bus | in_service | bool
5 | load | name | object
6 | load | bus | uint32
7 | load | p_mw | float64
8 | load | q_mvar | float64
9 | load | const_z_percent | float64
10 | load | const_i_percent | float64
11 | load | sn_mva | float64
12 | load | scaling | float64
13 | load | in_service | bool
14 | load | type | object
15 | ext_grid | name | object
16 | ext_grid | bus | uint32
17 | ext_grid | vm_pu | float64
18 | ext_grid | va_degree | float64
19 | ext_grid | slack_weight | float64
20 | ext_grid | in_service | bool
21 | line | name | object
22 | line | std_type | object
23 | line | from_bus | uint32
24 | line | to_bus | uint32
25 | line | length_km | float64
26 | line | r_ohm_per_km | float64
27 | line | x_ohm_per_km | float64
28 | line | c_nf_per_km | float64
29 | line | g_us_per_km | float64
30 | line | max_i_ka | float64
31 | line | df | float64
32 | line | parallel | uint32
33 | line | type | object
34 | line | in_service | bool
35 | trafo | name | object
36 | trafo | std_type | object
37 | trafo | hv_bus | uint32
38 | trafo | lv_bus | uint32
39 | trafo | sn_mva | float64
40 | trafo | vn_hv_kv | float64
41 | trafo | vn_lv_kv | float64
42 | trafo | vk_percent | float64
43 | trafo | vkr_percent | float64
44 | trafo | pfe_kw | float64
45 | trafo | i0_percent | float64
46 | trafo | shift_degree | float64
47 | trafo | tap_side | object
48 | trafo | tap_neutral | int32
49 | trafo | tap_min | int32
50 | trafo | tap_max | int32
51 | trafo | tap_step_percent | float64
52 | trafo | tap_step_degree | float64
53 | trafo | tap_pos | int32
54 | trafo | tap_phase_shifter | bool
55 | trafo | parallel | uint32
56 | trafo | df | float64
57 | trafo | in_service | bool
58 | line_geodata | coords | object
59 | bus_geodata | x | float64
60 | bus_geodata | y | float64
61 | bus_geodata | coords | object
62 | res_bus | vm_pu | float64
63 | res_bus | va_degree | float64
64 | res_bus | p_mw | float64
65 | res_bus | q_mvar | float64
66 | res_line | p_from_mw | float64
67 | res_line | q_from_mvar | float64
68 | res_line | p_to_mw | float64
69 | res_line | q_to_mvar | float64
70 | res_line | pl_mw | float64
71 | res_line | ql_mvar | float64
72 | res_line | i_from_ka | float64
73 | res_line | i_to_ka | float64
74 | res_line | i_ka | float64
75 | res_line | vm_from_pu | float64
76 | res_line | va_from_degree | float64
77 | res_line | vm_to_pu | float64
78 | res_line | va_to_degree | float64
79 | res_line | loading_percent | float64
80 | res_trafo | p_hv_mw | float64
81 | res_trafo | q_hv_mvar | float64
82 | res_trafo | p_lv_mw | float64
83 | res_trafo | q_lv_mvar | float64
84 | res_trafo | pl_mw | float64
85 | res_trafo | ql_mvar | float64
86 | res_trafo | i_hv_ka | float64
87 | res_trafo | i_lv_ka | float64
88 | res_trafo | vm_hv_pu | float64
89 | res_trafo | va_hv_degree | float64
90 | res_trafo | vm_lv_pu | float64
91 | res_trafo | va_lv_degree | float64
92 | res_trafo | loading_percent | float64
93 | res_ext_grid | p_mw | float64
94 | res_ext_grid | q_mvar | float64
95 | res_load | p_mw | float64
96 | res_load | q_mvar | float64

## parameters
| version | format_version | converged | OPF_converged | name | f_hz | sn_mva
0 | 2.14.6 | 2.14.0 | TRUE | FALSE |  | 50 | 1