## bus
| name | vn_kv | type | zone | in_service
0 | bus_LV_2478-2_0_6_node_0 | 0.4 | n |  | TRUE
1 | bus_LV_2478-2_0_6_node_1 | 0.4 | n |  | TRUE
2 | bus_LV_2478-2_0_6_node_2 | 0.4 | n |  | TRUE
3 | bus_LV_2478-2_0_6_node_3 | 0.4 | n |  | TRUE
4 | bus_LV_2478-2_0_6_node_4 | 0.4 | n |  | TRUE
5 | bus_LV_2478-2_0_6_node_5 | 0.4 | n |  | TRUE
6 | bus_LV_2478-2_0_6_node_6 | 0.4 | n |  | TRUE
7 | bus_LV_2478-2_0_6_node_162 | 0.4 | n |  | TRUE
8 | bus_LV_2478-2_0_6_node_124 | 0.4 | n |  | TRUE
9 | bus_LV_2478-2_0_6_node_143 | 0.4 | n |  | TRUE
10 | bus_LV_2478-2_0_6_node_123 | 0.4 | n |  | TRUE
11 | bus_LV_2478-2_0_6_node_160 | 0.4 | n |  | TRUE
12 | bus_LV_2478-2_0_6_node_139 | 0.4 | n |  | TRUE
13 | bus_LV_2478-2_0_6_node_7 | 0.4 | n |  | TRUE
14 | bus_LV_2478-2_0_6_node_8 | 0.4 | n |  | TRUE
15 | bus_LV_2478-2_0_6_node_9 | 0.4 | n |  | TRUE
16 | bus_LV_2478-2_0_6_node_11 | 0.4 | n |  | TRUE
17 | bus_LV_2478-2_0_6_node_12 | 0.4 | n |  | TRUE
18 | bus_LV_2478-2_0_6_node_10 | 0.4 | n |  | TRUE
19 | bus_LV_2478-2_0_6_node_13 | 0.4 | n |  | TRUE
20 | bus_LV_2478-2_0_6_node_14 | 0.4 | n |  | TRUE
21 | bus_LV_2478-2_0_6_node_15 | 0.4 | n |  | TRUE
22 | bus_LV_2478-2_0_6_node_307 | 0.4 | n |  | TRUE
23 | bus_LV_2478-2_0_6_node_309 | 0.4 | n |  | TRUE
24 | bus_LV_2478-2_0_6_node_29 | 0.4 | n |  | TRUE
25 | bus_LV_2478-2_0_6_node_306 | 0.4 | n |  | TRUE
26 | bus_LV_2478-2_0_6_node_308 | 0.4 | n |  | TRUE
27 | bus_LV_2478-2_0_6_node_72 | 0.4 | n |  | TRUE
28 | bus_LV_2478-2_0_6_node_25 | 0.4 | n |  | TRUE
29 | bus_LV_2478-2_0_6_node_27 | 0.4 | n |  | TRUE
30 | bus_LV_2478-2_0_6_node_23 | 0.4 | n |  | TRUE
31 | bus_LV_2478-2_0_6_node_16 | 0.4 | n |  | TRUE
32 | bus_LV_2478-2_0_6_node_17 | 0.4 | n |  | TRUE
33 | bus_LV_2478-2_0_6_node_18 | 0.4 | n |  | TRUE
34 | bus_LV_2478-2_0_6_node_19 | 0.4 | n |  | TRUE
35 | bus_LV_2478-2_0_6_node_20 | 0.4 | n |  | TRUE
36 | bus_LV_2478-2_0_6_node_21 | 0.4 | n |  | TRUE
37 | bus_LV_2478-2_0_6_node_22 | 0.4 | n |  | TRUE
38 | bus_LV_2478-2_0_6_node_145 | 0.4 | n |  | TRUE
39 | bus_LV_2478-2_0_6_node_208 | 0.4 | n |  | TRUE
40 | bus_LV_2478-2_0_6_node_207 | 0.4 | n |  | TRUE
41 | bus_LV_2478-2_0_6_node_310 | 0.4 | n |  | TRUE
42 | bus_LV_2478-2_0_6_node_24 | 0.4 | n |  | TRUE
43 | bus_LV_2478-2_0_6_node_26 | 0.4 | n |  | TRUE
44 | bus_LV_2478-2_0_6_node_28 | 0.4 | n |  | TRUE
45 | bus_LV_2478-2_0_6_node_30 | 0.4 | n |  | TRUE
46 | bus_LV_2478-2_0_6_node_66 | 0.4 | n |  | TRUE
47 | bus_LV_2478-2_0_6_node_242 | 0.4 | n |  | TRUE
48 | bus_LV_2478-2_0_6_node_67 | 0.4 | n |  | TRUE
49 | bus_LV_2478-2_0_6_node_70 | 0.4 | n |  | TRUE
50 | bus_LV_2478-2_0_6_node_243 | 0.4 | n |  | TRUE
51 | bus_LV_2478-2_0_6_node_31 | 0.4 | n |  | TRUE
52 | bus_LV_2478-2_0_6_node_32 | 0.4 | n |  | TRUE
53 | bus_LV_2478-2_0_6_node_33 | 0.4 | n |  | TRUE
54 | bus_LV_2478-2_0_6_node_34 | 0.4 | n |  | TRUE
55 | bus_LV_2478-2_0_6_node_35 | 0.4 | n |  | TRUE
56 | bus_LV_2478-2_0_6_node_36 | 0.4 | n |  | TRUE
57 | bus_LV_2478-2_0_6_node_37 | 0.4 | n |  | TRUE
58 | bus_LV_2478-2_0_6_node_259 | 0.4 | n |  | TRUE
59 | bus_LV_2478-2_0_6_node_227 | 0.4 | n |  | TRUE
60 | bus_LV_2478-2_0_6_node_38 | 0.4 | n |  | TRUE
61 | bus_LV_2478-2_0_6_node_39 | 0.4 | n |  | TRUE
62 | bus_LV_2478-2_0_6_node_41 | 0.4 | n |  | TRUE
63 | bus_LV_2478-2_0_6_node_40 | 0.4 | n |  | TRUE
64 | bus_LV_2478-2_0_6_node_42 | 0.4 | n |  | TRUE
65 | bus_LV_2478-2_0_6_node_119 | 0.4 | n |  | TRUE
66 | bus_LV_2478-2_0_6_node_115 | 0.4 | n |  | TRUE
67 | bus_LV_2478-2_0_6_node_314 | 0.4 | n |  | TRUE
68 | bus_LV_2478-2_0_6_node_118 | 0.4 | n |  | TRUE
69 | bus_LV_2478-2_0_6_node_114 | 0.4 | n |  | TRUE
70 | bus_LV_2478-2_0_6_node_43 | 0.4 | n |  | TRUE
71 | bus_LV_2478-2_0_6_node_44 | 0.4 | n |  | TRUE
72 | bus_LV_2478-2_0_6_node_45 | 0.4 | n |  | TRUE
73 | bus_LV_2478-2_0_6_node_46 | 0.4 | n |  | TRUE
74 | bus_LV_2478-2_0_6_node_47 | 0.4 | n |  | TRUE
75 | bus_LV_2478-2_0_6_node_48 | 0.4 | n |  | TRUE
76 | bus_LV_2478-2_0_6_node_49 | 0.4 | n |  | TRUE
77 | bus_LV_2478-2_0_6_node_50 | 0.4 | n |  | TRUE
78 | bus_LV_2478-2_0_6_node_51 | 0.4 | n |  | TRUE
79 | bus_LV_2478-2_0_6_node_169 | 0.4 | n |  | TRUE
80 | bus_LV_2478-2_0_6_node_112 | 0.4 | n |  | TRUE
81 | bus_LV_2478-2_0_6_node_262 | 0.4 | n |  | TRUE
82 | bus_LV_2478-2_0_6_node_167 | 0.4 | n |  | TRUE
83 | bus_LV_2478-2_0_6_node_109 | 0.4 | n |  | TRUE
84 | bus_LV_2478-2_0_6_node_261 | 0.4 | n |  | TRUE
85 | bus_LV_2478-2_0_6_node_52 | 0.4 | n |  | TRUE
86 | bus_LV_2478-2_0_6_node_53 | 0.4 | n |  | TRUE
87 | bus_LV_2478-2_0_6_node_54 | 0.4 | n |  | TRUE
88 | bus_LV_2478-2_0_6_node_55 | 0.4 | n |  | TRUE
89 | bus_LV_2478-2_0_6_node_56 | 0.4 | n |  | TRUE
90 | bus_LV_2478-2_0_6_node_57 | 0.4 | n |  | TRUE
91 | bus_LV_2478-2_0_6_node_58 | 0.4 | n |  | TRUE
92 | bus_LV_2478-2_0_6_node_249 | 0.4 | n |  | TRUE
93 | bus_LV_2478-2_0_6_node_250 | 0.4 | n |  | TRUE
94 | bus_LV_2478-2_0_6_node_173 | 0.4 | n |  | TRUE
95 | bus_LV_2478-2_0_6_node_304 | 0.4 | n |  | TRUE
96 | bus_LV_2478-2_0_6_node_233 | 0.4 | n |  | TRUE
97 | bus_LV_2478-2_0_6_node_174 | 0.4 | n |  | TRUE
98 | bus_LV_2478-2_0_6_node_59 | 0.4 | n |  | TRUE
99 | bus_LV_2478-2_0_6_node_60 | 0.4 | n |  | TRUE
100 | bus_LV_2478-2_0_6_node_61 | 0.4 | n |  | TRUE
101 | bus_LV_2478-2_0_6_node_62 | 0.4 | n |  | TRUE
102 | bus_LV_2478-2_0_6_node_63 | 0.4 | n |  | TRUE
103 | bus_LV_2478-2_0_6_node_64 | 0.4 | n |  | TRUE
104 | bus_LV_2478-2_0_6_node_65 | 0.4 | n |  | TRUE
105 | bus_LV_2478-2_0_6_node_217 | 0.4 | n |  | TRUE
106 | bus_LV_2478-2_0_6_node_80 | 0.4 | n |  | TRUE
107 | bus_LV_2478-2_0_6_node_218 | 0.4 | n |  | TRUE
108 | bus_LV_2478-2_0_6_node_81 | 0.4 | n |  | TRUE
109 | bus_LV_2478-2_0_6_node_290 | 0.4 | n |  | TRUE
110 | bus_LV_2478-2_0_6_node_291 | 0.4 | n |  | TRUE
111 | bus_LV_2478-2_0_6_node_68 | 0.4 | n |  | TRUE
112 | bus_LV_2478-2_0_6_node_69 | 0.4 | n |  | TRUE
113 | bus_LV_2478-2_0_6_node_71 | 0.4 | n |  | TRUE
114 | bus_LV_2478-2_0_6_node_73 | 0.4 | n |  | TRUE
115 | bus_LV_2478-2_0_6_node_176 | 0.4 | n |  | TRUE
116 | bus_LV_2478-2_0_6_node_78 | 0.4 | n |  | TRUE
117 | bus_LV_2478-2_0_6_node_255 | 0.4 | n |  | TRUE
118 | bus_LV_2478-2_0_6_node_175 | 0.4 | n |  | TRUE
119 | bus_LV_2478-2_0_6_node_76 | 0.4 | n |  | TRUE
120 | bus_LV_2478-2_0_6_node_74 | 0.4 | n |  | TRUE
121 | bus_LV_2478-2_0_6_node_75 | 0.4 | n |  | TRUE
122 | bus_LV_2478-2_0_6_node_77 | 0.4 | n |  | TRUE
123 | bus_LV_2478-2_0_6_node_79 | 0.4 | n |  | TRUE
124 | bus_LV_2478-2_0_6_node_94 | 0.4 | n |  | TRUE
125 | bus_LV_2478-2_0_6_node_96 | 0.4 | n |  | TRUE
126 | bus_LV_2478-2_0_6_node_82 | 0.4 | n |  | TRUE
127 | bus_LV_2478-2_0_6_node_142 | 0.4 | n |  | TRUE
128 | bus_LV_2478-2_0_6_node_83 | 0.4 | n |  | TRUE
129 | bus_LV_2478-2_0_6_node_84 | 0.4 | n |  | TRUE
130 | bus_LV_2478-2_0_6_node_85 | 0.4 | n |  | TRUE
131 | bus_LV_2478-2_0_6_node_86 | 0.4 | n |  | TRUE
132 | bus_LV_2478-2_0_6_node_87 | 0.4 | n |  | TRUE
133 | bus_LV_2478-2_0_6_node_88 | 0.4 | n |  | TRUE
134 | bus_LV_2478-2_0_6_node_89 | 0.4 | n |  | TRUE
135 | bus_LV_2478-2_0_6_node_90 | 0.4 | n |  | TRUE
136 | bus_LV_2478-2_0_6_node_148 | 0.4 | n |  | TRUE
137 | bus_LV_2478-2_0_6_node_277 | 0.4 | n |  | TRUE
138 | bus_LV_2478-2_0_6_node_154 | 0.4 | n |  | TRUE
139 | bus_LV_2478-2_0_6_node_146 | 0.4 | n |  | TRUE
140 | bus_LV_2478-2_0_6_node_280 | 0.4 | n |  | TRUE
141 | bus_LV_2478-2_0_6_node_156 | 0.4 | n |  | TRUE
142 | bus_LV_2478-2_0_6_node_152 | 0.4 | n |  | TRUE
143 | bus_LV_2478-2_0_6_node_91 | 0.4 | n |  | TRUE
144 | bus_LV_2478-2_0_6_node_92 | 0.4 | n |  | TRUE
145 | bus_LV_2478-2_0_6_node_93 | 0.4 | n |  | TRUE
146 | bus_LV_2478-2_0_6_node_95 | 0.4 | n |  | TRUE
147 | bus_LV_2478-2_0_6_node_97 | 0.4 | n |  | TRUE
148 | bus_LV_2478-2_0_6_node_98 | 0.4 | n |  | TRUE
149 | bus_LV_2478-2_0_6_node_225 | 0.4 | n |  | TRUE
150 | bus_LV_2478-2_0_6_node_134 | 0.4 | n |  | TRUE
151 | bus_LV_2478-2_0_6_node_226 | 0.4 | n |  | TRUE
152 | bus_LV_2478-2_0_6_node_223 | 0.4 | n |  | TRUE
153 | bus_LV_2478-2_0_6_node_258 | 0.4 | n |  | TRUE
154 | bus_LV_2478-2_0_6_node_135 | 0.4 | n |  | TRUE
155 | bus_LV_2478-2_0_6_node_99 | 0.4 | n |  | TRUE
156 | bus_LV_2478-2_0_6_node_100 | 0.4 | n |  | TRUE
157 | bus_LV_2478-2_0_6_node_101 | 0.4 | n |  | TRUE
158 | bus_LV_2478-2_0_6_node_104 | 0.4 | n |  | TRUE
159 | bus_LV_2478-2_0_6_node_214 | 0.4 | n |  | TRUE
160 | bus_LV_2478-2_0_6_node_102 | 0.4 | n |  | TRUE
161 | bus_LV_2478-2_0_6_node_103 | 0.4 | n |  | TRUE
162 | bus_LV_2478-2_0_6_node_105 | 0.4 | n |  | TRUE
163 | bus_LV_2478-2_0_6_node_274 | 0.4 | n |  | TRUE
164 | bus_LV_2478-2_0_6_node_281 | 0.4 | n |  | TRUE
165 | bus_LV_2478-2_0_6_node_212 | 0.4 | n |  | TRUE
166 | bus_LV_2478-2_0_6_node_272 | 0.4 | n |  | TRUE
167 | bus_LV_2478-2_0_6_node_279 | 0.4 | n |  | TRUE
168 | bus_LV_2478-2_0_6_node_106 | 0.4 | n |  | TRUE
169 | bus_LV_2478-2_0_6_node_107 | 0.4 | n |  | TRUE
170 | bus_LV_2478-2_0_6_node_108 | 0.4 | n |  | TRUE
171 | bus_LV_2478-2_0_6_node_110 | 0.4 | n |  | TRUE
172 | bus_LV_2478-2_0_6_node_111 | 0.4 | n |  | TRUE
173 | bus_LV_2478-2_0_6_node_113 | 0.4 | n |  | TRUE
174 | bus_LV_2478-2_0_6_node_121 | 0.4 | n |  | TRUE
175 | bus_LV_2478-2_0_6_node_122 | 0.4 | n |  | TRUE
176 | bus_LV_2478-2_0_6_node_120 | 0.4 | n |  | TRUE
177 | bus_LV_2478-2_0_6_node_137 | 0.4 | n |  | TRUE
178 | bus_LV_2478-2_0_6_node_178 | 0.4 | n |  | TRUE
179 | bus_LV_2478-2_0_6_node_313 | 0.4 | n |  | TRUE
180 | bus_LV_2478-2_0_6_node_179 | 0.4 | n |  | TRUE
181 | bus_LV_2478-2_0_6_node_177 | 0.4 | n |  | TRUE
182 | bus_LV_2478-2_0_6_node_144 | 0.4 | n |  | TRUE
183 | bus_LV_2478-2_0_6_node_140 | 0.4 | n |  | TRUE
184 | bus_LV_2478-2_0_6_node_125 | 0.4 | n |  | TRUE
185 | bus_LV_2478-2_0_6_node_126 | 0.4 | n |  | TRUE
186 | bus_LV_2478-2_0_6_node_127 | 0.4 | n |  | TRUE
187 | bus_LV_2478-2_0_6_node_128 | 0.4 | n |  | TRUE
188 | bus_LV_2478-2_0_6_node_129 | 0.4 | n |  | TRUE
189 | bus_LV_2478-2_0_6_node_130 | 0.4 | n |  | TRUE
190 | bus_LV_2478-2_0_6_node_131 | 0.4 | n |  | TRUE
191 | bus_LV_2478-2_0_6_node_132 | 0.4 | n |  | TRUE
192 | bus_LV_2478-2_0_6_node_133 | 0.4 | n |  | TRUE
193 | bus_LV_2478-2_0_6_node_213 | 0.4 | n |  | TRUE
194 | bus_LV_2478-2_0_6_node_265 | 0.4 | n |  | TRUE
195 | bus_LV_2478-2_0_6_node_263 | 0.4 | n |  | TRUE
196 | bus_LV_2478-2_0_6_node_215 | 0.4 | n |  | TRUE
197 | bus_LV_2478-2_0_6_node_211 | 0.4 | n |  | TRUE
198 | bus_LV_2478-2_0_6_node_206 | 0.4 | n |  | TRUE
199 | bus_LV_2478-2_0_6_node_136 | 0.4 | n |  | TRUE
200 | bus_LV_2478-2_0_6_node_138 | 0.4 | n |  | TRUE
201 | bus_LV_2478-2_0_6_node_182 | 0.4 | n |  | TRUE
202 | bus_LV_2478-2_0_6_node_183 | 0.4 | n |  | TRUE
203 | bus_LV_2478-2_0_6_node_141 | 0.4 | n |  | TRUE
204 | bus_LV_2478-2_0_6_node_224 | 0.4 | n |  | TRUE
205 | bus_LV_2478-2_0_6_node_222 | 0.4 | n |  | TRUE
206 | bus_LV_2478-2_0_6_node_147 | 0.4 | n |  | TRUE
207 | bus_LV_2478-2_0_6_node_149 | 0.4 | n |  | TRUE
208 | bus_LV_2478-2_0_6_node_150 | 0.4 | n |  | TRUE
209 | bus_LV_2478-2_0_6_node_256 | 0.4 | n |  | TRUE
210 | bus_LV_2478-2_0_6_node_257 | 0.4 | n |  | TRUE
211 | bus_LV_2478-2_0_6_node_151 | 0.4 | n |  | TRUE
212 | bus_LV_2478-2_0_6_node_153 | 0.4 | n |  | TRUE
213 | bus_LV_2478-2_0_6_node_155 | 0.4 | n |  | TRUE
214 | bus_LV_2478-2_0_6_node_157 | 0.4 | n |  | TRUE
215 | bus_LV_2478-2_0_6_node_270 | 0.4 | n |  | TRUE
216 | bus_LV_2478-2_0_6_node_158 | 0.4 | n |  | TRUE
217 | bus_LV_2478-2_0_6_node_159 | 0.4 | n |  | TRUE
218 | bus_LV_2478-2_0_6_node_161 | 0.4 | n |  | TRUE
219 | bus_LV_2478-2_0_6_node_163 | 0.4 | n |  | TRUE
220 | bus_LV_2478-2_0_6_node_164 | 0.4 | n |  | TRUE
221 | bus_LV_2478-2_0_6_node_188 | 0.4 | n |  | TRUE
222 | bus_LV_2478-2_0_6_node_185 | 0.4 | n |  | TRUE
223 | bus_LV_2478-2_0_6_node_190 | 0.4 | n |  | TRUE
224 | bus_LV_2478-2_0_6_node_191 | 0.4 | n |  | TRUE
225 | bus_LV_2478-2_0_6_node_186 | 0.4 | n |  | TRUE
226 | bus_LV_2478-2_0_6_node_165 | 0.4 | n |  | TRUE
227 | bus_LV_2478-2_0_6_node_166 | 0.4 | n |  | TRUE
228 | bus_LV_2478-2_0_6_node_168 | 0.4 | n |  | TRUE
229 | bus_LV_2478-2_0_6_node_170 | 0.4 | n |  | TRUE
230 | bus_LV_2478-2_0_6_node_171 | 0.4 | n |  | TRUE
231 | bus_LV_2478-2_0_6_node_172 | 0.4 | n |  | TRUE
232 | bus_LV_2478-2_0_6_node_199 | 0.4 | n |  | TRUE
233 | bus_LV_2478-2_0_6_node_254 | 0.4 | n |  | TRUE
234 | bus_LV_2478-2_0_6_node_300 | 0.4 | n |  | TRUE
235 | bus_LV_2478-2_0_6_node_253 | 0.4 | n |  | TRUE
236 | bus_LV_2478-2_0_6_node_294 | 0.4 | n |  | TRUE
237 | bus_LV_2478-2_0_6_node_181 | 0.4 | n |  | TRUE
238 | bus_LV_2478-2_0_6_node_180 | 0.4 | n |  | TRUE
239 | bus_LV_2478-2_0_6_node_221 | 0.4 | n |  | TRUE
240 | bus_LV_2478-2_0_6_node_184 | 0.4 | n |  | TRUE
241 | bus_LV_2478-2_0_6_node_220 | 0.4 | n |  | TRUE
242 | bus_LV_2478-2_0_6_node_266 | 0.4 | n |  | TRUE
243 | bus_LV_2478-2_0_6_node_267 | 0.4 | n |  | TRUE
244 | bus_LV_2478-2_0_6_node_187 | 0.4 | n |  | TRUE
245 | bus_LV_2478-2_0_6_node_189 | 0.4 | n |  | TRUE
246 | bus_LV_2478-2_0_6_node_209 | 0.4 | n |  | TRUE
247 | bus_LV_2478-2_0_6_node_276 | 0.4 | n |  | TRUE
248 | bus_LV_2478-2_0_6_node_210 | 0.4 | n |  | TRUE
249 | bus_LV_2478-2_0_6_node_192 | 0.4 | n |  | TRUE
250 | bus_LV_2478-2_0_6_node_193 | 0.4 | n |  | TRUE
251 | bus_LV_2478-2_0_6_node_194 | 0.4 | n |  | TRUE
252 | bus_LV_2478-2_0_6_node_195 | 0.4 | n |  | TRUE
253 | bus_LV_2478-2_0_6_node_196 | 0.4 | n |  | TRUE
254 | bus_LV_2478-2_0_6_node_197 | 0.4 | n |  | TRUE
255 | bus_LV_2478-2_0_6_node_198 | 0.4 | n |  | TRUE
256 | bus_LV_2478-2_0_6_node_251 | 0.4 | n |  | TRUE
257 | bus_LV_2478-2_0_6_node_298 | 0.4 | n |  | TRUE
258 | bus_LV_2478-2_0_6_node_312 | 0.4 | n |  | TRUE
259 | bus_LV_2478-2_0_6_node_299 | 0.4 | n |  | TRUE
260 | bus_LV_2478-2_0_6_node_200 | 0.4 | n |  | TRUE
261 | bus_LV_2478-2_0_6_node_201 | 0.4 | n |  | TRUE
262 | bus_LV_2478-2_0_6_node_202 | 0.4 | n |  | TRUE
263 | bus_LV_2478-2_0_6_node_203 | 0.4 | n |  | TRUE
264 | bus_LV_2478-2_0_6_node_204 | 0.4 | n |  | TRUE
265 | bus_LV_2478-2_0_6_node_205 | 0.4 | n |  | TRUE
266 | bus_LV_2478-2_0_6_node_264 | 0.4 | n |  | TRUE
267 | bus_LV_2478-2_0_6_node_311 | 0.4 | n |  | TRUE
268 | bus_LV_2478-2_0_6_node_216 | 0.4 | n |  | TRUE
269 | bus_LV_2478-2_0_6_node_287 | 0.4 | n |  | TRUE
270 | bus_LV_2478-2_0_6_node_284 | 0.4 | n |  | TRUE
271 | bus_LV_2478-2_0_6_node_219 | 0.4 | n |  | TRUE
272 | bus_LV_2478-2_0_6_node_293 | 0.4 | n |  | TRUE
273 | bus_LV_2478-2_0_6_node_269 | 0.4 | n |  | TRUE
274 | bus_LV_2478-2_0_6_node_268 | 0.4 | n |  | TRUE
275 | bus_LV_2478-2_0_6_node_260 | 0.4 | n |  | TRUE
276 | bus_LV_2478-2_0_6_node_228 | 0.4 | n |  | TRUE
277 | bus_LV_2478-2_0_6_node_229 | 0.4 | n |  | TRUE
278 | bus_LV_2478-2_0_6_node_230 | 0.4 | n |  | TRUE
279 | bus_LV_2478-2_0_6_node_231 | 0.4 | n |  | TRUE
280 | bus_LV_2478-2_0_6_node_232 | 0.4 | n |  | TRUE
281 | bus_LV_2478-2_0_6_node_234 | 0.4 | n |  | TRUE
282 | bus_LV_2478-2_0_6_node_235 | 0.4 | n |  | TRUE
283 | bus_LV_2478-2_0_6_node_237 | 0.4 | n |  | TRUE
284 | bus_LV_2478-2_0_6_node_236 | 0.4 | n |  | TRUE
285 | bus_LV_2478-2_0_6_node_238 | 0.4 | n |  | TRUE
286 | bus_LV_2478-2_0_6_node_239 | 0.4 | n |  | TRUE
287 | bus_LV_2478-2_0_6_node_240 | 0.4 | n |  | TRUE
288 | bus_LV_2478-2_0_6_node_241 | 0.4 | n |  | TRUE
289 | bus_LV_2478-2_0_6_node_252 | 0.4 | n |  | TRUE
290 | bus_LV_2478-2_0_6_node_244 | 0.4 | n |  | TRUE
291 | bus_LV_2478-2_0_6_node_246 | 0.4 | n |  | TRUE
292 | bus_LV_2478-2_0_6_node_247 | 0.4 | n |  | TRUE
293 | bus_LV_2478-2_0_6_node_245 | 0.4 | n |  | TRUE
294 | bus_LV_2478-2_0_6_node_248 | 0.4 | n |  | TRUE
295 | bus_LV_2478-2_0_6_node_316 | 0.4 | n |  | TRUE
296 | bus_LV_2478-2_0_6_node_302 | 0.4 | n |  | TRUE
297 | bus_LV_2478-2_0_6_node_295 | 0.4 | n |  | TRUE
298 | bus_LV_2478-2_0_6_node_271 | 0.4 | n |  | TRUE
299 | bus_LV_2478-2_0_6_node_273 | 0.4 | n |  | TRUE
300 | bus_LV_2478-2_0_6_node_275 | 0.4 | n |  | TRUE
301 | bus_LV_2478-2_0_6_node_292 | 0.4 | n |  | TRUE
302 | bus_LV_2478-2_0_6_node_289 | 0.4 | n |  | TRUE
303 | bus_LV_2478-2_0_6_node_282 | 0.4 | n |  | TRUE
304 | bus_LV_2478-2_0_6_node_283 | 0.4 | n |  | TRUE
305 | bus_LV_2478-2_0_6_node_285 | 0.4 | n |  | TRUE
306 | bus_LV_2478-2_0_6_node_286 | 0.4 | n |  | TRUE
307 | bus_LV_2478-2_0_6_node_288 | 0.4 | n |  | TRUE
308 | bus_LV_2478-2_0_6_node_297 | 0.4 | n |  | TRUE
309 | bus_LV_2478-2_0_6_node_296 | 0.4 | n |  | TRUE
310 | bus_LV_2478-2_0_6_node_301 | 0.4 | n |  | TRUE
311 | bus_LV_2478-2_0_6_node_303 | 0.4 | n |  | TRUE
312 | bus_LV_2478-2_0_6_node_305 | 0.4 | n |  | TRUE
313 | bus_LV_2478-2_0_6_node_315 | 0.4 | n |  | TRUE
314 | bus_MV_289_0_node_0 | 20 | n |  | TRUE

## load
| name | bus | p_mw | q_mvar | const_z_percent | const_i_percent | sn_mva | scaling | in_service | type
0 | LV_2478-2_0_6_load_0 | 0 | 0.00081599 | 0.00020451 | 0 | 0 |  | 1 | TRUE | wye
1 | LV_2478-2_0_6_load_1 | 1 | 0.0015454 | 0.00038732 | 0 | 0 |  | 1 | TRUE | wye
2 | LV_2478-2_0_6_load_2 | 2 | 0.0012007 | 0.00030093 | 0 | 0 |  | 1 | TRUE | wye
3 | LV_2478-2_0_6_load_3 | 3 | 0.00090576 | 0.000227 | 0 | 0 |  | 1 | TRUE | wye
4 | LV_2478-2_0_6_load_4 | 4 | 0.001179 | 0.00029549 | 0 | 0 |  | 1 | TRUE | wye
5 | LV_2478-2_0_6_load_6 | 6 | 0.0021273 | 0.00053315 | 0 | 0 |  | 1 | TRUE | wye
6 | LV_2478-2_0_6_load_162 | 7 | 0.0016986 | 0.00042571 | 0 | 0 |  | 1 | TRUE | wye
7 | LV_2478-2_0_6_load_124 | 8 | 0.0025154 | 0.00063041 | 0 | 0 |  | 1 | TRUE | wye
8 | LV_2478-2_0_6_load_143 | 9 | 0.0028618 | 0.00071723 | 0 | 0 |  | 1 | TRUE | wye
9 | LV_2478-2_0_6_load_160 | 11 | 0.0010626 | 0.0002663 | 0 | 0 |  | 1 | TRUE | wye
10 | LV_2478-2_0_6_load_139 | 12 | 0.0014952 | 0.00037474 | 0 | 0 |  | 1 | TRUE | wye
11 | LV_2478-2_0_6_load_7 | 13 | 0.0029961 | 0.0007509 | 0 | 0 |  | 1 | TRUE | wye
12 | LV_2478-2_0_6_load_8 | 14 | 0.0028919 | 0.00072478 | 0 | 0 |  | 1 | TRUE | wye
13 | LV_2478-2_0_6_load_11 | 16 | 0.0080517 | 0.0020179 | 0 | 0 |  | 1 | TRUE | wye
14 | LV_2478-2_0_6_load_12 | 17 | 0.0016672 | 0.00041785 | 0 | 0 |  | 1 | TRUE | wye
15 | LV_2478-2_0_6_load_10 | 18 | 0.0024294 | 0.00060888 | 0 | 0 |  | 1 | TRUE | wye
16 | LV_2478-2_0_6_load_15 | 21 | 0.002099 | 0.00052605 | 0 | 0 |  | 1 | TRUE | wye
17 | LV_2478-2_0_6_load_307 | 22 | 0.0013984 | 0.00035047 | 0 | 0 |  | 1 | TRUE | wye
18 | LV_2478-2_0_6_load_309 | 23 | 0.0043624 | 0.0010933 | 0 | 0 |  | 1 | TRUE | wye
19 | LV_2478-2_0_6_load_29 | 24 | 0.0036362 | 0.00091132 | 0 | 0 |  | 1 | TRUE | wye
20 | LV_2478-2_0_6_load_306 | 25 | 0.0012138 | 0.0003042 | 0 | 0 |  | 1 | TRUE | wye
21 | LV_2478-2_0_6_load_308 | 26 | 0.0039804 | 0.00099758 | 0 | 0 |  | 1 | TRUE | wye
22 | LV_2478-2_0_6_load_72 | 27 | 0.0016211 | 0.00040629 | 0 | 0 |  | 1 | TRUE | wye
23 | LV_2478-2_0_6_load_27 | 29 | 0.007103 | 0.0017802 | 0 | 0 |  | 1 | TRUE | wye
24 | LV_2478-2_0_6_load_23 | 30 | 0.0017757 | 0.00044503 | 0 | 0 |  | 1 | TRUE | wye
25 | LV_2478-2_0_6_load_16 | 31 | 0.0016889 | 0.00042328 | 0 | 0 |  | 1 | TRUE | wye
26 | LV_2478-2_0_6_load_17 | 32 | 0.0024144 | 0.0006051 | 0 | 0 |  | 1 | TRUE | wye
27 | LV_2478-2_0_6_load_18 | 33 | 0.0024683 | 0.0006186 | 0 | 0 |  | 1 | TRUE | wye
28 | LV_2478-2_0_6_load_19 | 34 | 0.0036624 | 0.0009179 | 0 | 0 |  | 1 | TRUE | wye
29 | LV_2478-2_0_6_load_20 | 35 | 0.0016862 | 0.0004226 | 0 | 0 |  | 1 | TRUE | wye
30 | LV_2478-2_0_6_load_21 | 36 | 0.0019456 | 0.00048761 | 0 | 0 |  | 1 | TRUE | wye
31 | LV_2478-2_0_6_load_22 | 37 | 0.0024743 | 0.00062012 | 0 | 0 |  | 1 | TRUE | wye
32 | LV_2478-2_0_6_load_145 | 38 | 0.0024071 | 0.00060328 | 0 | 0 |  | 1 | TRUE | wye
33 | LV_2478-2_0_6_load_208 | 39 | 0.0035418 | 0.00088766 | 0 | 0 |  | 1 | TRUE | wye
34 | LV_2478-2_0_6_load_207 | 40 | 0.0027304 | 0.0006843 | 0 | 0 |  | 1 | TRUE | wye
35 | LV_2478-2_0_6_load_310 | 41 | 0.0023168 | 0.00058065 | 0 | 0 |  | 1 | TRUE | wye
36 | LV_2478-2_0_6_load_24 | 42 | 0.0038062 | 0.00095393 | 0 | 0 |  | 1 | TRUE | wye
37 | LV_2478-2_0_6_load_26 | 43 | 0.0023773 | 0.00059581 | 0 | 0 |  | 1 | TRUE | wye
38 | LV_2478-2_0_6_load_28 | 44 | 0.0010324 | 0.00025873 | 0 | 0 |  | 1 | TRUE | wye
39 | LV_2478-2_0_6_load_30 | 45 | 0.0021214 | 0.00053166 | 0 | 0 |  | 1 | TRUE | wye
40 | LV_2478-2_0_6_load_66 | 46 | 0.0029931 | 0.00075015 | 0 | 0 |  | 1 | TRUE | wye
41 | LV_2478-2_0_6_load_242 | 47 | 0.0059429 | 0.0014894 | 0 | 0 |  | 1 | TRUE | wye
42 | LV_2478-2_0_6_load_67 | 48 | 0.0044475 | 0.0011147 | 0 | 0 |  | 1 | TRUE | wye
43 | LV_2478-2_0_6_load_70 | 49 | 0.00088987 | 0.00022302 | 0 | 0 |  | 1 | TRUE | wye
44 | LV_2478-2_0_6_load_31 | 51 | 0.00099928 | 0.00025044 | 0 | 0 |  | 1 | TRUE | wye
45 | LV_2478-2_0_6_load_32 | 52 | 0.002014 | 0.00050476 | 0 | 0 |  | 1 | TRUE | wye
46 | LV_2478-2_0_6_load_33 | 53 | 0.0027179 | 0.00068117 | 0 | 0 |  | 1 | TRUE | wye
47 | LV_2478-2_0_6_load_34 | 54 | 0.0013877 | 0.00034779 | 0 | 0 |  | 1 | TRUE | wye
48 | LV_2478-2_0_6_load_35 | 55 | 0.0031976 | 0.00080139 | 0 | 0 |  | 1 | TRUE | wye
49 | LV_2478-2_0_6_load_36 | 56 | 0.0033279 | 0.00083406 | 0 | 0 |  | 1 | TRUE | wye
50 | LV_2478-2_0_6_load_37 | 57 | 0.0014463 | 0.00036249 | 0 | 0 |  | 1 | TRUE | wye
51 | LV_2478-2_0_6_load_259 | 58 | 0.0013569 | 0.00034008 | 0 | 0 |  | 1 | TRUE | wye
52 | LV_2478-2_0_6_load_38 | 60 | 0.0018751 | 0.00046995 | 0 | 0 |  | 1 | TRUE | wye
53 | LV_2478-2_0_6_load_39 | 61 | 0.00075798 | 0.00018997 | 0 | 0 |  | 1 | TRUE | wye
54 | LV_2478-2_0_6_load_41 | 62 | 0.001288 | 0.00032281 | 0 | 0 |  | 1 | TRUE | wye
55 | LV_2478-2_0_6_load_40 | 63 | 0.0016606 | 0.00041619 | 0 | 0 |  | 1 | TRUE | wye
56 | LV_2478-2_0_6_load_119 | 65 | 0.00077073 | 0.00019316 | 0 | 0 |  | 1 | TRUE | wye
57 | LV_2478-2_0_6_load_314 | 67 | 0.0018241 | 0.00045716 | 0 | 0 |  | 1 | TRUE | wye
58 | LV_2478-2_0_6_load_118 | 68 | 0.0014794 | 0.00037077 | 0 | 0 |  | 1 | TRUE | wye
59 | LV_2478-2_0_6_load_114 | 69 | 0.00080311 | 0.00020128 | 0 | 0 |  | 1 | TRUE | wye
60 | LV_2478-2_0_6_load_43 | 70 | 0.00037227 | 9.3299e-05 | 0 | 0 |  | 1 | TRUE | wye
61 | LV_2478-2_0_6_load_44 | 71 | 0.00036922 | 9.2536e-05 | 0 | 0 |  | 1 | TRUE | wye
62 | LV_2478-2_0_6_load_46 | 73 | 0.0012462 | 0.00031232 | 0 | 0 |  | 1 | TRUE | wye
63 | LV_2478-2_0_6_load_47 | 74 | 0.0014914 | 0.00037379 | 0 | 0 |  | 1 | TRUE | wye
64 | LV_2478-2_0_6_load_48 | 75 | 0.0013364 | 0.00033493 | 0 | 0 |  | 1 | TRUE | wye
65 | LV_2478-2_0_6_load_49 | 76 | 0.00037571 | 9.4161e-05 | 0 | 0 |  | 1 | TRUE | wye
66 | LV_2478-2_0_6_load_50 | 77 | 0.00072324 | 0.00018126 | 0 | 0 |  | 1 | TRUE | wye
67 | LV_2478-2_0_6_load_51 | 78 | 0.0013422 | 0.00033639 | 0 | 0 |  | 1 | TRUE | wye
68 | LV_2478-2_0_6_load_169 | 79 | 0.00098944 | 0.00024798 | 0 | 0 |  | 1 | TRUE | wye
69 | LV_2478-2_0_6_load_112 | 80 | 0.00054041 | 0.00013544 | 0 | 0 |  | 1 | TRUE | wye
70 | LV_2478-2_0_6_load_262 | 81 | 0.0014629 | 0.00036664 | 0 | 0 |  | 1 | TRUE | wye
71 | LV_2478-2_0_6_load_261 | 84 | 0.0013363 | 0.00033491 | 0 | 0 |  | 1 | TRUE | wye
72 | LV_2478-2_0_6_load_52 | 85 | 0.0087104 | 0.002183 | 0 | 0 |  | 1 | TRUE | wye
73 | LV_2478-2_0_6_load_53 | 86 | 0.014052 | 0.0035218 | 0 | 0 |  | 1 | TRUE | wye
74 | LV_2478-2_0_6_load_54 | 87 | 0.0045348 | 0.0011365 | 0 | 0 |  | 1 | TRUE | wye
75 | LV_2478-2_0_6_load_55 | 88 | 0.0066781 | 0.0016737 | 0 | 0 |  | 1 | TRUE | wye
76 | LV_2478-2_0_6_load_56 | 89 | 0.0015885 | 0.00039812 | 0 | 0 |  | 1 | TRUE | wye
77 | LV_2478-2_0_6_load_58 | 91 | 0.0054077 | 0.0013553 | 0 | 0 |  | 1 | TRUE | wye
78 | LV_2478-2_0_6_load_249 | 92 | 0.0066472 | 0.001666 | 0 | 0 |  | 1 | TRUE | wye
79 | LV_2478-2_0_6_load_250 | 93 | 0.0019289 | 0.00048344 | 0 | 0 |  | 1 | TRUE | wye
80 | LV_2478-2_0_6_load_173 | 94 | 0.0031206 | 0.00078208 | 0 | 0 |  | 1 | TRUE | wye
81 | LV_2478-2_0_6_load_304 | 95 | 0.0052264 | 0.0013098 | 0 | 0 |  | 1 | TRUE | wye
82 | LV_2478-2_0_6_load_233 | 96 | 0.0017755 | 0.00044498 | 0 | 0 |  | 1 | TRUE | wye
83 | LV_2478-2_0_6_load_174 | 97 | 0.0017987 | 0.0004508 | 0 | 0 |  | 1 | TRUE | wye
84 | LV_2478-2_0_6_load_59 | 98 | 0.00075211 | 0.0001885 | 0 | 0 |  | 1 | TRUE | wye
85 | LV_2478-2_0_6_load_60 | 99 | 0.0007617 | 0.0001909 | 0 | 0 |  | 1 | TRUE | wye
86 | LV_2478-2_0_6_load_61 | 100 | 0.00081608 | 0.00020453 | 0 | 0 |  | 1 | TRUE | wye
87 | LV_2478-2_0_6_load_62 | 101 | 0.0011758 | 0.00029468 | 0 | 0 |  | 1 | TRUE | wye
88 | LV_2478-2_0_6_load_63 | 102 | 0.0010299 | 0.00025813 | 0 | 0 |  | 1 | TRUE | wye
89 | LV_2478-2_0_6_load_64 | 103 | 0.0011672 | 0.00029253 | 0 | 0 |  | 1 | TRUE | wye
90 | LV_2478-2_0_6_load_65 | 104 | 0.0013236 | 0.00033172 | 0 | 0 |  | 1 | TRUE | wye
91 | LV_2478-2_0_6_load_217 | 105 | 0.00089426 | 0.00022412 | 0 | 0 |  | 1 | TRUE | wye
92 | LV_2478-2_0_6_load_80 | 106 | 0.0023644 | 0.00059257 | 0 | 0 |  | 1 | TRUE | wye
93 | LV_2478-2_0_6_load_218 | 107 | 0.00048343 | 0.00012116 | 0 | 0 |  | 1 | TRUE | wye
94 | LV_2478-2_0_6_load_81 | 108 | 0.0016641 | 0.00041706 | 0 | 0 |  | 1 | TRUE | wye
95 | LV_2478-2_0_6_load_290 | 109 | 0.0036452 | 0.00091357 | 0 | 0 |  | 1 | TRUE | wye
96 | LV_2478-2_0_6_load_291 | 110 | 0.0016679 | 0.00041801 | 0 | 0 |  | 1 | TRUE | wye
97 | LV_2478-2_0_6_load_68 | 111 | 0.0031979 | 0.00080147 | 0 | 0 |  | 1 | TRUE | wye
98 | LV_2478-2_0_6_load_69 | 112 | 0.00067618 | 0.00016947 | 0 | 0 |  | 1 | TRUE | wye
99 | LV_2478-2_0_6_load_71 | 113 | 0.00069218 | 0.00017348 | 0 | 0 |  | 1 | TRUE | wye
100 | LV_2478-2_0_6_load_78 | 116 | 0.0011147 | 0.00027936 | 0 | 0 |  | 1 | TRUE | wye
101 | LV_2478-2_0_6_load_255 | 117 | 0.0051767 | 0.0012974 | 0 | 0 |  | 1 | TRUE | wye
102 | LV_2478-2_0_6_load_175 | 118 | 0.00081479 | 0.0002042 | 0 | 0 |  | 1 | TRUE | wye
103 | LV_2478-2_0_6_load_76 | 119 | 0.00065283 | 0.00016362 | 0 | 0 |  | 1 | TRUE | wye
104 | LV_2478-2_0_6_load_74 | 120 | 0.00070377 | 0.00017638 | 0 | 0 |  | 1 | TRUE | wye
105 | LV_2478-2_0_6_load_75 | 121 | 0.0022027 | 0.00055204 | 0 | 0 |  | 1 | TRUE | wye
106 | LV_2478-2_0_6_load_77 | 122 | 0.0016493 | 0.00041336 | 0 | 0 |  | 1 | TRUE | wye
107 | LV_2478-2_0_6_load_79 | 123 | 0.0026108 | 0.00065433 | 0 | 0 |  | 1 | TRUE | wye
108 | LV_2478-2_0_6_load_96 | 125 | 0.00073461 | 0.00018411 | 0 | 0 |  | 1 | TRUE | wye
109 | LV_2478-2_0_6_load_82 | 126 | 0.0010518 | 0.0002636 | 0 | 0 |  | 1 | TRUE | wye
110 | LV_2478-2_0_6_load_142 | 127 | 0.0010846 | 0.00027182 | 0 | 0 |  | 1 | TRUE | wye
111 | LV_2478-2_0_6_load_83 | 128 | 0.0018368 | 0.00046034 | 0 | 0 |  | 1 | TRUE | wye
112 | LV_2478-2_0_6_load_84 | 129 | 0.0012167 | 0.00030493 | 0 | 0 |  | 1 | TRUE | wye
113 | LV_2478-2_0_6_load_86 | 131 | 0.00067427 | 0.00016899 | 0 | 0 |  | 1 | TRUE | wye
114 | LV_2478-2_0_6_load_87 | 132 | 0.0011446 | 0.00028687 | 0 | 0 |  | 1 | TRUE | wye
115 | LV_2478-2_0_6_load_88 | 133 | 0.0010217 | 0.00025607 | 0 | 0 |  | 1 | TRUE | wye
116 | LV_2478-2_0_6_load_89 | 134 | 0.00094856 | 0.00023773 | 0 | 0 |  | 1 | TRUE | wye
117 | LV_2478-2_0_6_load_148 | 136 | 0.0014225 | 0.00035652 | 0 | 0 |  | 1 | TRUE | wye
118 | LV_2478-2_0_6_load_277 | 137 | 0.0035233 | 0.00088303 | 0 | 0 |  | 1 | TRUE | wye
119 | LV_2478-2_0_6_load_146 | 139 | 0.0011355 | 0.00028457 | 0 | 0 |  | 1 | TRUE | wye
120 | LV_2478-2_0_6_load_280 | 140 | 0.0039932 | 0.0010008 | 0 | 0 |  | 1 | TRUE | wye
121 | LV_2478-2_0_6_load_156 | 141 | 0.0016901 | 0.00042357 | 0 | 0 |  | 1 | TRUE | wye
122 | LV_2478-2_0_6_load_152 | 142 | 0.0020286 | 0.00050841 | 0 | 0 |  | 1 | TRUE | wye
123 | LV_2478-2_0_6_load_91 | 143 | 0.0017853 | 0.00044745 | 0 | 0 |  | 1 | TRUE | wye
124 | LV_2478-2_0_6_load_92 | 144 | 0.0019619 | 0.0004917 | 0 | 0 |  | 1 | TRUE | wye
125 | LV_2478-2_0_6_load_93 | 145 | 0.0025746 | 0.00064526 | 0 | 0 |  | 1 | TRUE | wye
126 | LV_2478-2_0_6_load_97 | 147 | 0.0016022 | 0.00040156 | 0 | 0 |  | 1 | TRUE | wye
127 | LV_2478-2_0_6_load_98 | 148 | 0.0021077 | 0.00052824 | 0 | 0 |  | 1 | TRUE | wye
128 | LV_2478-2_0_6_load_134 | 150 | 0.00054706 | 0.00013711 | 0 | 0 |  | 1 | TRUE | wye
129 | LV_2478-2_0_6_load_223 | 152 | 0.0012133 | 0.00030408 | 0 | 0 |  | 1 | TRUE | wye
130 | LV_2478-2_0_6_load_258 | 153 | 0.00098286 | 0.00024633 | 0 | 0 |  | 1 | TRUE | wye
131 | LV_2478-2_0_6_load_99 | 155 | 0.0014155 | 0.00035475 | 0 | 0 |  | 1 | TRUE | wye
132 | LV_2478-2_0_6_load_100 | 156 | 0.00098987 | 0.00024809 | 0 | 0 |  | 1 | TRUE | wye
133 | LV_2478-2_0_6_load_101 | 157 | 0.00099046 | 0.00024823 | 0 | 0 |  | 1 | TRUE | wye
134 | LV_2478-2_0_6_load_104 | 158 | 0.00099004 | 0.00024813 | 0 | 0 |  | 1 | TRUE | wye
135 | LV_2478-2_0_6_load_214 | 159 | 0.00099222 | 0.00024867 | 0 | 0 |  | 1 | TRUE | wye
136 | LV_2478-2_0_6_load_102 | 160 | 0.0018197 | 0.00045607 | 0 | 0 |  | 1 | TRUE | wye
137 | LV_2478-2_0_6_load_103 | 161 | 0.0036095 | 0.00090463 | 0 | 0 |  | 1 | TRUE | wye
138 | LV_2478-2_0_6_load_274 | 163 | 0.0017834 | 0.00044697 | 0 | 0 |  | 1 | TRUE | wye
139 | LV_2478-2_0_6_load_281 | 164 | 0.0011199 | 0.00028067 | 0 | 0 |  | 1 | TRUE | wye
140 | LV_2478-2_0_6_load_272 | 166 | 0.0011295 | 0.00028308 | 0 | 0 |  | 1 | TRUE | wye
141 | LV_2478-2_0_6_load_279 | 167 | 0.0030017 | 0.0007523 | 0 | 0 |  | 1 | TRUE | wye
142 | LV_2478-2_0_6_load_106 | 168 | 0.0013824 | 0.00034647 | 0 | 0 |  | 1 | TRUE | wye
143 | LV_2478-2_0_6_load_107 | 169 | 0.0024316 | 0.00060942 | 0 | 0 |  | 1 | TRUE | wye
144 | LV_2478-2_0_6_load_110 | 171 | 0.0019298 | 0.00048364 | 0 | 0 |  | 1 | TRUE | wye
145 | LV_2478-2_0_6_load_113 | 173 | 0.0030044 | 0.00075298 | 0 | 0 |  | 1 | TRUE | wye
146 | LV_2478-2_0_6_load_121 | 174 | 0.0027921 | 0.00069977 | 0 | 0 |  | 1 | TRUE | wye
147 | LV_2478-2_0_6_load_122 | 175 | 0.00096444 | 0.00024171 | 0 | 0 |  | 1 | TRUE | wye
148 | LV_2478-2_0_6_load_137 | 177 | 0.0020141 | 0.00050477 | 0 | 0 |  | 1 | TRUE | wye
149 | LV_2478-2_0_6_load_313 | 179 | 0.00053842 | 0.00013494 | 0 | 0 |  | 1 | TRUE | wye
150 | LV_2478-2_0_6_load_177 | 181 | 0.0011028 | 0.00027639 | 0 | 0 |  | 1 | TRUE | wye
151 | LV_2478-2_0_6_load_144 | 182 | 0.0012327 | 0.00030896 | 0 | 0 |  | 1 | TRUE | wye
152 | LV_2478-2_0_6_load_140 | 183 | 0.0029821 | 0.00074738 | 0 | 0 |  | 1 | TRUE | wye
153 | LV_2478-2_0_6_load_125 | 184 | 0.0019008 | 0.00047638 | 0 | 0 |  | 1 | TRUE | wye
154 | LV_2478-2_0_6_load_126 | 185 | 0.0013033 | 0.00032663 | 0 | 0 |  | 1 | TRUE | wye
155 | LV_2478-2_0_6_load_128 | 187 | 0.0028803 | 0.00072186 | 0 | 0 |  | 1 | TRUE | wye
156 | LV_2478-2_0_6_load_129 | 188 | 0.00079459 | 0.00019914 | 0 | 0 |  | 1 | TRUE | wye
157 | LV_2478-2_0_6_load_130 | 189 | 0.0015256 | 0.00038235 | 0 | 0 |  | 1 | TRUE | wye
158 | LV_2478-2_0_6_load_131 | 190 | 0.0072408 | 0.0018147 | 0 | 0 |  | 1 | TRUE | wye
159 | LV_2478-2_0_6_load_132 | 191 | 0.0013776 | 0.00034526 | 0 | 0 |  | 1 | TRUE | wye
160 | LV_2478-2_0_6_load_265 | 194 | 0.0015175 | 0.00038032 | 0 | 0 |  | 1 | TRUE | wye
161 | LV_2478-2_0_6_load_263 | 195 | 0.0046906 | 0.0011756 | 0 | 0 |  | 1 | TRUE | wye
162 | LV_2478-2_0_6_load_215 | 196 | 0.0055992 | 0.0014033 | 0 | 0 |  | 1 | TRUE | wye
163 | LV_2478-2_0_6_load_211 | 197 | 0.0016221 | 0.00040653 | 0 | 0 |  | 1 | TRUE | wye
164 | LV_2478-2_0_6_load_206 | 198 | 0.0017104 | 0.00042868 | 0 | 0 |  | 1 | TRUE | wye
165 | LV_2478-2_0_6_load_136 | 199 | 0.0016824 | 0.00042164 | 0 | 0 |  | 1 | TRUE | wye
166 | LV_2478-2_0_6_load_138 | 200 | 0.0010694 | 0.00026801 | 0 | 0 |  | 1 | TRUE | wye
167 | LV_2478-2_0_6_load_182 | 201 | 0.0010212 | 0.00025594 | 0 | 0 |  | 1 | TRUE | wye
168 | LV_2478-2_0_6_load_141 | 203 | 0.0024761 | 0.00062057 | 0 | 0 |  | 1 | TRUE | wye
169 | LV_2478-2_0_6_load_224 | 204 | 0.0030556 | 0.00076581 | 0 | 0 |  | 1 | TRUE | wye
170 | LV_2478-2_0_6_load_222 | 205 | 0.00066404 | 0.00016642 | 0 | 0 |  | 1 | TRUE | wye
171 | LV_2478-2_0_6_load_147 | 206 | 0.0010469 | 0.00026238 | 0 | 0 |  | 1 | TRUE | wye
172 | LV_2478-2_0_6_load_149 | 207 | 0.002246 | 0.00056289 | 0 | 0 |  | 1 | TRUE | wye
173 | LV_2478-2_0_6_load_150 | 208 | 0.0033733 | 0.00084542 | 0 | 0 |  | 1 | TRUE | wye
174 | LV_2478-2_0_6_load_256 | 209 | 0.0041478 | 0.0010395 | 0 | 0 |  | 1 | TRUE | wye
175 | LV_2478-2_0_6_load_257 | 210 | 0.0027317 | 0.00068463 | 0 | 0 |  | 1 | TRUE | wye
176 | LV_2478-2_0_6_load_151 | 211 | 0.0076212 | 0.00191 | 0 | 0 |  | 1 | TRUE | wye
177 | LV_2478-2_0_6_load_153 | 212 | 0.0022615 | 0.00056678 | 0 | 0 |  | 1 | TRUE | wye
178 | LV_2478-2_0_6_load_155 | 213 | 0.0017646 | 0.00044226 | 0 | 0 |  | 1 | TRUE | wye
179 | LV_2478-2_0_6_load_157 | 214 | 0.001975 | 0.00049498 | 0 | 0 |  | 1 | TRUE | wye
180 | LV_2478-2_0_6_load_270 | 215 | 0.003416 | 0.00085614 | 0 | 0 |  | 1 | TRUE | wye
181 | LV_2478-2_0_6_load_158 | 216 | 0.0016292 | 0.00040833 | 0 | 0 |  | 1 | TRUE | wye
182 | LV_2478-2_0_6_load_159 | 217 | 0.00086382 | 0.00021649 | 0 | 0 |  | 1 | TRUE | wye
183 | LV_2478-2_0_6_load_163 | 219 | 0.0011546 | 0.00028937 | 0 | 0 |  | 1 | TRUE | wye
184 | LV_2478-2_0_6_load_185 | 222 | 0.002831 | 0.00070951 | 0 | 0 |  | 1 | TRUE | wye
185 | LV_2478-2_0_6_load_190 | 223 | 0.00093032 | 0.00023316 | 0 | 0 |  | 1 | TRUE | wye
186 | LV_2478-2_0_6_load_191 | 224 | 0.001049 | 0.00026289 | 0 | 0 |  | 1 | TRUE | wye
187 | LV_2478-2_0_6_load_186 | 225 | 0.0028964 | 0.00072592 | 0 | 0 |  | 1 | TRUE | wye
188 | LV_2478-2_0_6_load_165 | 226 | 0.0009996 | 0.00025052 | 0 | 0 |  | 1 | TRUE | wye
189 | LV_2478-2_0_6_load_166 | 227 | 0.00098 | 0.00024561 | 0 | 0 |  | 1 | TRUE | wye
190 | LV_2478-2_0_6_load_168 | 228 | 0.0024762 | 0.0006206 | 0 | 0 |  | 1 | TRUE | wye
191 | LV_2478-2_0_6_load_170 | 229 | 0.0018695 | 0.00046854 | 0 | 0 |  | 1 | TRUE | wye
192 | LV_2478-2_0_6_load_171 | 230 | 0.0009898 | 0.00024807 | 0 | 0 |  | 1 | TRUE | wye
193 | LV_2478-2_0_6_load_172 | 231 | 0.001355 | 0.00033958 | 0 | 0 |  | 1 | TRUE | wye
194 | LV_2478-2_0_6_load_199 | 232 | 0.001351 | 0.00033859 | 0 | 0 |  | 1 | TRUE | wye
195 | LV_2478-2_0_6_load_300 | 234 | 0.001702 | 0.00042656 | 0 | 0 |  | 1 | TRUE | wye
196 | LV_2478-2_0_6_load_253 | 235 | 0.0017443 | 0.00043715 | 0 | 0 |  | 1 | TRUE | wye
197 | LV_2478-2_0_6_load_294 | 236 | 0.0013141 | 0.00032935 | 0 | 0 |  | 1 | TRUE | wye
198 | LV_2478-2_0_6_load_181 | 237 | 0.00055445 | 0.00013896 | 0 | 0 |  | 1 | TRUE | wye
199 | LV_2478-2_0_6_load_221 | 239 | 0.00048929 | 0.00012263 | 0 | 0 |  | 1 | TRUE | wye
200 | LV_2478-2_0_6_load_184 | 240 | 0.0015724 | 0.00039408 | 0 | 0 |  | 1 | TRUE | wye
201 | LV_2478-2_0_6_load_220 | 241 | 0.0010703 | 0.00026824 | 0 | 0 |  | 1 | TRUE | wye
202 | LV_2478-2_0_6_load_266 | 242 | 0.00051409 | 0.00012884 | 0 | 0 |  | 1 | TRUE | wye
203 | LV_2478-2_0_6_load_267 | 243 | 0.00076338 | 0.00019132 | 0 | 0 |  | 1 | TRUE | wye
204 | LV_2478-2_0_6_load_187 | 244 | 0.0013073 | 0.00032764 | 0 | 0 |  | 1 | TRUE | wye
205 | LV_2478-2_0_6_load_189 | 245 | 0.0019546 | 0.00048987 | 0 | 0 |  | 1 | TRUE | wye
206 | LV_2478-2_0_6_load_209 | 246 | 0.0034763 | 0.00087125 | 0 | 0 |  | 1 | TRUE | wye
207 | LV_2478-2_0_6_load_276 | 247 | 0.0016759 | 0.00042002 | 0 | 0 |  | 1 | TRUE | wye
208 | LV_2478-2_0_6_load_210 | 248 | 0.0031559 | 0.00079095 | 0 | 0 |  | 1 | TRUE | wye
209 | LV_2478-2_0_6_load_192 | 249 | 0.0019161 | 0.00048022 | 0 | 0 |  | 1 | TRUE | wye
210 | LV_2478-2_0_6_load_193 | 250 | 0.0016252 | 0.00040731 | 0 | 0 |  | 1 | TRUE | wye
211 | LV_2478-2_0_6_load_194 | 251 | 0.0012448 | 0.00031199 | 0 | 0 |  | 1 | TRUE | wye
212 | LV_2478-2_0_6_load_195 | 252 | 0.0021287 | 0.00053351 | 0 | 0 |  | 1 | TRUE | wye
213 | LV_2478-2_0_6_load_196 | 253 | 0.0015436 | 0.00038685 | 0 | 0 |  | 1 | TRUE | wye
214 | LV_2478-2_0_6_load_197 | 254 | 0.0026965 | 0.0006758 | 0 | 0 |  | 1 | TRUE | wye
215 | LV_2478-2_0_6_load_198 | 255 | 0.0016219 | 0.00040648 | 0 | 0 |  | 1 | TRUE | wye
216 | LV_2478-2_0_6_load_251 | 256 | 0.001577 | 0.00039524 | 0 | 0 |  | 1 | TRUE | wye
217 | LV_2478-2_0_6_load_298 | 257 | 0.0031496 | 0.00078938 | 0 | 0 |  | 1 | TRUE | wye
218 | LV_2478-2_0_6_load_312 | 258 | 0.0016742 | 0.0004196 | 0 | 0 |  | 1 | TRUE | wye
219 | LV_2478-2_0_6_load_299 | 259 | 0.0015778 | 0.00039543 | 0 | 0 |  | 1 | TRUE | wye
220 | LV_2478-2_0_6_load_200 | 260 | 0.0017768 | 0.0004453 | 0 | 0 |  | 1 | TRUE | wye
221 | LV_2478-2_0_6_load_201 | 261 | 0.0016544 | 0.00041464 | 0 | 0 |  | 1 | TRUE | wye
222 | LV_2478-2_0_6_load_203 | 263 | 0.0022596 | 0.0005663 | 0 | 0 |  | 1 | TRUE | wye
223 | LV_2478-2_0_6_load_204 | 264 | 0.0014826 | 0.00037157 | 0 | 0 |  | 1 | TRUE | wye
224 | LV_2478-2_0_6_load_205 | 265 | 0.0019274 | 0.00048304 | 0 | 0 |  | 1 | TRUE | wye
225 | LV_2478-2_0_6_load_264 | 266 | 0.0019454 | 0.00048755 | 0 | 0 |  | 1 | TRUE | wye
226 | LV_2478-2_0_6_load_311 | 267 | 0.0033115 | 0.00082995 | 0 | 0 |  | 1 | TRUE | wye
227 | LV_2478-2_0_6_load_216 | 268 | 0.00229 | 0.00057394 | 0 | 0 |  | 1 | TRUE | wye
228 | LV_2478-2_0_6_load_287 | 269 | 0.0062096 | 0.0015563 | 0 | 0 |  | 1 | TRUE | wye
229 | LV_2478-2_0_6_load_219 | 271 | 0.00085355 | 0.00021392 | 0 | 0 |  | 1 | TRUE | wye
230 | LV_2478-2_0_6_load_293 | 272 | 0.0010126 | 0.00025378 | 0 | 0 |  | 1 | TRUE | wye
231 | LV_2478-2_0_6_load_269 | 273 | 0.0011678 | 0.00029268 | 0 | 0 |  | 1 | TRUE | wye
232 | LV_2478-2_0_6_load_268 | 274 | 0.0033776 | 0.0008465 | 0 | 0 |  | 1 | TRUE | wye
233 | LV_2478-2_0_6_load_260 | 275 | 0.0021177 | 0.00053073 | 0 | 0 |  | 1 | TRUE | wye
234 | LV_2478-2_0_6_load_228 | 276 | 0.0019666 | 0.00049286 | 0 | 0 |  | 1 | TRUE | wye
235 | LV_2478-2_0_6_load_229 | 277 | 0.0019319 | 0.00048418 | 0 | 0 |  | 1 | TRUE | wye
236 | LV_2478-2_0_6_load_230 | 278 | 0.0016979 | 0.00042553 | 0 | 0 |  | 1 | TRUE | wye
237 | LV_2478-2_0_6_load_231 | 279 | 0.0014179 | 0.00035535 | 0 | 0 |  | 1 | TRUE | wye
238 | LV_2478-2_0_6_load_234 | 281 | 0.0056979 | 0.001428 | 0 | 0 |  | 1 | TRUE | wye
239 | LV_2478-2_0_6_load_235 | 282 | 0.0019006 | 0.00047633 | 0 | 0 |  | 1 | TRUE | wye
240 | LV_2478-2_0_6_load_237 | 283 | 0.0013964 | 0.00034996 | 0 | 0 |  | 1 | TRUE | wye
241 | LV_2478-2_0_6_load_236 | 284 | 0.0013807 | 0.00034604 | 0 | 0 |  | 1 | TRUE | wye
242 | LV_2478-2_0_6_load_238 | 285 | 0.0018218 | 0.00045658 | 0 | 0 |  | 1 | TRUE | wye
243 | LV_2478-2_0_6_load_240 | 287 | 0.0022382 | 0.00056094 | 0 | 0 |  | 1 | TRUE | wye
244 | LV_2478-2_0_6_load_241 | 288 | 0.002712 | 0.0006797 | 0 | 0 |  | 1 | TRUE | wye
245 | LV_2478-2_0_6_load_252 | 289 | 0.0017478 | 0.00043804 | 0 | 0 |  | 1 | TRUE | wye
246 | LV_2478-2_0_6_load_246 | 291 | 0.0024808 | 0.00062174 | 0 | 0 |  | 1 | TRUE | wye
247 | LV_2478-2_0_6_load_247 | 292 | 0.002485 | 0.00062279 | 0 | 0 |  | 1 | TRUE | wye
248 | LV_2478-2_0_6_load_245 | 293 | 0.0030664 | 0.00076851 | 0 | 0 |  | 1 | TRUE | wye
249 | LV_2478-2_0_6_load_248 | 294 | 0.0032004 | 0.00080211 | 0 | 0 |  | 1 | TRUE | wye
250 | LV_2478-2_0_6_load_316 | 295 | 0.0078588 | 0.0019696 | 0 | 0 |  | 1 | TRUE | wye
251 | LV_2478-2_0_6_load_302 | 296 | 0.0016367 | 0.0004102 | 0 | 0 |  | 1 | TRUE | wye
252 | LV_2478-2_0_6_load_295 | 297 | 0.0022516 | 0.00056431 | 0 | 0 |  | 1 | TRUE | wye
253 | LV_2478-2_0_6_load_271 | 298 | 0.0025148 | 0.00063026 | 0 | 0 |  | 1 | TRUE | wye
254 | LV_2478-2_0_6_load_275 | 300 | 0.0019058 | 0.00047763 | 0 | 0 |  | 1 | TRUE | wye
255 | LV_2478-2_0_6_load_292 | 301 | 0.0024202 | 0.00060656 | 0 | 0 |  | 1 | TRUE | wye
256 | LV_2478-2_0_6_load_289 | 302 | 0.003157 | 0.00079121 | 0 | 0 |  | 1 | TRUE | wye
257 | LV_2478-2_0_6_load_282 | 303 | 0.0016551 | 0.0004148 | 0 | 0 |  | 1 | TRUE | wye
258 | LV_2478-2_0_6_load_283 | 304 | 0.0014631 | 0.00036669 | 0 | 0 |  | 1 | TRUE | wye
259 | LV_2478-2_0_6_load_285 | 305 | 0.0039469 | 0.0009892 | 0 | 0 |  | 1 | TRUE | wye
260 | LV_2478-2_0_6_load_286 | 306 | 0.0023999 | 0.00060146 | 0 | 0 |  | 1 | TRUE | wye
261 | LV_2478-2_0_6_load_288 | 307 | 0.0013343 | 0.00033442 | 0 | 0 |  | 1 | TRUE | wye
262 | LV_2478-2_0_6_load_297 | 308 | 0.010543 | 0.0026424 | 0 | 0 |  | 1 | TRUE | wye
263 | LV_2478-2_0_6_load_296 | 309 | 0.0012306 | 0.00030841 | 0 | 0 |  | 1 | TRUE | wye
264 | LV_2478-2_0_6_load_301 | 310 | 0.0019523 | 0.00048929 | 0 | 0 |  | 1 | TRUE | wye
265 | LV_2478-2_0_6_load_303 | 311 | 0.0062662 | 0.0015704 | 0 | 0 |  | 1 | TRUE | wye
266 | LV_2478-2_0_6_load_305 | 312 | 0.0051476 | 0.0012901 | 0 | 0 |  | 1 | TRUE | wye
267 | LV_2478-2_0_6_load_315 | 313 | 0.00085343 | 0.00021389 | 0 | 0 |  | 1 | TRUE | wye

## ext_grid
| name | bus | vm_pu | va_degree | slack_weight | in_service
0 |  | 305 | 1 | 0 | 1 | TRUE

## line
| name | std_type | from_bus | to_bus | length_km | r_ohm_per_km | x_ohm_per_km | c_nf_per_km | g_us_per_km | max_i_ka | df | parallel | type | in_service
0 | LV_2478-2_0_6_line_0 |  | 0 | 1 | 0.007501 | 0.125 | 0.08 | 261 | 0 | 0.364 | 1 | 1 | cs | TRUE
1 | LV_2478-2_0_6_line_1 |  | 0 | 2 | 0.0057772 | 0.125 | 0.08 | 261 | 0 | 0.364 | 1 | 1 | cs | TRUE
2 | LV_2478-2_0_6_line_2 |  | 1 | 3 | 0.00129 | 0.125 | 0.08 | 261 | 0 | 0.364 | 1 | 1 | cs | TRUE
3 | LV_2478-2_0_6_line_3 |  | 2 | 4 | 0.00072323 | 0.125 | 0.08 | 261 | 0 | 0.364 | 1 | 1 | cs | TRUE
4 | LV_2478-2_0_6_line_4 |  | 3 | 5 | 0.0090808 | 0.125 | 0.08 | 261 | 0 | 0.364 | 1 | 1 | cs | TRUE
5 | LV_2478-2_0_6_line_5 |  | 4 | 6 | 0.011812 | 0.125 | 0.08 | 261 | 0 | 0.364 | 1 | 1 | cs | TRUE
6 | LV_2478-2_0_6_line_6 |  | 5 | 7 | 0.012175 | 0.125 | 0.08 | 261 | 0 | 0.364 | 1 | 1 | cs | TRUE
7 | LV_2478-2_0_6_line_7 |  | 6 | 8 | 0.00095488 | 0.125 | 0.08 | 261 | 0 | 0.364 | 1 | 1 | cs | TRUE
8 | LV_2478-2_0_6_line_8 |  | 7 | 11 | 0.00029703 | 0.125 | 0.08 | 261 | 0 | 0.364 | 1 | 1 | cs | TRUE
9 | LV_2478-2_0_6_line_9 |  | 8 | 12 | 0.008236 | 0.125 | 0.08 | 261 | 0 | 0.364 | 1 | 1 | cs | TRUE
10 | LV_2478-2_0_6_line_10 |  | 9 | 10 | 0.0067701 | 0.125 | 0.08 | 261 | 0 | 0.364 | 1 | 1 | cs | TRUE
11 | LV_2478-2_0_6_line_11 |  | 10 | 127 | 0.02496 | 0.125 | 0.08 | 261 | 0 | 0.364 | 1 | 1 | cs | TRUE
12 | LV_2478-2_0_6_line_12 |  | 10 | 126 | 0.018318 | 0.125 | 0.08 | 261 | 0 | 0.364 | 1 | 1 | cs | TRUE
13 | LV_2478-2_0_6_line_13 |  | 11 | 216 | 0.0052161 | 0.125 | 0.08 | 261 | 0 | 0.364 | 1 | 1 | cs | TRUE
14 | LV_2478-2_0_6_line_14 |  | 12 | 183 | 0.0040388 | 0.125 | 0.08 | 261 | 0 | 0.364 | 1 | 1 | cs | TRUE
15 | LV_2478-2_0_6_line_15 |  | 13 | 14 | 0.0031465 | 0.125 | 0.08 | 261 | 0 | 0.364 | 1 | 1 | cs | TRUE
16 | LV_2478-2_0_6_line_16 |  | 13 | 15 | 0.018331 | 0.125 | 0.08 | 261 | 0 | 0.364 | 1 | 1 | cs | TRUE
17 | LV_2478-2_0_6_line_17 |  | 15 | 16 | 0.019329 | 0.125 | 0.08 | 261 | 0 | 0.364 | 1 | 1 | cs | TRUE
18 | LV_2478-2_0_6_line_18 |  | 15 | 17 | 0.00073254 | 0.125 | 0.08 | 261 | 0 | 0.364 | 1 | 1 | cs | TRUE
19 | LV_2478-2_0_6_line_19 |  | 16 | 20 | 0.029744 | 0.125 | 0.08 | 261 | 0 | 0.364 | 1 | 1 | cs | TRUE
20 | LV_2478-2_0_6_line_20 |  | 17 | 21 | 0.024541 | 0.125 | 0.08 | 261 | 0 | 0.364 | 1 | 1 | cs | TRUE
21 | LV_2478-2_0_6_line_21 |  | 18 | 19 | 0.024393 | 0.125 | 0.08 | 261 | 0 | 0.364 | 1 | 1 | cs | TRUE
22 | LV_2478-2_0_6_line_22 |  | 19 | 22 | 0.0053502 | 0.125 | 0.08 | 261 | 0 | 0.364 | 1 | 1 | cs | TRUE
23 | LV_2478-2_0_6_line_23 |  | 19 | 23 | 0.0047651 | 0.125 | 0.08 | 261 | 0 | 0.364 | 1 | 1 | cs | TRUE
24 | LV_2478-2_0_6_line_24 |  | 20 | 24 | 0.0055678 | 0.125 | 0.08 | 261 | 0 | 0.364 | 1 | 1 | cs | TRUE
25 | LV_2478-2_0_6_line_25 |  | 22 | 25 | 0.0011574 | 0.125 | 0.08 | 261 | 0 | 0.364 | 1 | 1 | cs | TRUE
26 | LV_2478-2_0_6_line_26 |  | 23 | 26 | 0.010816 | 0.125 | 0.08 | 261 | 0 | 0.364 | 1 | 1 | cs | TRUE
27 | LV_2478-2_0_6_line_27 |  | 24 | 27 | 0.0049414 | 0.125 | 0.08 | 261 | 0 | 0.364 | 1 | 1 | cs | TRUE
28 | LV_2478-2_0_6_line_28 |  | 25 | 275 | 0.0017794 | 0.125 | 0.08 | 261 | 0 | 0.364 | 1 | 1 | cs | TRUE
29 | LV_2478-2_0_6_line_29 |  | 27 | 49 | 0.0038566 | 0.125 | 0.08 | 261 | 0 | 0.364 | 1 | 1 | cs | TRUE
30 | LV_2478-2_0_6_line_30 |  | 28 | 29 | 0.015935 | 0.125 | 0.08 | 261 | 0 | 0.364 | 1 | 1 | cs | TRUE
31 | LV_2478-2_0_6_line_31 |  | 28 | 30 | 0.017092 | 0.125 | 0.08 | 261 | 0 | 0.364 | 1 | 1 | cs | TRUE
32 | LV_2478-2_0_6_line_32 |  | 29 | 45 | 0.027975 | 0.125 | 0.08 | 261 | 0 | 0.364 | 1 | 1 | cs | TRUE
33 | LV_2478-2_0_6_line_33 |  | 30 | 42 | 0.017478 | 0.125 | 0.08 | 261 | 0 | 0.364 | 1 | 1 | cs | TRUE
34 | LV_2478-2_0_6_line_34 |  | 31 | 32 | 0.019694 | 0.125 | 0.08 | 261 | 0 | 0.364 | 1 | 1 | cs | TRUE
35 | LV_2478-2_0_6_line_35 |  | 31 | 33 | 0.0066462 | 0.125 | 0.08 | 261 | 0 | 0.364 | 1 | 1 | cs | TRUE
36 | LV_2478-2_0_6_line_36 |  | 32 | 34 | 0.00019134 | 0.125 | 0.08 | 261 | 0 | 0.364 | 1 | 1 | cs | TRUE
37 | LV_2478-2_0_6_line_37 |  | 33 | 35 | 0.00024015 | 0.125 | 0.08 | 261 | 0 | 0.364 | 1 | 1 | cs | TRUE
38 | LV_2478-2_0_6_line_38 |  | 34 | 36 | 0.021977 | 0.125 | 0.08 | 261 | 0 | 0.364 | 1 | 1 | cs | TRUE
39 | LV_2478-2_0_6_line_39 |  | 35 | 37 | 0.014842 | 0.125 | 0.08 | 261 | 0 | 0.364 | 1 | 1 | cs | TRUE
40 | LV_2478-2_0_6_line_40 |  | 36 | 38 | 0.0013875 | 0.125 | 0.08 | 261 | 0 | 0.364 | 1 | 1 | cs | TRUE
41 | LV_2478-2_0_6_line_41 |  | 37 | 39 | 0.018511 | 0.125 | 0.08 | 261 | 0 | 0.364 | 1 | 1 | cs | TRUE
42 | LV_2478-2_0_6_line_42 |  | 38 | 40 | 0.019975 | 0.125 | 0.08 | 261 | 0 | 0.364 | 1 | 1 | cs | TRUE
43 | LV_2478-2_0_6_line_43 |  | 39 | 41 | 0.0052041 | 0.125 | 0.08 | 261 | 0 | 0.364 | 1 | 1 | cs | TRUE
44 | LV_2478-2_0_6_line_44 |  | 40 | 84 | 0.0033114 | 0.125 | 0.08 | 261 | 0 | 0.364 | 1 | 1 | cs | TRUE
45 | LV_2478-2_0_6_line_45 |  | 41 | 267 | 0.017494 | 0.125 | 0.08 | 261 | 0 | 0.364 | 1 | 1 | cs | TRUE
46 | LV_2478-2_0_6_line_46 |  | 42 | 43 | 0.014424 | 0.125 | 0.08 | 261 | 0 | 0.364 | 1 | 1 | cs | TRUE
47 | LV_2478-2_0_6_line_47 |  | 43 | 44 | 0.030757 | 0.125 | 0.08 | 261 | 0 | 0.364 | 1 | 1 | cs | TRUE
48 | LV_2478-2_0_6_line_48 |  | 44 | 46 | 0.034455 | 0.125 | 0.08 | 261 | 0 | 0.364 | 1 | 1 | cs | TRUE
49 | LV_2478-2_0_6_line_49 |  | 45 | 47 | 0.013282 | 0.125 | 0.08 | 261 | 0 | 0.364 | 1 | 1 | cs | TRUE
50 | LV_2478-2_0_6_line_50 |  | 46 | 48 | 0.034736 | 0.125 | 0.08 | 261 | 0 | 0.364 | 1 | 1 | cs | TRUE
51 | LV_2478-2_0_6_line_51 |  | 47 | 50 | 0.025818 | 0.125 | 0.08 | 261 | 0 | 0.364 | 1 | 1 | cs | TRUE
52 | LV_2478-2_0_6_line_52 |  | 48 | 109 | 0.027876 | 0.125 | 0.08 | 261 | 0 | 0.364 | 1 | 1 | cs | TRUE
53 | LV_2478-2_0_6_line_53 |  | 49 | 111 | 0.010989 | 0.125 | 0.08 | 261 | 0 | 0.364 | 1 | 1 | cs | TRUE
54 | LV_2478-2_0_6_line_54 |  | 50 | 290 | 0.006954 | 0.125 | 0.08 | 261 | 0 | 0.364 | 1 | 3 | cs | TRUE
55 | LV_2478-2_0_6_line_55 |  | 51 | 52 | 0.0012704 | 0.125 | 0.08 | 261 | 0 | 0.364 | 1 | 1 | cs | TRUE
56 | LV_2478-2_0_6_line_56 |  | 51 | 53 | 0.0010553 | 0.125 | 0.08 | 261 | 0 | 0.364 | 1 | 1 | cs | TRUE
57 | LV_2478-2_0_6_line_57 |  | 52 | 54 | 0.0078797 | 0.125 | 0.08 | 261 | 0 | 0.364 | 1 | 1 | cs | TRUE
58 | LV_2478-2_0_6_line_58 |  | 53 | 55 | 0.018956 | 0.125 | 0.08 | 261 | 0 | 0.364 | 1 | 1 | cs | TRUE
59 | LV_2478-2_0_6_line_59 |  | 54 | 56 | 0.0068188 | 0.125 | 0.08 | 261 | 0 | 0.364 | 1 | 1 | cs | TRUE
60 | LV_2478-2_0_6_line_60 |  | 55 | 57 | 0.011585 | 0.125 | 0.08 | 261 | 0 | 0.364 | 1 | 1 | cs | TRUE
61 | LV_2478-2_0_6_line_61 |  | 57 | 58 | 0.0068699 | 0.125 | 0.08 | 261 | 0 | 0.364 | 1 | 1 | cs | TRUE
62 | LV_2478-2_0_6_line_62 |  | 58 | 59 | 0.0055778 | 0.125 | 0.08 | 261 | 0 | 0.364 | 1 | 1 | cs | TRUE
63 | LV_2478-2_0_6_line_63 |  | 59 | 153 | 0.013517 | 0.125 | 0.08 | 261 | 0 | 0.364 | 1 | 1 | cs | TRUE
64 | LV_2478-2_0_6_line_64 |  | 59 | 147 | 0.011271 | 0.125 | 0.08 | 261 | 0 | 0.364 | 1 | 1 | cs | TRUE
65 | LV_2478-2_0_6_line_65 |  | 60 | 61 | 0.0091176 | 0.125 | 0.08 | 261 | 0 | 0.364 | 1 | 1 | cs | TRUE
66 | LV_2478-2_0_6_line_66 |  | 60 | 62 | 0.075937 | 0.125 | 0.08 | 261 | 0 | 0.364 | 1 | 1 | cs | TRUE
67 | LV_2478-2_0_6_line_67 |  | 61 | 63 | 0.0035123 | 0.125 | 0.08 | 261 | 0 | 0.364 | 1 | 1 | cs | TRUE
68 | LV_2478-2_0_6_line_68 |  | 63 | 64 | 0.015394 | 0.125 | 0.08 | 261 | 0 | 0.364 | 1 | 1 | cs | TRUE
69 | LV_2478-2_0_6_line_69 |  | 64 | 65 | 0.01662 | 0.125 | 0.08 | 261 | 0 | 0.364 | 1 | 1 | cs | TRUE
70 | LV_2478-2_0_6_line_70 |  | 64 | 66 | 0.022227 | 0.125 | 0.08 | 261 | 0 | 0.364 | 1 | 1 | cs | TRUE
71 | LV_2478-2_0_6_line_71 |  | 65 | 67 | 0.0026554 | 0.125 | 0.08 | 261 | 0 | 0.364 | 1 | 1 | cs | TRUE
72 | LV_2478-2_0_6_line_72 |  | 66 | 68 | 0.036831 | 0.125 | 0.08 | 261 | 0 | 0.364 | 1 | 1 | cs | TRUE
73 | LV_2478-2_0_6_line_73 |  | 66 | 69 | 0.019141 | 0.125 | 0.08 | 261 | 0 | 0.364 | 1 | 1 | cs | TRUE
74 | LV_2478-2_0_6_line_74 |  | 67 | 179 | 0.0058085 | 0.125 | 0.08 | 261 | 0 | 0.364 | 1 | 1 | cs | TRUE
75 | LV_2478-2_0_6_line_75 |  | 68 | 176 | 0.034348 | 0.125 | 0.08 | 261 | 0 | 0.364 | 1 | 1 | cs | TRUE
76 | LV_2478-2_0_6_line_76 |  | 70 | 71 | 0.0055992 | 0.125 | 0.08 | 261 | 0 | 0.364 | 1 | 5 | cs | TRUE
77 | LV_2478-2_0_6_line_77 |  | 70 | 72 | 0.020674 | 0.125 | 0.08 | 261 | 0 | 0.364 | 1 | 5 | cs | TRUE
78 | LV_2478-2_0_6_line_78 |  | 71 | 73 | 0.0010289 | 0.125 | 0.08 | 261 | 0 | 0.364 | 1 | 5 | cs | TRUE
79 | LV_2478-2_0_6_line_79 |  | 72 | 74 | 0.0030055 | 0.125 | 0.08 | 261 | 0 | 0.364 | 1 | 1 | cs | TRUE
80 | LV_2478-2_0_6_line_80 |  | 72 | 75 | 0.027509 | 0.125 | 0.08 | 261 | 0 | 0.364 | 1 | 3 | cs | TRUE
81 | LV_2478-2_0_6_line_81 |  | 73 | 76 | 0.010957 | 0.125 | 0.08 | 261 | 0 | 0.364 | 1 | 5 | cs | TRUE
82 | LV_2478-2_0_6_line_82 |  | 74 | 77 | 0.019224 | 0.125 | 0.08 | 261 | 0 | 0.364 | 1 | 1 | cs | TRUE
83 | LV_2478-2_0_6_line_83 |  | 75 | 78 | 0.0064047 | 0.125 | 0.08 | 261 | 0 | 0.364 | 1 | 1 | cs | TRUE
84 | LV_2478-2_0_6_line_84 |  | 76 | 79 | 0.0053991 | 0.125 | 0.08 | 261 | 0 | 0.364 | 1 | 5 | cs | TRUE
85 | LV_2478-2_0_6_line_85 |  | 77 | 80 | 0.025191 | 0.125 | 0.08 | 261 | 0 | 0.364 | 1 | 1 | cs | TRUE
86 | LV_2478-2_0_6_line_86 |  | 78 | 81 | 0.010675 | 0.125 | 0.08 | 261 | 0 | 0.364 | 1 | 1 | cs | TRUE
87 | LV_2478-2_0_6_line_87 |  | 79 | 82 | 0.022691 | 0.125 | 0.08 | 261 | 0 | 0.364 | 1 | 5 | cs | TRUE
88 | LV_2478-2_0_6_line_88 |  | 80 | 83 | 0.024734 | 0.125 | 0.08 | 261 | 0 | 0.364 | 1 | 1 | cs | TRUE
89 | LV_2478-2_0_6_line_89 |  | 81 | 84 | 0.0030624 | 0.125 | 0.08 | 261 | 0 | 0.364 | 1 | 1 | cs | TRUE
90 | LV_2478-2_0_6_line_90 |  | 82 | 229 | 0.017476 | 0.125 | 0.08 | 261 | 0 | 0.364 | 1 | 5 | cs | TRUE
91 | LV_2478-2_0_6_line_91 |  | 82 | 226 | 0.030401 | 0.125 | 0.08 | 261 | 0 | 0.364 | 1 | 5 | cs | TRUE
92 | LV_2478-2_0_6_line_92 |  | 83 | 172 | 0.03695 | 0.125 | 0.08 | 261 | 0 | 0.364 | 1 | 1 | cs | TRUE
93 | LV_2478-2_0_6_line_93 |  | 85 | 86 | 0.010582 | 0.125 | 0.08 | 261 | 0 | 0.364 | 1 | 5 | cs | TRUE
94 | LV_2478-2_0_6_line_94 |  | 85 | 87 | 0.015868 | 0.125 | 0.08 | 261 | 0 | 0.364 | 1 | 5 | cs | TRUE
95 | LV_2478-2_0_6_line_95 |  | 86 | 88 | 0.036904 | 0.125 | 0.08 | 261 | 0 | 0.364 | 1 | 5 | cs | TRUE
96 | LV_2478-2_0_6_line_96 |  | 87 | 89 | 0.0056493 | 0.125 | 0.08 | 261 | 0 | 0.364 | 1 | 5 | cs | TRUE
97 | LV_2478-2_0_6_line_97 |  | 88 | 90 | 0.0089409 | 0.125 | 0.08 | 261 | 0 | 0.364 | 1 | 5 | cs | TRUE
98 | LV_2478-2_0_6_line_98 |  | 89 | 91 | 0.0071004 | 0.125 | 0.08 | 261 | 0 | 0.364 | 1 | 5 | cs | TRUE
99 | LV_2478-2_0_6_line_99 |  | 90 | 92 | 0.040899 | 0.125 | 0.08 | 261 | 0 | 0.364 | 1 | 5 | cs | TRUE
100 | LV_2478-2_0_6_line_100 |  | 90 | 93 | 0.010622 | 0.125 | 0.08 | 261 | 0 | 0.364 | 1 | 5 | cs | TRUE
101 | LV_2478-2_0_6_line_101 |  | 91 | 94 | 0.015197 | 0.125 | 0.08 | 261 | 0 | 0.364 | 1 | 5 | cs | TRUE
102 | LV_2478-2_0_6_line_102 |  | 92 | 95 | 0.017338 | 0.125 | 0.08 | 261 | 0 | 0.364 | 1 | 5 | cs | TRUE
103 | LV_2478-2_0_6_line_103 |  | 93 | 96 | 0.019415 | 0.125 | 0.08 | 261 | 0 | 0.364 | 1 | 5 | cs | TRUE
104 | LV_2478-2_0_6_line_104 |  | 94 | 97 | 0.0087247 | 0.125 | 0.08 | 261 | 0 | 0.364 | 1 | 5 | cs | TRUE
105 | LV_2478-2_0_6_line_105 |  | 95 | 296 | 0.027079 | 0.125 | 0.08 | 261 | 0 | 0.364 | 1 | 2 | cs | TRUE
106 | LV_2478-2_0_6_line_106 |  | 96 | 279 | 0.0067134 | 0.125 | 0.08 | 261 | 0 | 0.364 | 1 | 5 | cs | TRUE
107 | LV_2478-2_0_6_line_107 |  | 97 | 118 | 0.0037031 | 0.125 | 0.08 | 261 | 0 | 0.364 | 1 | 5 | cs | TRUE
108 | LV_2478-2_0_6_line_108 |  | 98 | 99 | 0.0089894 | 0.125 | 0.08 | 261 | 0 | 0.364 | 1 | 1 | cs | TRUE
109 | LV_2478-2_0_6_line_109 |  | 98 | 100 | 0.00038893 | 0.125 | 0.08 | 261 | 0 | 0.364 | 1 | 1 | cs | TRUE
110 | LV_2478-2_0_6_line_110 |  | 99 | 101 | 0.0088663 | 0.125 | 0.08 | 261 | 0 | 0.364 | 1 | 1 | cs | TRUE
111 | LV_2478-2_0_6_line_111 |  | 100 | 102 | 0.0072982 | 0.125 | 0.08 | 261 | 0 | 0.364 | 1 | 1 | cs | TRUE
112 | LV_2478-2_0_6_line_112 |  | 101 | 103 | 0.0090863 | 0.125 | 0.08 | 261 | 0 | 0.364 | 1 | 1 | cs | TRUE
113 | LV_2478-2_0_6_line_113 |  | 102 | 104 | 7.3174e-05 | 0.125 | 0.08 | 261 | 0 | 0.364 | 1 | 1 | cs | TRUE
114 | LV_2478-2_0_6_line_114 |  | 103 | 105 | 0.015462 | 0.125 | 0.08 | 261 | 0 | 0.364 | 1 | 1 | cs | TRUE
115 | LV_2478-2_0_6_line_115 |  | 104 | 106 | 0.0051141 | 0.125 | 0.08 | 261 | 0 | 0.364 | 1 | 1 | cs | TRUE
116 | LV_2478-2_0_6_line_116 |  | 105 | 107 | 0.016146 | 0.125 | 0.08 | 261 | 0 | 0.364 | 1 | 1 | cs | TRUE
117 | LV_2478-2_0_6_line_117 |  | 106 | 108 | 0.00024501 | 0.125 | 0.08 | 261 | 0 | 0.364 | 1 | 1 | cs | TRUE
118 | LV_2478-2_0_6_line_118 |  | 107 | 238 | 0.017578 | 0.125 | 0.08 | 261 | 0 | 0.364 | 1 | 1 | cs | TRUE
119 | LV_2478-2_0_6_line_119 |  | 108 | 126 | 0.0031431 | 0.125 | 0.08 | 261 | 0 | 0.364 | 1 | 1 | cs | TRUE
120 | LV_2478-2_0_6_line_120 |  | 109 | 110 | 0.032374 | 0.125 | 0.08 | 261 | 0 | 0.364 | 1 | 1 | cs | TRUE
121 | LV_2478-2_0_6_line_121 |  | 110 | 173 | 0.021544 | 0.125 | 0.08 | 261 | 0 | 0.364 | 1 | 1 | cs | TRUE
122 | LV_2478-2_0_6_line_122 |  | 111 | 112 | 0.0085666 | 0.125 | 0.08 | 261 | 0 | 0.364 | 1 | 1 | cs | TRUE
123 | LV_2478-2_0_6_line_123 |  | 112 | 113 | 0.000609 | 0.125 | 0.08 | 261 | 0 | 0.364 | 1 | 1 | cs | TRUE
124 | LV_2478-2_0_6_line_124 |  | 113 | 114 | 0.01361 | 0.125 | 0.08 | 261 | 0 | 0.364 | 1 | 1 | cs | TRUE
125 | LV_2478-2_0_6_line_125 |  | 114 | 115 | 0.010529 | 0.125 | 0.08 | 261 | 0 | 0.364 | 1 | 5 | cs | TRUE
126 | LV_2478-2_0_6_line_126 |  | 114 | 116 | 0.01911 | 0.125 | 0.08 | 261 | 0 | 0.364 | 1 | 5 | cs | TRUE
127 | LV_2478-2_0_6_line_127 |  | 115 | 117 | 0.0098549 | 0.125 | 0.08 | 261 | 0 | 0.364 | 1 | 5 | cs | TRUE
128 | LV_2478-2_0_6_line_128 |  | 115 | 118 | 0.026939 | 0.125 | 0.08 | 261 | 0 | 0.364 | 1 | 5 | cs | TRUE
129 | LV_2478-2_0_6_line_129 |  | 116 | 119 | 0.0035765 | 0.125 | 0.08 | 261 | 0 | 0.364 | 1 | 5 | cs | TRUE
130 | LV_2478-2_0_6_line_130 |  | 117 | 236 | 0.012492 | 0.125 | 0.08 | 261 | 0 | 0.364 | 1 | 5 | cs | TRUE
131 | LV_2478-2_0_6_line_131 |  | 119 | 120 | 0.0016394 | 0.125 | 0.08 | 261 | 0 | 0.364 | 1 | 5 | cs | TRUE
132 | LV_2478-2_0_6_line_132 |  | 120 | 121 | 0.0015986 | 0.125 | 0.08 | 261 | 0 | 0.364 | 1 | 5 | cs | TRUE
133 | LV_2478-2_0_6_line_133 |  | 121 | 122 | 0.0068164 | 0.125 | 0.08 | 261 | 0 | 0.364 | 1 | 5 | cs | TRUE
134 | LV_2478-2_0_6_line_134 |  | 122 | 123 | 0.012173 | 0.125 | 0.08 | 261 | 0 | 0.364 | 1 | 5 | cs | TRUE
135 | LV_2478-2_0_6_line_135 |  | 123 | 124 | 0.012293 | 0.125 | 0.08 | 261 | 0 | 0.364 | 1 | 5 | cs | TRUE
136 | LV_2478-2_0_6_line_136 |  | 124 | 125 | 0.010032 | 0.125 | 0.08 | 261 | 0 | 0.364 | 1 | 5 | cs | TRUE
137 | LV_2478-2_0_6_line_137 |  | 125 | 149 | 0.0040719 | 0.125 | 0.08 | 261 | 0 | 0.364 | 1 | 5 | cs | TRUE
138 | LV_2478-2_0_6_line_138 |  | 127 | 182 | 0.0048762 | 0.125 | 0.08 | 261 | 0 | 0.364 | 1 | 1 | cs | TRUE
139 | LV_2478-2_0_6_line_139 |  | 128 | 129 | 0.031097 | 0.125 | 0.08 | 261 | 0 | 0.364 | 1 | 1 | cs | TRUE
140 | LV_2478-2_0_6_line_140 |  | 128 | 130 | 0.0091425 | 0.125 | 0.08 | 261 | 0 | 0.364 | 1 | 1 | cs | TRUE
141 | LV_2478-2_0_6_line_141 |  | 129 | 131 | 0.0070275 | 0.125 | 0.08 | 261 | 0 | 0.364 | 1 | 1 | cs | TRUE
142 | LV_2478-2_0_6_line_142 |  | 130 | 132 | 0.033176 | 0.125 | 0.08 | 261 | 0 | 0.364 | 1 | 1 | cs | TRUE
143 | LV_2478-2_0_6_line_143 |  | 130 | 133 | 0.015384 | 0.125 | 0.08 | 261 | 0 | 0.364 | 1 | 1 | cs | TRUE
144 | LV_2478-2_0_6_line_144 |  | 132 | 134 | 0.031414 | 0.125 | 0.08 | 261 | 0 | 0.364 | 1 | 1 | cs | TRUE
145 | LV_2478-2_0_6_line_145 |  | 133 | 135 | 0.022571 | 0.125 | 0.08 | 261 | 0 | 0.364 | 1 | 1 | cs | TRUE
146 | LV_2478-2_0_6_line_146 |  | 134 | 136 | 0.022934 | 0.125 | 0.08 | 261 | 0 | 0.364 | 1 | 1 | cs | TRUE
147 | LV_2478-2_0_6_line_147 |  | 135 | 137 | 0.018205 | 0.125 | 0.08 | 261 | 0 | 0.364 | 1 | 1 | cs | TRUE
148 | LV_2478-2_0_6_line_148 |  | 135 | 138 | 0.013241 | 0.125 | 0.08 | 261 | 0 | 0.364 | 1 | 1 | cs | TRUE
149 | LV_2478-2_0_6_line_149 |  | 136 | 139 | 0.0018023 | 0.125 | 0.08 | 261 | 0 | 0.364 | 1 | 1 | cs | TRUE
150 | LV_2478-2_0_6_line_150 |  | 137 | 140 | 0.022162 | 0.125 | 0.08 | 261 | 0 | 0.364 | 1 | 1 | cs | TRUE
151 | LV_2478-2_0_6_line_151 |  | 138 | 141 | 0.0086023 | 0.125 | 0.08 | 261 | 0 | 0.364 | 1 | 1 | cs | TRUE
152 | LV_2478-2_0_6_line_152 |  | 138 | 142 | 0.015843 | 0.125 | 0.08 | 261 | 0 | 0.364 | 1 | 1 | cs | TRUE
153 | LV_2478-2_0_6_line_153 |  | 139 | 206 | 0.036127 | 0.125 | 0.08 | 261 | 0 | 0.364 | 1 | 1 | cs | TRUE
154 | LV_2478-2_0_6_line_154 |  | 140 | 167 | 0.027814 | 0.125 | 0.08 | 261 | 0 | 0.364 | 1 | 1 | cs | TRUE
155 | LV_2478-2_0_6_line_155 |  | 141 | 182 | 0.0055742 | 0.125 | 0.08 | 261 | 0 | 0.364 | 1 | 1 | cs | TRUE
156 | LV_2478-2_0_6_line_156 |  | 142 | 211 | 0.013101 | 0.125 | 0.08 | 261 | 0 | 0.364 | 1 | 1 | cs | TRUE
157 | LV_2478-2_0_6_line_157 |  | 143 | 144 | 0.002142 | 0.125 | 0.08 | 261 | 0 | 0.364 | 1 | 1 | cs | TRUE
158 | LV_2478-2_0_6_line_158 |  | 143 | 145 | 0.0086712 | 0.125 | 0.08 | 261 | 0 | 0.364 | 1 | 1 | cs | TRUE
159 | LV_2478-2_0_6_line_159 |  | 145 | 146 | 0.0079153 | 0.125 | 0.08 | 261 | 0 | 0.364 | 1 | 1 | cs | TRUE
160 | LV_2478-2_0_6_line_160 |  | 146 | 147 | 0.017668 | 0.125 | 0.08 | 261 | 0 | 0.364 | 1 | 1 | cs | TRUE
161 | LV_2478-2_0_6_line_161 |  | 146 | 148 | 0.018602 | 0.125 | 0.08 | 261 | 0 | 0.364 | 1 | 1 | cs | TRUE
162 | LV_2478-2_0_6_line_162 |  | 148 | 150 | 0.019256 | 0.125 | 0.08 | 261 | 0 | 0.364 | 1 | 1 | cs | TRUE
163 | LV_2478-2_0_6_line_163 |  | 149 | 151 | 0.013404 | 0.125 | 0.08 | 261 | 0 | 0.364 | 1 | 5 | cs | TRUE
164 | LV_2478-2_0_6_line_164 |  | 149 | 152 | 0.0087982 | 0.125 | 0.08 | 261 | 0 | 0.364 | 1 | 1 | cs | TRUE
165 | LV_2478-2_0_6_line_165 |  | 150 | 154 | 0.013292 | 0.125 | 0.08 | 261 | 0 | 0.364 | 1 | 1 | cs | TRUE
166 | LV_2478-2_0_6_line_166 |  | 151 | 272 | 0.01426 | 0.125 | 0.08 | 261 | 0 | 0.364 | 1 | 1 | cs | TRUE
167 | LV_2478-2_0_6_line_167 |  | 151 | 273 | 0.0091543 | 0.125 | 0.08 | 261 | 0 | 0.364 | 1 | 5 | cs | TRUE
168 | LV_2478-2_0_6_line_168 |  | 152 | 205 | 0.008768 | 0.125 | 0.08 | 261 | 0 | 0.364 | 1 | 1 | cs | TRUE
169 | LV_2478-2_0_6_line_169 |  | 153 | 275 | 0.0052708 | 0.125 | 0.08 | 261 | 0 | 0.364 | 1 | 1 | cs | TRUE
170 | LV_2478-2_0_6_line_170 |  | 154 | 199 | 0.022277 | 0.125 | 0.08 | 261 | 0 | 0.364 | 1 | 1 | cs | TRUE
171 | LV_2478-2_0_6_line_171 |  | 154 | 177 | 0.029676 | 0.125 | 0.08 | 261 | 0 | 0.364 | 1 | 1 | cs | TRUE
172 | LV_2478-2_0_6_line_172 |  | 155 | 156 | 0.017572 | 0.125 | 0.08 | 261 | 0 | 0.364 | 1 | 1 | cs | TRUE
173 | LV_2478-2_0_6_line_173 |  | 156 | 157 | 0.0072484 | 0.125 | 0.08 | 261 | 0 | 0.364 | 1 | 1 | cs | TRUE
174 | LV_2478-2_0_6_line_174 |  | 157 | 158 | 0.016296 | 0.125 | 0.08 | 261 | 0 | 0.364 | 1 | 1 | cs | TRUE
175 | LV_2478-2_0_6_line_175 |  | 158 | 159 | 0.0072465 | 0.125 | 0.08 | 261 | 0 | 0.364 | 1 | 1 | cs | TRUE
176 | LV_2478-2_0_6_line_176 |  | 159 | 165 | 0.0039892 | 0.125 | 0.08 | 261 | 0 | 0.364 | 1 | 1 | cs | TRUE
177 | LV_2478-2_0_6_line_177 |  | 160 | 161 | 0.031393 | 0.125 | 0.08 | 261 | 0 | 0.364 | 1 | 1 | cs | TRUE
178 | LV_2478-2_0_6_line_178 |  | 161 | 162 | 0.035808 | 0.125 | 0.08 | 261 | 0 | 0.364 | 1 | 1 | cs | TRUE
179 | LV_2478-2_0_6_line_179 |  | 162 | 163 | 0.0079878 | 0.125 | 0.08 | 261 | 0 | 0.364 | 1 | 1 | cs | TRUE
180 | LV_2478-2_0_6_line_180 |  | 162 | 164 | 0.015199 | 0.125 | 0.08 | 261 | 0 | 0.364 | 1 | 1 | cs | TRUE
181 | LV_2478-2_0_6_line_181 |  | 163 | 166 | 0.016015 | 0.125 | 0.08 | 261 | 0 | 0.364 | 1 | 1 | cs | TRUE
182 | LV_2478-2_0_6_line_182 |  | 164 | 167 | 0.026023 | 0.125 | 0.08 | 261 | 0 | 0.364 | 1 | 1 | cs | TRUE
183 | LV_2478-2_0_6_line_183 |  | 165 | 197 | 0.036289 | 0.125 | 0.08 | 261 | 0 | 0.364 | 1 | 1 | cs | TRUE
184 | LV_2478-2_0_6_line_184 |  | 166 | 298 | 0.036098 | 0.125 | 0.08 | 261 | 0 | 0.364 | 1 | 1 | cs | TRUE
185 | LV_2478-2_0_6_line_185 |  | 168 | 169 | 0.017783 | 0.125 | 0.08 | 261 | 0 | 0.364 | 1 | 1 | cs | TRUE
186 | LV_2478-2_0_6_line_186 |  | 168 | 170 | 0.0047385 | 0.125 | 0.08 | 261 | 0 | 0.364 | 1 | 1 | cs | TRUE
187 | LV_2478-2_0_6_line_187 |  | 170 | 171 | 0.0049626 | 0.125 | 0.08 | 261 | 0 | 0.364 | 1 | 1 | cs | TRUE
188 | LV_2478-2_0_6_line_188 |  | 171 | 173 | 0.017811 | 0.125 | 0.08 | 261 | 0 | 0.364 | 1 | 1 | cs | TRUE
189 | LV_2478-2_0_6_line_189 |  | 172 | 174 | 0.01181 | 0.125 | 0.08 | 261 | 0 | 0.364 | 1 | 1 | cs | TRUE
190 | LV_2478-2_0_6_line_190 |  | 174 | 175 | 0.051087 | 0.125 | 0.08 | 261 | 0 | 0.364 | 1 | 1 | cs | TRUE
191 | LV_2478-2_0_6_line_191 |  | 176 | 177 | 0.030378 | 0.125 | 0.08 | 261 | 0 | 0.364 | 1 | 1 | cs | TRUE
192 | LV_2478-2_0_6_line_192 |  | 176 | 178 | 0.018676 | 0.125 | 0.08 | 261 | 0 | 0.364 | 1 | 1 | cs | TRUE
193 | LV_2478-2_0_6_line_193 |  | 178 | 180 | 0.027927 | 0.125 | 0.08 | 261 | 0 | 0.364 | 1 | 1 | cs | TRUE
194 | LV_2478-2_0_6_line_194 |  | 178 | 181 | 0.017934 | 0.125 | 0.08 | 261 | 0 | 0.364 | 1 | 1 | cs | TRUE
195 | LV_2478-2_0_6_line_195 |  | 179 | 313 | 0.0059917 | 0.125 | 0.08 | 261 | 0 | 0.364 | 1 | 1 | cs | TRUE
196 | LV_2478-2_0_6_line_196 |  | 180 | 237 | 0.0077445 | 0.125 | 0.08 | 261 | 0 | 0.364 | 1 | 1 | cs | TRUE
197 | LV_2478-2_0_6_line_197 |  | 183 | 203 | 0.0061184 | 0.125 | 0.08 | 261 | 0 | 0.364 | 1 | 1 | cs | TRUE
198 | LV_2478-2_0_6_line_198 |  | 184 | 185 | 0.029084 | 0.125 | 0.08 | 261 | 0 | 0.364 | 1 | 1 | cs | TRUE
199 | LV_2478-2_0_6_line_199 |  | 184 | 186 | 0.011442 | 0.125 | 0.08 | 261 | 0 | 0.364 | 1 | 1 | cs | TRUE
200 | LV_2478-2_0_6_line_200 |  | 185 | 187 | 0.041408 | 0.125 | 0.08 | 261 | 0 | 0.364 | 1 | 1 | cs | TRUE
201 | LV_2478-2_0_6_line_201 |  | 186 | 188 | 0.017886 | 0.125 | 0.08 | 261 | 0 | 0.364 | 1 | 1 | cs | TRUE
202 | LV_2478-2_0_6_line_202 |  | 186 | 189 | 0.049129 | 0.125 | 0.08 | 261 | 0 | 0.364 | 1 | 1 | cs | TRUE
203 | LV_2478-2_0_6_line_203 |  | 187 | 190 | 0.034019 | 0.125 | 0.08 | 261 | 0 | 0.364 | 1 | 1 | cs | TRUE
204 | LV_2478-2_0_6_line_204 |  | 188 | 191 | 0.0034641 | 0.125 | 0.08 | 261 | 0 | 0.364 | 1 | 1 | cs | TRUE
205 | LV_2478-2_0_6_line_205 |  | 189 | 192 | 0.0082934 | 0.125 | 0.08 | 261 | 0 | 0.364 | 1 | 1 | cs | TRUE
206 | LV_2478-2_0_6_line_206 |  | 191 | 193 | 0.041777 | 0.125 | 0.08 | 261 | 0 | 0.364 | 1 | 1 | cs | TRUE
207 | LV_2478-2_0_6_line_207 |  | 192 | 194 | 0.023583 | 0.125 | 0.08 | 261 | 0 | 0.364 | 1 | 1 | cs | TRUE
208 | LV_2478-2_0_6_line_208 |  | 192 | 195 | 0.0041694 | 0.125 | 0.08 | 261 | 0 | 0.364 | 1 | 1 | cs | TRUE
209 | LV_2478-2_0_6_line_209 |  | 193 | 196 | 0.0154 | 0.125 | 0.08 | 261 | 0 | 0.364 | 1 | 1 | cs | TRUE
210 | LV_2478-2_0_6_line_210 |  | 193 | 197 | 0.013092 | 0.125 | 0.08 | 261 | 0 | 0.364 | 1 | 1 | cs | TRUE
211 | LV_2478-2_0_6_line_211 |  | 194 | 198 | 0.015318 | 0.125 | 0.08 | 261 | 0 | 0.364 | 1 | 1 | cs | TRUE
212 | LV_2478-2_0_6_line_212 |  | 196 | 268 | 0.0038597 | 0.125 | 0.08 | 261 | 0 | 0.364 | 1 | 1 | cs | TRUE
213 | LV_2478-2_0_6_line_213 |  | 198 | 264 | 0.0099959 | 0.125 | 0.08 | 261 | 0 | 0.364 | 1 | 1 | cs | TRUE
214 | LV_2478-2_0_6_line_214 |  | 199 | 200 | 0.0083334 | 0.125 | 0.08 | 261 | 0 | 0.364 | 1 | 1 | cs | TRUE
215 | LV_2478-2_0_6_line_215 |  | 200 | 201 | 0.018533 | 0.125 | 0.08 | 261 | 0 | 0.364 | 1 | 1 | cs | TRUE
216 | LV_2478-2_0_6_line_216 |  | 201 | 202 | 0.0088495 | 0.125 | 0.08 | 261 | 0 | 0.364 | 1 | 1 | cs | TRUE
217 | LV_2478-2_0_6_line_217 |  | 202 | 240 | 0.0068732 | 0.125 | 0.08 | 261 | 0 | 0.364 | 1 | 2 | cs | TRUE
218 | LV_2478-2_0_6_line_218 |  | 202 | 238 | 0.010089 | 0.125 | 0.08 | 261 | 0 | 0.364 | 1 | 2 | cs | TRUE
219 | LV_2478-2_0_6_line_219 |  | 203 | 204 | 0.015987 | 0.125 | 0.08 | 261 | 0 | 0.364 | 1 | 1 | cs | TRUE
220 | LV_2478-2_0_6_line_220 |  | 204 | 205 | 0.010258 | 0.125 | 0.08 | 261 | 0 | 0.364 | 1 | 1 | cs | TRUE
221 | LV_2478-2_0_6_line_221 |  | 206 | 207 | 0.038165 | 0.125 | 0.08 | 261 | 0 | 0.364 | 1 | 1 | cs | TRUE
222 | LV_2478-2_0_6_line_222 |  | 207 | 208 | 0.023809 | 0.125 | 0.08 | 261 | 0 | 0.364 | 1 | 1 | cs | TRUE
223 | LV_2478-2_0_6_line_223 |  | 208 | 209 | 0.0042668 | 0.125 | 0.08 | 261 | 0 | 0.364 | 1 | 1 | cs | TRUE
224 | LV_2478-2_0_6_line_224 |  | 209 | 210 | 0.021874 | 0.125 | 0.08 | 261 | 0 | 0.364 | 1 | 1 | cs | TRUE
225 | LV_2478-2_0_6_line_225 |  | 211 | 212 | 0.019885 | 0.125 | 0.08 | 261 | 0 | 0.364 | 1 | 1 | cs | TRUE
226 | LV_2478-2_0_6_line_226 |  | 212 | 213 | 0.0090839 | 0.125 | 0.08 | 261 | 0 | 0.364 | 1 | 1 | cs | TRUE
227 | LV_2478-2_0_6_line_227 |  | 213 | 214 | 0.027001 | 0.125 | 0.08 | 261 | 0 | 0.364 | 1 | 1 | cs | TRUE
228 | LV_2478-2_0_6_line_228 |  | 214 | 215 | 0.014518 | 0.125 | 0.08 | 261 | 0 | 0.364 | 1 | 1 | cs | TRUE
229 | LV_2478-2_0_6_line_229 |  | 216 | 217 | 0.012603 | 0.125 | 0.08 | 261 | 0 | 0.364 | 1 | 1 | cs | TRUE
230 | LV_2478-2_0_6_line_230 |  | 217 | 218 | 0.011382 | 0.125 | 0.08 | 261 | 0 | 0.364 | 1 | 1 | cs | TRUE
231 | LV_2478-2_0_6_line_231 |  | 218 | 219 | 0.00872 | 0.125 | 0.08 | 261 | 0 | 0.364 | 1 | 1 | cs | TRUE
232 | LV_2478-2_0_6_line_232 |  | 218 | 220 | 0.018439 | 0.125 | 0.08 | 261 | 0 | 0.364 | 1 | 1 | cs | TRUE
233 | LV_2478-2_0_6_line_233 |  | 220 | 221 | 0.020772 | 0.125 | 0.08 | 261 | 0 | 0.364 | 1 | 1 | cs | TRUE
234 | LV_2478-2_0_6_line_234 |  | 220 | 222 | 0.035272 | 0.125 | 0.08 | 261 | 0 | 0.364 | 1 | 1 | cs | TRUE
235 | LV_2478-2_0_6_line_235 |  | 221 | 223 | 0.020602 | 0.125 | 0.08 | 261 | 0 | 0.364 | 1 | 1 | cs | TRUE
236 | LV_2478-2_0_6_line_236 |  | 221 | 224 | 0.0055797 | 0.125 | 0.08 | 261 | 0 | 0.364 | 1 | 1 | cs | TRUE
237 | LV_2478-2_0_6_line_237 |  | 222 | 225 | 0.0065684 | 0.125 | 0.08 | 261 | 0 | 0.364 | 1 | 1 | cs | TRUE
238 | LV_2478-2_0_6_line_238 |  | 223 | 247 | 0.0057081 | 0.125 | 0.08 | 261 | 0 | 0.364 | 1 | 1 | cs | TRUE
239 | LV_2478-2_0_6_line_239 |  | 225 | 244 | 0.022372 | 0.125 | 0.08 | 261 | 0 | 0.364 | 1 | 1 | cs | TRUE
240 | LV_2478-2_0_6_line_240 |  | 226 | 227 | 0.0063584 | 0.125 | 0.08 | 261 | 0 | 0.364 | 1 | 5 | cs | TRUE
241 | LV_2478-2_0_6_line_241 |  | 227 | 228 | 0.00057647 | 0.125 | 0.08 | 261 | 0 | 0.364 | 1 | 5 | cs | TRUE
242 | LV_2478-2_0_6_line_242 |  | 228 | 230 | 0.010112 | 0.125 | 0.08 | 261 | 0 | 0.364 | 1 | 5 | cs | TRUE
243 | LV_2478-2_0_6_line_243 |  | 229 | 231 | 0.014221 | 0.125 | 0.08 | 261 | 0 | 0.364 | 1 | 5 | cs | TRUE
244 | LV_2478-2_0_6_line_244 |  | 230 | 232 | 0.0033972 | 0.125 | 0.08 | 261 | 0 | 0.364 | 1 | 5 | cs | TRUE
245 | LV_2478-2_0_6_line_245 |  | 231 | 233 | 0.036479 | 0.125 | 0.08 | 261 | 0 | 0.364 | 1 | 5 | cs | TRUE
246 | LV_2478-2_0_6_line_246 |  | 232 | 234 | 0.010345 | 0.125 | 0.08 | 261 | 0 | 0.364 | 1 | 5 | cs | TRUE
247 | LV_2478-2_0_6_line_247 |  | 233 | 235 | 0.01914 | 0.125 | 0.08 | 261 | 0 | 0.364 | 1 | 5 | cs | TRUE
248 | LV_2478-2_0_6_line_248 |  | 234 | 259 | 0.0075489 | 0.125 | 0.08 | 261 | 0 | 0.364 | 1 | 5 | cs | TRUE
249 | LV_2478-2_0_6_line_249 |  | 235 | 289 | 0.022252 | 0.125 | 0.08 | 261 | 0 | 0.364 | 1 | 5 | cs | TRUE
250 | LV_2478-2_0_6_line_250 |  | 236 | 297 | 0.0071223 | 0.125 | 0.08 | 261 | 0 | 0.364 | 1 | 5 | cs | TRUE
251 | LV_2478-2_0_6_line_251 |  | 237 | 239 | 0.016265 | 0.125 | 0.08 | 261 | 0 | 0.364 | 1 | 1 | cs | TRUE
252 | LV_2478-2_0_6_line_252 |  | 239 | 241 | 0.0027335 | 0.125 | 0.08 | 261 | 0 | 0.364 | 1 | 1 | cs | TRUE
253 | LV_2478-2_0_6_line_253 |  | 240 | 242 | 0.0042818 | 0.125 | 0.08 | 261 | 0 | 0.364 | 1 | 5 | cs | TRUE
254 | LV_2478-2_0_6_line_254 |  | 241 | 271 | 0.017607 | 0.125 | 0.08 | 261 | 0 | 0.364 | 1 | 1 | cs | TRUE
255 | LV_2478-2_0_6_line_255 |  | 242 | 243 | 0.015712 | 0.125 | 0.08 | 261 | 0 | 0.364 | 1 | 5 | cs | TRUE
256 | LV_2478-2_0_6_line_256 |  | 243 | 274 | 0.015989 | 0.125 | 0.08 | 261 | 0 | 0.364 | 1 | 5 | cs | TRUE
257 | LV_2478-2_0_6_line_257 |  | 244 | 245 | 0.0055158 | 0.125 | 0.08 | 261 | 0 | 0.364 | 1 | 1 | cs | TRUE
258 | LV_2478-2_0_6_line_258 |  | 245 | 246 | 0.014923 | 0.125 | 0.08 | 261 | 0 | 0.364 | 1 | 1 | cs | TRUE
259 | LV_2478-2_0_6_line_259 |  | 246 | 248 | 0.0012657 | 0.125 | 0.08 | 261 | 0 | 0.364 | 1 | 1 | cs | TRUE
260 | LV_2478-2_0_6_line_260 |  | 249 | 250 | 0.017546 | 0.125 | 0.08 | 261 | 0 | 0.364 | 1 | 5 | cs | TRUE
261 | LV_2478-2_0_6_line_261 |  | 249 | 251 | 0.018231 | 0.125 | 0.08 | 261 | 0 | 0.364 | 1 | 5 | cs | TRUE
262 | LV_2478-2_0_6_line_262 |  | 250 | 252 | 0.0071761 | 0.125 | 0.08 | 261 | 0 | 0.364 | 1 | 5 | cs | TRUE
263 | LV_2478-2_0_6_line_263 |  | 251 | 253 | 0.00015267 | 0.125 | 0.08 | 261 | 0 | 0.364 | 1 | 5 | cs | TRUE
264 | LV_2478-2_0_6_line_264 |  | 252 | 254 | 0.0068802 | 0.125 | 0.08 | 261 | 0 | 0.364 | 1 | 5 | cs | TRUE
265 | LV_2478-2_0_6_line_265 |  | 253 | 255 | 0.033497 | 0.125 | 0.08 | 261 | 0 | 0.364 | 1 | 5 | cs | TRUE
266 | LV_2478-2_0_6_line_266 |  | 254 | 256 | 0.003737 | 0.125 | 0.08 | 261 | 0 | 0.364 | 1 | 5 | cs | TRUE
267 | LV_2478-2_0_6_line_267 |  | 255 | 257 | 0.0053331 | 0.125 | 0.08 | 261 | 0 | 0.364 | 1 | 5 | cs | TRUE
268 | LV_2478-2_0_6_line_268 |  | 256 | 258 | 0.024183 | 0.125 | 0.08 | 261 | 0 | 0.364 | 1 | 5 | cs | TRUE
269 | LV_2478-2_0_6_line_269 |  | 257 | 259 | 0.022291 | 0.125 | 0.08 | 261 | 0 | 0.364 | 1 | 5 | cs | TRUE
270 | LV_2478-2_0_6_line_270 |  | 258 | 291 | 0.010955 | 0.125 | 0.08 | 261 | 0 | 0.364 | 1 | 5 | cs | TRUE
271 | LV_2478-2_0_6_line_271 |  | 260 | 261 | 0.021186 | 0.125 | 0.08 | 261 | 0 | 0.364 | 1 | 1 | cs | TRUE
272 | LV_2478-2_0_6_line_272 |  | 260 | 262 | 0.016283 | 0.125 | 0.08 | 261 | 0 | 0.364 | 1 | 1 | cs | TRUE
273 | LV_2478-2_0_6_line_273 |  | 262 | 263 | 0.01871 | 0.125 | 0.08 | 261 | 0 | 0.364 | 1 | 1 | cs | TRUE
274 | LV_2478-2_0_6_line_274 |  | 262 | 264 | 0.006001 | 0.125 | 0.08 | 261 | 0 | 0.364 | 1 | 1 | cs | TRUE
275 | LV_2478-2_0_6_line_275 |  | 263 | 265 | 0.0098248 | 0.125 | 0.08 | 261 | 0 | 0.364 | 1 | 1 | cs | TRUE
276 | LV_2478-2_0_6_line_276 |  | 264 | 266 | 0.044337 | 0.125 | 0.08 | 261 | 0 | 0.364 | 1 | 1 | cs | TRUE
277 | LV_2478-2_0_6_line_277 |  | 267 | 294 | 0.018843 | 0.125 | 0.08 | 261 | 0 | 0.364 | 1 | 1 | cs | TRUE
278 | LV_2478-2_0_6_line_278 |  | 268 | 269 | 0.01211 | 0.125 | 0.08 | 261 | 0 | 0.364 | 1 | 1 | cs | TRUE
279 | LV_2478-2_0_6_line_279 |  | 269 | 270 | 0.024837 | 0.125 | 0.08 | 261 | 0 | 0.364 | 1 | 1 | cs | TRUE
280 | LV_2478-2_0_6_line_280 |  | 270 | 306 | 0.015303 | 0.125 | 0.08 | 261 | 0 | 0.364 | 1 | 1 | cs | TRUE
281 | LV_2478-2_0_6_line_281 |  | 270 | 303 | 0.0014696 | 0.125 | 0.08 | 261 | 0 | 0.364 | 1 | 1 | cs | TRUE
282 | LV_2478-2_0_6_line_282 |  | 273 | 274 | 0.0054198 | 0.125 | 0.08 | 261 | 0 | 0.364 | 1 | 5 | cs | TRUE
283 | LV_2478-2_0_6_line_283 |  | 276 | 277 | 0.025075 | 0.125 | 0.08 | 261 | 0 | 0.364 | 1 | 5 | cs | TRUE
284 | LV_2478-2_0_6_line_284 |  | 276 | 278 | 0.01962 | 0.125 | 0.08 | 261 | 0 | 0.364 | 1 | 5 | cs | TRUE
285 | LV_2478-2_0_6_line_285 |  | 277 | 279 | 0.0079917 | 0.125 | 0.08 | 261 | 0 | 0.364 | 1 | 5 | cs | TRUE
286 | LV_2478-2_0_6_line_286 |  | 278 | 280 | 0.023172 | 0.125 | 0.08 | 261 | 0 | 0.364 | 1 | 5 | cs | TRUE
287 | LV_2478-2_0_6_line_287 |  | 280 | 281 | 0.0054962 | 0.125 | 0.08 | 261 | 0 | 0.364 | 1 | 5 | cs | TRUE
288 | LV_2478-2_0_6_line_288 |  | 280 | 282 | 0.0091501 | 0.125 | 0.08 | 261 | 0 | 0.364 | 1 | 1 | cs | TRUE
289 | LV_2478-2_0_6_line_289 |  | 281 | 283 | 0.013003 | 0.125 | 0.08 | 261 | 0 | 0.364 | 1 | 5 | cs | TRUE
290 | LV_2478-2_0_6_line_290 |  | 282 | 284 | 0.017536 | 0.125 | 0.08 | 261 | 0 | 0.364 | 1 | 1 | cs | TRUE
291 | LV_2478-2_0_6_line_291 |  | 283 | 285 | 0.01111 | 0.125 | 0.08 | 261 | 0 | 0.364 | 1 | 5 | cs | TRUE
292 | LV_2478-2_0_6_line_292 |  | 285 | 286 | 0.0037635 | 0.125 | 0.08 | 261 | 0 | 0.364 | 1 | 5 | cs | TRUE
293 | LV_2478-2_0_6_line_293 |  | 286 | 287 | 0.011199 | 0.125 | 0.08 | 261 | 0 | 0.364 | 1 | 1 | cs | TRUE
294 | LV_2478-2_0_6_line_294 |  | 286 | 288 | 0.02017 | 0.125 | 0.08 | 261 | 0 | 0.364 | 1 | 5 | cs | TRUE
295 | LV_2478-2_0_6_line_295 |  | 288 | 289 | 0.025044 | 0.125 | 0.08 | 261 | 0 | 0.364 | 1 | 5 | cs | TRUE
296 | LV_2478-2_0_6_line_296 |  | 290 | 291 | 0.019167 | 0.125 | 0.08 | 261 | 0 | 0.364 | 1 | 5 | cs | TRUE
297 | LV_2478-2_0_6_line_297 |  | 290 | 292 | 0.015183 | 0.125 | 0.08 | 261 | 0 | 0.364 | 1 | 1 | cs | TRUE
298 | LV_2478-2_0_6_line_298 |  | 292 | 295 | 0.010251 | 0.125 | 0.08 | 261 | 0 | 0.364 | 1 | 1 | cs | TRUE
299 | LV_2478-2_0_6_line_299 |  | 293 | 294 | 0.0076918 | 0.125 | 0.08 | 261 | 0 | 0.364 | 1 | 1 | cs | TRUE
300 | LV_2478-2_0_6_line_300 |  | 296 | 310 | 0.016877 | 0.125 | 0.08 | 261 | 0 | 0.364 | 1 | 1 | cs | TRUE
301 | LV_2478-2_0_6_line_301 |  | 297 | 309 | 0.0071277 | 0.125 | 0.08 | 261 | 0 | 0.364 | 1 | 5 | cs | TRUE
302 | LV_2478-2_0_6_line_302 |  | 298 | 299 | 0.018613 | 0.125 | 0.08 | 261 | 0 | 0.364 | 1 | 1 | cs | TRUE
303 | LV_2478-2_0_6_line_303 |  | 299 | 300 | 0.0042457 | 0.125 | 0.08 | 261 | 0 | 0.364 | 1 | 1 | cs | TRUE
304 | LV_2478-2_0_6_line_304 |  | 301 | 302 | 0.010301 | 0.125 | 0.08 | 261 | 0 | 0.364 | 1 | 1 | cs | TRUE
305 | LV_2478-2_0_6_line_305 |  | 302 | 306 | 0.0036985 | 0.125 | 0.08 | 261 | 0 | 0.364 | 1 | 1 | cs | TRUE
306 | LV_2478-2_0_6_line_306 |  | 303 | 304 | 0.009397 | 0.125 | 0.08 | 261 | 0 | 0.364 | 1 | 1 | cs | TRUE
307 | LV_2478-2_0_6_line_307 |  | 304 | 305 | 0.014124 | 0.125 | 0.08 | 261 | 0 | 0.364 | 1 | 1 | cs | TRUE
308 | LV_2478-2_0_6_line_308 |  | 305 | 307 | 0.0082188 | 0.125 | 0.08 | 261 | 0 | 0.364 | 1 | 5 | cs | TRUE
309 | LV_2478-2_0_6_line_309 |  | 307 | 308 | 0.0019173 | 0.125 | 0.08 | 261 | 0 | 0.364 | 1 | 5 | cs | TRUE
310 | LV_2478-2_0_6_line_310 |  | 308 | 309 | 0.0056953 | 0.125 | 0.08 | 261 | 0 | 0.364 | 1 | 5 | cs | TRUE
311 | LV_2478-2_0_6_line_311 |  | 310 | 311 | 0.016041 | 0.125 | 0.08 | 261 | 0 | 0.364 | 1 | 1 | cs | TRUE
312 | LV_2478-2_0_6_line_312 |  | 311 | 312 | 0.010217 | 0.125 | 0.08 | 261 | 0 | 0.364 | 1 | 1 | cs | TRUE

## trafo
| name | std_type | hv_bus | lv_bus | sn_mva | vn_hv_kv | vn_lv_kv | vk_percent | vkr_percent | pfe_kw | i0_percent | shift_degree | tap_side | tap_neutral | tap_min | tap_max | tap_step_percent | tap_step_degree | tap_pos | tap_phase_shifter | parallel | df | in_service
0 | LV_2478-2_0_6_trafo_285 | 0.63 MVA 20/0.4 kV | 314 | 305 | 0.63 | 20 | 0.4 | 6 | 1.206 | 1.65 | 0.2619 | 150 | hv | 0 | -2 | 2 | 2.5 | 0 | 0 | FALSE | 1 | 1 | TRUE

## line_geodata
| x0 | y0 | x1 | y1 | x2 | y2 | x3 | y3 | x4 | y4 | x5 | y5 | x6 | y6
0 | 2619076.4468 | 1257948.333 | 2619071.3534 | 1257953.8396
1 | 2619076.4468 | 1257948.333 | 2619080.3696 | 1257944.0919
2 | 2619070.4774 | 1257954.7866 | 2619071.3534 | 1257953.8396
3 | 2619080.3696 | 1257944.0919 | 2619080.8607 | 1257943.561
4 | 2619064.2176 | 1257961.3638 | 2619067.5002 | 1257958.0054 | 2619070.4774 | 1257954.7866
5 | 2619080.8607 | 1257943.561 | 2619083.5986 | 1257940.601 | 2619087.3972 | 1257936.1991 | 2619088.4154 | 1257934.518
6 | 2619064.2176 | 1257961.3638 | 2619073.1328 | 1257969.6546
7 | 2619088.4154 | 1257934.518 | 2619088.9101 | 1257933.7012
8 | 2619073.1328 | 1257969.6546 | 2619073.3503 | 1257969.8569
9 | 2619092.8495 | 1257926.4748 | 2619090.6032 | 1257930.9058 | 2619088.9101 | 1257933.7012
10 | 2619046.9025 | 1257979.6984 | 2619051.6915 | 1257974.913
11 | 2619046.9025 | 1257979.6984 | 2619041.2983 | 1257985.3064 | 2619032.0032 | 1257997.0067 | 2619030.7874 | 1257998.7046
12 | 2619046.9025 | 1257979.6984 | 2619043.0027 | 1257975.7054 | 2619040.6003 | 1257972.6067 | 2619035.2848 | 1257965.5743
13 | 2619073.3503 | 1257969.8569 | 2619077.17 | 1257973.4091
14 | 2619092.8495 | 1257926.4748 | 2619093.3269 | 1257925.5332 | 2619094.5979 | 1257922.8344
15 | 2619173.1407 | 1257789.5736 | 2619170.0637 | 1257790.2311
16 | 2619191.0672 | 1257785.743 | 2619173.1407 | 1257789.5736
17 | 2619191.0672 | 1257785.743 | 2619189.9795 | 1257805.0414
18 | 2619191.0672 | 1257785.743 | 2619191.0695 | 1257785.0105
19 | 2619190.912 | 1257833.7193 | 2619187.8041 | 1257827.3049 | 2619186.9407 | 1257821.5316 | 2619188.1125 | 1257813.5189 | 2619189.9795 | 1257805.0414
20 | 2619189.5518 | 1257760.5303 | 2619189.8405 | 1257764.1023 | 2619191.0857 | 1257780.0059 | 2619191.0695 | 1257785.0105
21 | 2619108.5302 | 1257774.1468 | 2619112.0204 | 1257776.5708 | 2619116.6097 | 1257777.1971 | 2619118.3003 | 1257778.9593 | 2619131.0393 | 1257781.8813
22 | 2619108.5302 | 1257774.1468 | 2619103.8378 | 1257776.7172
23 | 2619108.5302 | 1257774.1468 | 2619109.2967 | 1257770.2244 | 2619109.1461 | 1257769.4708
24 | 2619190.912 | 1257833.7193 | 2619186.7165 | 1257837.3796
25 | 2619102.8227 | 1257777.2733 | 2619103.8378 | 1257776.7172
26 | 2619107.0263 | 1257758.865 | 2619109.1461 | 1257769.4708
27 | 2619186.7165 | 1257837.3796 | 2619183.3064 | 1257840.3547 | 2619183.0236 | 1257840.6597
28 | 2619102.8227 | 1257777.2733 | 2619101.2622 | 1257778.1281
29 | 2619180.4013 | 1257843.4876 | 2619183.0236 | 1257840.6597
30 | 2619225.0115 | 1257817.1073 | 2619226.8144 | 1257821.4383 | 2619228.3499 | 1257824.5231 | 2619231.6896 | 1257829.1704 | 2619233.3615 | 1257830.3995
31 | 2619225.0115 | 1257817.1073 | 2619240.9455 | 1257810.9241
32 | 2619255.7545 | 1257847.1654 | 2619245.5433 | 1257839.3555 | 2619233.3615 | 1257830.3995
33 | 2619240.9455 | 1257810.9241 | 2619257.2392 | 1257804.6012
34 | 2619409.6104 | 1257846.853 | 2619429.1199 | 1257849.5416
35 | 2619409.6104 | 1257846.853 | 2619403.0265 | 1257845.9457
36 | 2619429.3095 | 1257849.5677 | 2619429.1199 | 1257849.5416
37 | 2619403.0265 | 1257845.9457 | 2619402.7886 | 1257845.9129
38 | 2619451.0811 | 1257852.568 | 2619429.3095 | 1257849.5677
39 | 2619388.1024 | 1257843.7692 | 2619395.2102 | 1257844.8685 | 2619402.7886 | 1257845.9129
40 | 2619451.0811 | 1257852.568 | 2619452.4556 | 1257852.7574
41 | 2619388.1024 | 1257843.7692 | 2619369.8092 | 1257840.94
42 | 2619472.2408 | 1257855.508 | 2619453.4746 | 1257852.8979 | 2619452.4556 | 1257852.7574
43 | 2619369.8092 | 1257840.94 | 2619367.9633 | 1257840.6545 | 2619364.6277 | 1257840.5916
44 | 2619472.2408 | 1257855.508 | 2619475.5206 | 1257855.9642
45 | 2619347.3013 | 1257842.3105 | 2619352.8541 | 1257841.0388 | 2619359.3996 | 1257840.4931 | 2619364.6277 | 1257840.5916
46 | 2619270.6861 | 1257799.3831 | 2619257.2392 | 1257804.6012
47 | 2619299.3601 | 1257788.256 | 2619270.6861 | 1257799.3831
48 | 2619299.3601 | 1257788.256 | 2619314.2042 | 1257782.4957 | 2619332.4913 | 1257779.4911
49 | 2619255.7545 | 1257847.1654 | 2619266.3047 | 1257855.2345
50 | 2619332.4913 | 1257779.4911 | 2619336.1016 | 1257778.8979 | 2619367.1219 | 1257780.7774
51 | 2619287.2382 | 1257870.345 | 2619267.9385 | 1257856.4841 | 2619266.3047 | 1257855.2345
52 | 2619394.9465 | 1257782.4633 | 2619367.1219 | 1257780.7774
53 | 2619173.399 | 1257851.9091 | 2619175.2267 | 1257849.0678 | 2619180.4013 | 1257843.4876
54 | 2619287.2382 | 1257870.345 | 2619292.7125 | 1257874.6546
55 | 2619063.8096 | 1257753.4151 | 2619064.4866 | 1257754.4901
56 | 2619065.0489 | 1257755.3832 | 2619064.4866 | 1257754.4901
57 | 2619063.8096 | 1257753.4151 | 2619063.8002 | 1257753.4001 | 2619059.8842 | 1257746.5828
58 | 2619075.2343 | 1257771.3702 | 2619068.9007 | 1257761.4997 | 2619065.0489 | 1257755.3832
59 | 2619059.8842 | 1257746.5828 | 2619057.6001 | 1257742.6063 | 2619057.0287 | 1257740.4477
60 | 2619075.2343 | 1257771.3702 | 2619081.491 | 1257781.1206
61 | 2619085.2012 | 1257786.9026 | 2619081.491 | 1257781.1206
62 | 2619088.3528 | 1257791.5047 | 2619085.2012 | 1257786.9026
63 | 2619088.3528 | 1257791.5047 | 2619097.04 | 1257781.1486
64 | 2619088.3528 | 1257791.5047 | 2619092.4991 | 1257800.9021 | 2619092.8861 | 1257801.8241
65 | 2618930.3653 | 1257780.2501 | 2618929.3993 | 1257780.2993 | 2618921.2522 | 1257780.0721
66 | 2618921.2522 | 1257780.0721 | 2618846.9573 | 1257795.78
67 | 2618930.3653 | 1257780.2501 | 2618933.8731 | 1257780.0713
68 | 2618948.8971 | 1257777.304 | 2618941.1017 | 1257779.7029 | 2618933.8731 | 1257780.0713
69 | 2618948.8971 | 1257777.304 | 2618950.504 | 1257781.7009 | 2618951.6016 | 1257785.0067 | 2618953.0023 | 1257793.3448
70 | 2618948.8971 | 1257777.304 | 2618951.0034 | 1257776.399 | 2618956.5969 | 1257771.8026 | 2618963.1013 | 1257765.2968 | 2618965.2438 | 1257762.4906
71 | 2618953.0023 | 1257793.3448 | 2618953.4422 | 1257795.9635
72 | 2618965.2438 | 1257762.4906 | 2618970.3461 | 1257767.7104 | 2618981.9635 | 1257794.8609
73 | 2618965.2438 | 1257762.4906 | 2618967.9011 | 1257758.9968 | 2618973.9994 | 1257749.7989 | 2618976.0914 | 1257746.728
74 | 2618954.4044 | 1257801.6917 | 2618953.4422 | 1257795.9635
75 | 2618987.4154 | 1257828.6171 | 2618986.4764 | 1257813.4372 | 2618982.5659 | 1257796.2687 | 2618981.9635 | 1257794.8609
76 | 2619519.8242 | 1257888.5211 | 2619520.4441 | 1257882.9564
77 | 2619522.7333 | 1257862.4094 | 2619520.4441 | 1257882.9564
78 | 2619519.8242 | 1257888.5211 | 2619519.7102 | 1257889.5437
79 | 2619522.7333 | 1257862.4094 | 2619523.0421 | 1257859.4198
80 | 2619522.7333 | 1257862.4094 | 2619499.569 | 1257859.309 | 2619495.4707 | 1257858.739
81 | 2619519.7102 | 1257889.5437 | 2619519.0123 | 1257895.8086 | 2619518.561 | 1257900.4397
82 | 2619523.0421 | 1257859.4198 | 2619523.6288 | 1257853.7399 | 2619524.9993 | 1257840.2955
83 | 2619489.1271 | 1257857.8567 | 2619495.4707 | 1257858.739
84 | 2619518.0374 | 1257905.8134 | 2619518.561 | 1257900.4397
85 | 2619524.9993 | 1257840.2955 | 2619527.5539 | 1257815.2348
86 | 2619489.1271 | 1257857.8567 | 2619478.5537 | 1257856.386
87 | 2619515.8367 | 1257928.3979 | 2619518.0374 | 1257905.8134
88 | 2619530.1842 | 1257790.6411 | 2619528.5835 | 1257805.1345 | 2619527.5539 | 1257815.2348
89 | 2619475.5206 | 1257855.9642 | 2619478.5537 | 1257856.386
90 | 2619515.8367 | 1257928.3979 | 2619513.8815 | 1257945.7642
91 | 2619515.8367 | 1257928.3979 | 2619499.9971 | 1257926.3 | 2619485.792 | 1257923.8034
92 | 2619530.1842 | 1257790.6411 | 2619536.3643 | 1257791.2174 | 2619557.2884 | 1257792.4649 | 2619567.1625 | 1257793.0534
93 | 2619248.6141 | 1257919.2012 | 2619240.1372 | 1257912.8678
94 | 2619227.5841 | 1257903.1637 | 2619235.5005 | 1257909.4035 | 2619240.1372 | 1257912.8678
95 | 2619278.4423 | 1257940.9105 | 2619269.3007 | 1257933.7962 | 2619253.3017 | 1257922.7035 | 2619248.6141 | 1257919.2012
96 | 2619227.5841 | 1257903.1637 | 2619223.1472 | 1257899.6666
97 | 2619285.4983 | 1257946.4017 | 2619278.4423 | 1257940.9105
98 | 2619217.4164 | 1257895.4826 | 2619220.4011 | 1257897.5021 | 2619223.1472 | 1257899.6666
99 | 2619285.4983 | 1257946.4017 | 2619281.2785 | 1257962.043 | 2619278.5979 | 1257986.5953 | 2619278.5979 | 1257986.5953
100 | 2619285.4983 | 1257946.4017 | 2619294.0902 | 1257952.6471
101 | 2619217.4164 | 1257895.4826 | 2619209.8999 | 1257890.3967 | 2619204.5383 | 1257887.4435
102 | 2619278.5979 | 1257986.5953 | 2619283.129 | 1257993.448 | 2619291.1325 | 1257997.8271
103 | 2619310.721 | 1257962.516 | 2619301.6007 | 1257958.1064 | 2619294.0902 | 1257952.6471
104 | 2619196.7746 | 1257883.4858 | 2619199.1988 | 1257884.5025 | 2619204.5383 | 1257887.4435
105 | 2619316.0075 | 1258008.4376 | 2619296.2531 | 1258000.6288 | 2619291.1325 | 1257997.8271
106 | 2619316.7724 | 1257965.4229 | 2619314.404 | 1257964.2967 | 2619310.721 | 1257962.516
107 | 2619193.3596 | 1257882.0536 | 2619196.7746 | 1257883.4858
108 | 2619020.2712 | 1257945.2749 | 2619024.1977 | 1257950.9062 | 2619025.4787 | 1257952.6009
109 | 2619025.7132 | 1257952.9111 | 2619025.4787 | 1257952.6009
110 | 2619020.2712 | 1257945.2749 | 2619015.2001 | 1257938.002 | 2619015.2001 | 1257938.002
111 | 2619030.1139 | 1257958.7333 | 2619025.7132 | 1257952.9111
112 | 2619015.2001 | 1257938.002 | 2619016.658 | 1257932.3806 | 2619016.8083 | 1257929.1051
113 | 2619030.158 | 1257958.7917 | 2619030.1139 | 1257958.7333
114 | 2619016.8083 | 1257929.1051 | 2619017.5171 | 1257913.6597 | 2619017.5171 | 1257913.6597
115 | 2619030.158 | 1257958.7917 | 2619033.2418 | 1257962.8714
116 | 2619023.4681 | 1257898.6503 | 2619017.5171 | 1257913.6597
117 | 2619033.3895 | 1257963.0669 | 2619033.2418 | 1257962.8714
118 | 2619027.0799 | 1257881.9912 | 2619027.9295 | 1257887.3975 | 2619023.4681 | 1257898.6503
119 | 2619033.3895 | 1257963.0669 | 2619035.2848 | 1257965.5743
120 | 2619394.9465 | 1257782.4633 | 2619427.2611 | 1257784.4212
121 | 2619448.7654 | 1257785.7242 | 2619427.2611 | 1257784.4212
122 | 2619173.399 | 1257851.9091 | 2619168.7644 | 1257859.1138
123 | 2619168.4714 | 1257859.6457 | 2619168.5817 | 1257859.3978 | 2619168.7644 | 1257859.1138
124 | 2619164.8523 | 1257872.6836 | 2619166.5465 | 1257863.9721 | 2619168.4714 | 1257859.6457
125 | 2619167.0959 | 1257882.92 | 2619165.5654 | 1257878.3119 | 2619164.8523 | 1257872.6836
126 | 2619164.8523 | 1257872.6836 | 2619153.0551 | 1257872.3231 | 2619145.767 | 1257871.8004
127 | 2619167.0959 | 1257882.92 | 2619172.1884 | 1257891.3571
128 | 2619167.0959 | 1257882.92 | 2619176.5054 | 1257880.2819 | 2619181.3622 | 1257879.7417 | 2619186.4117 | 1257880.2139 | 2619191.7981 | 1257881.3987 | 2619193.3596 | 1257882.0536
129 | 2619142.2281 | 1257871.3723 | 2619143.1513 | 1257871.6129 | 2619145.767 | 1257871.8004
130 | 2619178.0701 | 1257902.3611 | 2619175.232 | 1257896.3998 | 2619172.1884 | 1257891.3571
131 | 2619142.2281 | 1257871.3723 | 2619140.6416 | 1257870.9589
132 | 2619140.6416 | 1257870.9589 | 2619139.0947 | 1257870.5558
133 | 2619132.4985 | 1257868.837 | 2619139.0947 | 1257870.5558
134 | 2619120.7192 | 1257865.7675 | 2619132.4985 | 1257868.837
135 | 2619108.7033 | 1257863.1851 | 2619118.4823 | 1257865.1846 | 2619120.7192 | 1257865.7675
136 | 2619108.7033 | 1257863.1851 | 2619102.0139 | 1257870.6608
137 | 2619099.2986 | 1257873.6953 | 2619102.0139 | 1257870.6608
138 | 2619027.9485 | 1258002.6692 | 2619030.7874 | 1257998.7046
139 | 2618967.299 | 1258025.4395 | 2618960.9037 | 1258023.5971 | 2618937.5076 | 1258016.5264
140 | 2618976.1029 | 1258027.9041 | 2618968.2019 | 1258025.6996 | 2618967.299 | 1258025.4395
141 | 2618930.987 | 1258013.947 | 2618934.9128 | 1258015.7422 | 2618937.5076 | 1258016.5264
142 | 2618976.1029 | 1258027.9041 | 2618966.0984 | 1258030.4961 | 2618953.1969 | 1258036.1032 | 2618945.1559 | 1258039.6133
143 | 2618976.1029 | 1258027.9041 | 2618977.4989 | 1258027.4972 | 2618991.1723 | 1258024.8383
144 | 2618922.3356 | 1258060.5851 | 2618923.8001 | 1258058.5023 | 2618928.9019 | 1258052.003 | 2618933.3037 | 1258047.5029 | 2618936.9997 | 1258044.5016 | 2618942.1978 | 1258040.9046 | 2618945.1559 | 1258039.6133
145 | 2619013.4031 | 1258025.8999 | 2619006.9027 | 1258024.2002 | 2619003.0976 | 1258023.5987 | 2619000.3004 | 1258023.7009 | 2618991.8992 | 1258024.6969 | 2618991.1723 | 1258024.8383
146 | 2618922.3356 | 1258060.5851 | 2618909.1444 | 1258079.3451
147 | 2619013.4031 | 1258025.8999 | 2619012.6982 | 1258027.0985 | 2619008.1025 | 1258035.6006 | 2619005.6138 | 1258042.303
148 | 2619013.4031 | 1258025.8999 | 2619020.0663 | 1258014.4469
149 | 2618909.1444 | 1258079.3451 | 2618908.1077 | 1258080.8193
150 | 2619005.6138 | 1258042.303 | 2619004.2015 | 1258046.1063 | 2618999.6021 | 1258055.7981 | 2618995.6973 | 1258062.0574
151 | 2619020.0663 | 1258014.4469 | 2619024.7032 | 1258007.2013
152 | 2619020.0663 | 1258014.4469 | 2619034.5932 | 1258020.7681
153 | 2618908.1077 | 1258080.8193 | 2618904.6027 | 1258085.804 | 2618887.3795 | 1258110.4077
154 | 2618995.6973 | 1258062.0574 | 2618994.7979 | 1258063.499 | 2618979.747 | 1258084.8411
155 | 2619027.9485 | 1258002.6692 | 2619024.7032 | 1258007.2013
156 | 2619045.3801 | 1258028.1475 | 2619036.026 | 1258021.3916 | 2619034.5932 | 1258020.7681
157 | 2619099.7284 | 1257835.1421 | 2619100.0724 | 1257837.2563
158 | 2619099.7284 | 1257835.1421 | 2619098.3357 | 1257826.5835
159 | 2619097.2742 | 1257818.7406 | 2619098.0314 | 1257824.7137 | 2619098.3357 | 1257826.5835
160 | 2619097.2742 | 1257818.7406 | 2619096.397 | 1257810.1876 | 2619092.8861 | 1257801.8241
161 | 2619097.2742 | 1257818.7406 | 2619078.9594 | 1257821.9976
162 | 2619060.0005 | 1257825.3691 | 2619078.9594 | 1257821.9976
163 | 2619099.2986 | 1257873.6953 | 2619086.2135 | 1257870.6178
164 | 2619099.2986 | 1257873.6953 | 2619097.9134 | 1257882.3837
165 | 2619047.1015 | 1257828.486 | 2619053.8553 | 1257826.4619 | 2619060.0005 | 1257825.3691
166 | 2619072.1698 | 1257867.9153 | 2619086.2135 | 1257870.6178
167 | 2619086.2135 | 1257870.6178 | 2619083.9324 | 1257871.9891 | 2619079.8032 | 1257876.9996
168 | 2619097.9134 | 1257882.3837 | 2619097.0981 | 1257887.4975 | 2619097.3331 | 1257891.0794
169 | 2619097.04 | 1257781.1486 | 2619098.1382 | 1257779.8394 | 2619101.2622 | 1257778.1281
170 | 2619047.1015 | 1257828.486 | 2619037.7976 | 1257831.1024 | 2619035.8028 | 1257832.4969 | 2619034.4036 | 1257833.9045 | 2619033.0006 | 1257836.5017 | 2619031.382 | 1257841.487
171 | 2619047.1015 | 1257828.486 | 2619040.4055 | 1257826.5743 | 2619029.574 | 1257825.9614 | 2619017.7338 | 1257826.7073
172 | 2619143.468 | 1258100.4196 | 2619149.9774 | 1258092.4615 | 2619153.3581 | 1258086.0025
173 | 2619156.7195 | 1258079.5806 | 2619153.3581 | 1258086.0025
174 | 2619156.7195 | 1258079.5806 | 2619164.2766 | 1258065.1428
175 | 2619167.6371 | 1258058.7225 | 2619164.2766 | 1258065.1428
176 | 2619169.487 | 1258055.1882 | 2619167.6371 | 1258058.7225
177 | 2618991.8798 | 1258114.3483 | 2619022.0352 | 1258123.0779
178 | 2618957.4243 | 1258119.2283 | 2618970.7085 | 1258114.1339 | 2618984.8039 | 1258112.3 | 2618991.8798 | 1258114.3483
179 | 2618957.4243 | 1258119.2283 | 2618952.1186 | 1258125.1994
180 | 2618957.4243 | 1258119.2283 | 2618963.999 | 1258107.0966 | 2618964.5813 | 1258105.8232
181 | 2618952.1186 | 1258125.1994 | 2618941.4812 | 1258137.1708
182 | 2618964.5813 | 1258105.8232 | 2618966.603 | 1258101.4011 | 2618975.4036 | 1258091 | 2618979.747 | 1258084.8411
183 | 2619169.487 | 1258055.1882 | 2619185.6305 | 1258022.6875
184 | 2618941.4812 | 1258137.1708 | 2618934.47 | 1258145.0613 | 2618918.1809 | 1258164.7354
185 | 2619476.2273 | 1257787.3868 | 2619493.9784 | 1257788.4574
186 | 2619471.4974 | 1257787.1015 | 2619476.2273 | 1257787.3868
187 | 2619471.4974 | 1257787.1015 | 2619466.5439 | 1257786.8014
188 | 2619448.7654 | 1257785.7242 | 2619466.5439 | 1257786.8014
189 | 2619567.1625 | 1257793.0534 | 2619575.1023 | 1257801.7966 | 2619575.1023 | 1257801.7966
190 | 2619575.1023 | 1257801.7966 | 2619585.6033 | 1257806.6011 | 2619605.2765 | 1257816.7729 | 2619614.3013 | 1257821.1056 | 2619621.1149 | 1257823.9442
191 | 2618987.4154 | 1257828.6171 | 2619017.7338 | 1257826.7073
192 | 2618988.5771 | 1257847.2556 | 2618987.4154 | 1257828.6171
193 | 2618988.5771 | 1257847.2556 | 2618989.9169 | 1257866.7731 | 2618990.6933 | 1257871.4898 | 2618993.4755 | 1257873.7558
194 | 2618988.5771 | 1257847.2556 | 2618980.7977 | 1257849.3655 | 2618970.9283 | 1257849.6461
195 | 2618955.397 | 1257807.6007 | 2618954.4044 | 1257801.6917
196 | 2618993.4755 | 1257873.7558 | 2618989.6692 | 1257878.2022 | 2618988.0401 | 1257879.1632
197 | 2619094.5979 | 1257922.8344 | 2619096.6364 | 1257918.5058 | 2619096.8816 | 1257917.1948
198 | 2619200.9677 | 1258080.1364 | 2619205.7035 | 1258094.4985 | 2619209.7013 | 1258105.3965 | 2619211.1479 | 1258107.252
199 | 2619194.4038 | 1258071.0016 | 2619200 | 1258077.2017 | 2619200.9677 | 1258080.1364
200 | 2619211.1479 | 1258107.252 | 2619216.0976 | 1258113.6005 | 2619221.0975 | 1258117.6973 | 2619225.0999 | 1258120.2008 | 2619233.9998 | 1258123.4985 | 2619245.9223 | 1258127.8209
201 | 2619194.4038 | 1258071.0016 | 2619196.0989 | 1258059.6995 | 2619196.3832 | 1258053.2482
202 | 2619194.4038 | 1258071.0016 | 2619193.4942 | 1258081.8616 | 2619191.8704 | 1258092.1188 | 2619185.9918 | 1258112.6136 | 2619183.2807 | 1258118.5482
203 | 2619275.9686 | 1258143.511 | 2619269.8027 | 1258139.0029 | 2619257.9034 | 1258133.1047 | 2619247.8017 | 1258128.5022 | 2619245.9223 | 1258127.8209
204 | 2619196.3832 | 1258053.2482 | 2619196.5357 | 1258049.7875
205 | 2619179.8345 | 1258126.0917 | 2619183.2807 | 1258118.5482
206 | 2619191.4544 | 1258010.9627 | 2619194.2023 | 1258012.1057 | 2619195.8019 | 1258014.0011 | 2619197.1 | 1258015.9065 | 2619197.8969 | 1258018.9 | 2619196.5357 | 1258049.7875
207 | 2619179.8345 | 1258126.0917 | 2619173.9088 | 1258135.5567 | 2619166.9429 | 1258145.8348
208 | 2619179.8345 | 1258126.0917 | 2619180.4983 | 1258128.3065 | 2619180.8427 | 1258130.1316
209 | 2619191.4544 | 1258010.9627 | 2619193.8838 | 1257998.7068 | 2619194.0916 | 1257995.8088
210 | 2619191.4544 | 1258010.9627 | 2619185.6305 | 1258022.6875
211 | 2619166.9429 | 1258145.8348 | 2619164.6753 | 1258149.1805 | 2619158.1792 | 1258158.3972
212 | 2619194.3676 | 1257991.959 | 2619194.0916 | 1257995.8088
213 | 2619158.1792 | 1258158.3972 | 2619153.1034 | 1258165.5987 | 2619152.3606 | 1258166.5225
214 | 2619031.382 | 1257841.487 | 2619030.4042 | 1257844.4988 | 2619029.099 | 1257849.498
215 | 2619033.1426 | 1257867.395 | 2619031.3982 | 1257861.3022 | 2619029.2974 | 1257855.8029 | 2619029.2015 | 1257852.8005 | 2619029.099 | 1257849.498 | 2619029.099 | 1257849.498
216 | 2619034.7586 | 1257876.0006 | 2619034.8649 | 1257873.4104 | 2619033.1426 | 1257867.395
217 | 2619034.7586 | 1257876.0006 | 2619041.5139 | 1257877.2684
218 | 2619034.7586 | 1257876.0006 | 2619032.3649 | 1257879.562 | 2619027.0799 | 1257881.9912
219 | 2619097.961 | 1257901.3173 | 2619098.0555 | 1257910.9163 | 2619096.8816 | 1257917.1948
220 | 2619097.961 | 1257901.3173 | 2619097.9533 | 1257900.5312 | 2619097.3331 | 1257891.0794
221 | 2618887.3795 | 1258110.4077 | 2618878.703 | 1258122.8021 | 2618865.4212 | 1258141.6235
222 | 2618851.6936 | 1258161.0767 | 2618865.4212 | 1258141.6235
223 | 2618849.2409 | 1258164.5681 | 2618850.9039 | 1258162.1959 | 2618851.6936 | 1258161.0767
224 | 2618836.6851 | 1258182.4793 | 2618849.2409 | 1258164.5681
225 | 2619061.5004 | 1258039.7903 | 2619045.3801 | 1258028.1475
226 | 2619061.5004 | 1258039.7903 | 2619068.8644 | 1258045.1089
227 | 2619068.8644 | 1258045.1089 | 2619084.1015 | 1258056.1138 | 2619087.679 | 1258063.4978
228 | 2619089.5205 | 1258077.6012 | 2619089.4861 | 1258067.2275 | 2619087.679 | 1258063.4978
229 | 2619077.17 | 1257973.4091 | 2619079.3703 | 1257975.4553 | 2619085.1732 | 1257983.1013 | 2619085.1732 | 1257983.1013
230 | 2619089.7987 | 1257993.501 | 2619085.1732 | 1257983.1013
231 | 2619089.7987 | 1257993.501 | 2619091.7917 | 1258001.9909
232 | 2619089.7987 | 1257993.501 | 2619100.0025 | 1257994.6012 | 2619108.2024 | 1257995.3059
233 | 2619128.9548 | 1257993.4715 | 2619108.2024 | 1257995.3059
234 | 2619108.2024 | 1257995.3059 | 2619115.3269 | 1258029.8512
235 | 2619128.9548 | 1257993.4715 | 2619128.6788 | 1257972.8713
236 | 2619128.9548 | 1257993.4715 | 2619133.6341 | 1257996.5108
237 | 2619115.3269 | 1258029.8512 | 2619116.6537 | 1258036.2842
238 | 2619128.6024 | 1257967.1637 | 2619128.6788 | 1257972.8713
239 | 2619123.0431 | 1258057.707 | 2619117.3991 | 1258039.8989 | 2619116.6537 | 1258036.2842
240 | 2619485.792 | 1257923.8034 | 2619479.5296 | 1257922.7028
241 | 2619479.5296 | 1257922.7028 | 2619478.9618 | 1257922.603
242 | 2619469.0023 | 1257920.8526 | 2619478.9618 | 1257922.603
243 | 2619513.8815 | 1257945.7642 | 2619512.5519 | 1257957.5734 | 2619512.3202 | 1257959.8994
244 | 2619465.6564 | 1257920.2646 | 2619469.0023 | 1257920.8526
245 | 2619508.7007 | 1257996.1979 | 2619510.252 | 1257980.6592 | 2619512.3202 | 1257959.8994
246 | 2619465.6564 | 1257920.2646 | 2619455.468 | 1257918.474
247 | 2619508.7007 | 1257996.1979 | 2619489.7411 | 1257993.5795
248 | 2619455.468 | 1257918.474 | 2619448.0331 | 1257917.1673
249 | 2619467.8441 | 1257989.6747 | 2619481.8977 | 1257992.4963 | 2619489.7411 | 1257993.5795
250 | 2619181.1316 | 1257908.7918 | 2619178.0701 | 1257902.3611
251 | 2618974.0308 | 1257887.4271 | 2618988.0401 | 1257879.1632
252 | 2618974.0308 | 1257887.4271 | 2618971.6764 | 1257888.816
253 | 2619045.502 | 1257877.5742 | 2619043.7495 | 1257876.9301 | 2619042.7751 | 1257877.5051 | 2619041.5139 | 1257877.2684
254 | 2618971.6764 | 1257888.816 | 2618956.5118 | 1257897.7615
255 | 2619045.502 | 1257877.5742 | 2619048.9075 | 1257878.8257 | 2619053.6849 | 1257877.1844 | 2619060.6103 | 1257878.4056
256 | 2619076.3564 | 1257881.1821 | 2619076.3564 | 1257881.1821 | 2619060.6103 | 1257878.4056
257 | 2619123.0431 | 1258057.707 | 2619124.7096 | 1258062.965
258 | 2619129.2183 | 1258077.1909 | 2619124.7096 | 1258062.965
259 | 2619129.6007 | 1258078.3975 | 2619129.2183 | 1258077.1909
260 | 2619369.5292 | 1257905.6917 | 2619367.9011 | 1257905.8982 | 2619363.509 | 1257907.2737 | 2619358.3071 | 1257909.6139 | 2619353.0389 | 1257911.5091 | 2619353.0389 | 1257911.5091
261 | 2619387.657 | 1257906.7182 | 2619386.3994 | 1257906.5035 | 2619377.4013 | 1257905.4956 | 2619372.5997 | 1257905.3021 | 2619369.5292 | 1257905.6917
262 | 2619345.869 | 1257911.6303 | 2619345.869 | 1257911.6303 | 2619349.397 | 1257911.7085 | 2619353.0389 | 1257911.5091
263 | 2619387.8074 | 1257906.7438 | 2619387.657 | 1257906.7182
264 | 2619339.6319 | 1257908.7992 | 2619340.1176 | 1257909.1098 | 2619342.902 | 1257910.631 | 2619345.869 | 1257911.6303
265 | 2619387.8074 | 1257906.7438 | 2619419.8003 | 1257912.2054 | 2619420.8264 | 1257912.3857
266 | 2619339.6319 | 1257908.7992 | 2619336.4839 | 1257906.7853 | 2619336.4839 | 1257906.7853
267 | 2619426.0789 | 1257913.3088 | 2619420.8264 | 1257912.3857
268 | 2619316.8687 | 1257892.641 | 2619318.2075 | 1257893.6169 | 2619336.4839 | 1257906.7853
269 | 2619426.0789 | 1257913.3088 | 2619448.0331 | 1257917.1673
270 | 2619316.8687 | 1257892.641 | 2619308.0161 | 1257886.1878
271 | 2619121.2923 | 1258196.4194 | 2619121.8637 | 1258196.0853 | 2619129.7602 | 1258190.2401 | 2619138.1643 | 1258183.6183 | 2619138.1643 | 1258183.6183
272 | 2619148.6 | 1258171.1991 | 2619144.0786 | 1258177.6778 | 2619138.1643 | 1258183.6183
273 | 2619148.6 | 1258171.1991 | 2619143.0039 | 1258167.3006 | 2619135.4025 | 1258161.1053 | 2619133.9534 | 1258159.6079
274 | 2619148.6 | 1258171.1991 | 2619152.3606 | 1258166.5225
275 | 2619133.9534 | 1258159.6079 | 2619127.1211 | 1258152.5477
276 | 2619152.3606 | 1258166.5225 | 2619187.8113 | 1258193.1505
277 | 2619329.883 | 1257849.4676 | 2619333.7736 | 1257847.8368 | 2619340.1912 | 1257844.9001 | 2619347.3013 | 1257842.3105 | 2619347.3013 | 1257842.3105
278 | 2619194.3676 | 1257991.959 | 2619195.226 | 1257979.9874 | 2619195.2041 | 1257979.8814
279 | 2619190.1937 | 1257955.5546 | 2619195.2041 | 1257979.8814
280 | 2619190.1937 | 1257955.5546 | 2619176.9149 | 1257963.161
281 | 2619190.1937 | 1257955.5546 | 2619189.9528 | 1257954.1049
282 | 2619076.3564 | 1257881.1821 | 2619079.8032 | 1257876.9996
283 | 2619323.9896 | 1257968.8549 | 2619326.1989 | 1257969.9055 | 2619336.1007 | 1257973.4957 | 2619347.7393 | 1257976.7904
284 | 2619366.8848 | 1257981.0606 | 2619364.7997 | 1257980.7052 | 2619348.498 | 1257977.0051 | 2619347.7393 | 1257976.7904
285 | 2619316.7724 | 1257965.4229 | 2619323.9896 | 1257968.8549
286 | 2619389.903 | 1257983.2 | 2619377.1036 | 1257982.8023 | 2619366.8848 | 1257981.0606
287 | 2619389.903 | 1257983.2 | 2619395.3985 | 1257983.2957
288 | 2619389.903 | 1257983.2 | 2619391.5015 | 1257978.502 | 2619393.4323 | 1257974.786
289 | 2619395.3985 | 1257983.2957 | 2619395.3985 | 1257983.2957 | 2619408.3607 | 1257982.2685
290 | 2619393.4323 | 1257974.786 | 2619401.5173 | 1257959.2256
291 | 2619419.4466 | 1257982.4708 | 2619411.7014 | 1257982.0037 | 2619408.3607 | 1257982.2685
292 | 2619423.2032 | 1257982.6974 | 2619419.4466 | 1257982.4708
293 | 2619423.2032 | 1257982.6974 | 2619423.6532 | 1257988.0135 | 2619428.354 | 1257991.5191
294 | 2619423.2032 | 1257982.6974 | 2619427.3033 | 1257982.9999 | 2619441.5003 | 1257984.8031 | 2619443.2206 | 1257985.1097
295 | 2619443.2206 | 1257985.1097 | 2619459.9971 | 1257988.0993 | 2619467.8441 | 1257989.6747
296 | 2619292.7125 | 1257874.6546 | 2619298.3821 | 1257879.165 | 2619308.0161 | 1257886.1878
297 | 2619292.7125 | 1257874.6546 | 2619283.928 | 1257887.0379
298 | 2619277.9971 | 1257895.3986 | 2619283.928 | 1257887.0379
299 | 2619329.883 | 1257849.4676 | 2619322.7892 | 1257852.441
300 | 2619331.93 | 1258013.8925 | 2619327.2801 | 1258012.8935 | 2619316.0075 | 1258008.4376
301 | 2619181.1316 | 1257908.7918 | 2619183.057 | 1257912.8361 | 2619183.7998 | 1257915.3783
302 | 2618906.3108 | 1258179.0723 | 2618918.1809 | 1258164.7354
303 | 2618906.3108 | 1258179.0723 | 2618905.1292 | 1258183.1502
304 | 2619164.0507 | 1257968.5898 | 2619173.691 | 1257965.0077 | 2619173.7056 | 1257964.9993
305 | 2619176.9149 | 1257963.161 | 2619173.7056 | 1257964.9993
306 | 2619188.4123 | 1257944.835 | 2619189.9528 | 1257954.1049
307 | 2619188.4123 | 1257944.835 | 2619186.097 | 1257930.9026
308 | 2619186.097 | 1257930.9026 | 2619186.097 | 1257930.9026 | 2619185.9351 | 1257922.6854
309 | 2619185.3973 | 1257920.845 | 2619185.9351 | 1257922.6854 | 2619185.9351 | 1257922.6854
310 | 2619185.3973 | 1257920.845 | 2619183.7998 | 1257915.3783
311 | 2619331.93 | 1258013.8925 | 2619347.6128 | 1258017.2618
312 | 2619357.6021 | 1258019.4078 | 2619347.6128 | 1258017.2618

## bus_geodata
| x | y | coords
0 | 2619076.4468 | 1257948.333
1 | 2619071.3534 | 1257953.8396
2 | 2619080.3696 | 1257944.0919
3 | 2619070.4774 | 1257954.7866
4 | 2619080.8607 | 1257943.561
5 | 2619064.2176 | 1257961.3638
6 | 2619088.4154 | 1257934.518
7 | 2619073.1328 | 1257969.6546
8 | 2619088.9101 | 1257933.7012
9 | 2619051.6915 | 1257974.913
10 | 2619046.9025 | 1257979.6984
11 | 2619073.3503 | 1257969.8569
12 | 2619092.8495 | 1257926.4748
13 | 2619173.1407 | 1257789.5736
14 | 2619170.0637 | 1257790.2311
15 | 2619191.0672 | 1257785.743
16 | 2619189.9795 | 1257805.0414
17 | 2619191.0695 | 1257785.0105
18 | 2619131.0393 | 1257781.8813
19 | 2619108.5302 | 1257774.1468
20 | 2619190.912 | 1257833.7193
21 | 2619189.5518 | 1257760.5303
22 | 2619103.8378 | 1257776.7172
23 | 2619109.1461 | 1257769.4708
24 | 2619186.7165 | 1257837.3796
25 | 2619102.8227 | 1257777.2733
26 | 2619107.0263 | 1257758.865
27 | 2619183.0236 | 1257840.6597
28 | 2619225.0115 | 1257817.1073
29 | 2619233.3615 | 1257830.3995
30 | 2619240.9455 | 1257810.9241
31 | 2619409.6104 | 1257846.853
32 | 2619429.1199 | 1257849.5416
33 | 2619403.0265 | 1257845.9457
34 | 2619429.3095 | 1257849.5677
35 | 2619402.7886 | 1257845.9129
36 | 2619451.0811 | 1257852.568
37 | 2619388.1024 | 1257843.7692
38 | 2619452.4556 | 1257852.7574
39 | 2619369.8092 | 1257840.94
40 | 2619472.2408 | 1257855.508
41 | 2619364.6277 | 1257840.5916
42 | 2619257.2392 | 1257804.6012
43 | 2619270.6861 | 1257799.3831
44 | 2619299.3601 | 1257788.256
45 | 2619255.7545 | 1257847.1654
46 | 2619332.4913 | 1257779.4911
47 | 2619266.3047 | 1257855.2345
48 | 2619367.1219 | 1257780.7774
49 | 2619180.4013 | 1257843.4876
50 | 2619287.2382 | 1257870.345
51 | 2619064.4866 | 1257754.4901
52 | 2619063.8096 | 1257753.4151
53 | 2619065.0489 | 1257755.3832
54 | 2619059.8842 | 1257746.5828
55 | 2619075.2343 | 1257771.3702
56 | 2619057.0287 | 1257740.4477
57 | 2619081.491 | 1257781.1206
58 | 2619085.2012 | 1257786.9026
59 | 2619088.3528 | 1257791.5047
60 | 2618921.2522 | 1257780.0721
61 | 2618930.3653 | 1257780.2501
62 | 2618846.9573 | 1257795.78
63 | 2618933.8731 | 1257780.0713
64 | 2618948.8971 | 1257777.304
65 | 2618953.0023 | 1257793.3448
66 | 2618965.2438 | 1257762.4906
67 | 2618953.4422 | 1257795.9635
68 | 2618981.9635 | 1257794.8609
69 | 2618976.0914 | 1257746.728
70 | 2619520.4441 | 1257882.9564
71 | 2619519.8242 | 1257888.5211
72 | 2619522.7333 | 1257862.4094
73 | 2619519.7102 | 1257889.5437
74 | 2619523.0421 | 1257859.4198
75 | 2619495.4707 | 1257858.739
76 | 2619518.561 | 1257900.4397
77 | 2619524.9993 | 1257840.2955
78 | 2619489.1271 | 1257857.8567
79 | 2619518.0374 | 1257905.8134
80 | 2619527.5539 | 1257815.2348
81 | 2619478.5537 | 1257856.386
82 | 2619515.8367 | 1257928.3979
83 | 2619530.1842 | 1257790.6411
84 | 2619475.5206 | 1257855.9642
85 | 2619240.1372 | 1257912.8678
86 | 2619248.6141 | 1257919.2012
87 | 2619227.5841 | 1257903.1637
88 | 2619278.4423 | 1257940.9105
89 | 2619223.1472 | 1257899.6666
90 | 2619285.4983 | 1257946.4017
91 | 2619217.4164 | 1257895.4826
92 | 2619278.5979 | 1257986.5953
93 | 2619294.0902 | 1257952.6471
94 | 2619204.5383 | 1257887.4435
95 | 2619291.1325 | 1257997.8271
96 | 2619310.721 | 1257962.516
97 | 2619196.7746 | 1257883.4858
98 | 2619025.4787 | 1257952.6009
99 | 2619020.2712 | 1257945.2749
100 | 2619025.7132 | 1257952.9111
101 | 2619015.2001 | 1257938.002
102 | 2619030.1139 | 1257958.7333
103 | 2619016.8083 | 1257929.1051
104 | 2619030.158 | 1257958.7917
105 | 2619017.5171 | 1257913.6597
106 | 2619033.2418 | 1257962.8714
107 | 2619023.4681 | 1257898.6503
108 | 2619033.3895 | 1257963.0669
109 | 2619394.9465 | 1257782.4633
110 | 2619427.2611 | 1257784.4212
111 | 2619173.399 | 1257851.9091
112 | 2619168.7644 | 1257859.1138
113 | 2619168.4714 | 1257859.6457
114 | 2619164.8523 | 1257872.6836
115 | 2619167.0959 | 1257882.92
116 | 2619145.767 | 1257871.8004
117 | 2619172.1884 | 1257891.3571
118 | 2619193.3596 | 1257882.0536
119 | 2619142.2281 | 1257871.3723
120 | 2619140.6416 | 1257870.9589
121 | 2619139.0947 | 1257870.5558
122 | 2619132.4985 | 1257868.837
123 | 2619120.7192 | 1257865.7675
124 | 2619108.7033 | 1257863.1851
125 | 2619102.0139 | 1257870.6608
126 | 2619035.2848 | 1257965.5743
127 | 2619030.7874 | 1257998.7046
128 | 2618967.299 | 1258025.4395
129 | 2618937.5076 | 1258016.5264
130 | 2618976.1029 | 1258027.9041
131 | 2618930.987 | 1258013.947
132 | 2618945.1559 | 1258039.6133
133 | 2618991.1723 | 1258024.8383
134 | 2618922.3356 | 1258060.5851
135 | 2619013.4031 | 1258025.8999
136 | 2618909.1444 | 1258079.3451
137 | 2619005.6138 | 1258042.303
138 | 2619020.0663 | 1258014.4469
139 | 2618908.1077 | 1258080.8193
140 | 2618995.6973 | 1258062.0574
141 | 2619024.7032 | 1258007.2013
142 | 2619034.5932 | 1258020.7681
143 | 2619099.7284 | 1257835.1421
144 | 2619100.0724 | 1257837.2563
145 | 2619098.3357 | 1257826.5835
146 | 2619097.2742 | 1257818.7406
147 | 2619092.8861 | 1257801.8241
148 | 2619078.9594 | 1257821.9976
149 | 2619099.2986 | 1257873.6953
150 | 2619060.0005 | 1257825.3691
151 | 2619086.2135 | 1257870.6178
152 | 2619097.9134 | 1257882.3837
153 | 2619097.04 | 1257781.1486
154 | 2619047.1015 | 1257828.486
155 | 2619143.468 | 1258100.4196
156 | 2619153.3581 | 1258086.0025
157 | 2619156.7195 | 1258079.5806
158 | 2619164.2766 | 1258065.1428
159 | 2619167.6371 | 1258058.7225
160 | 2619022.0352 | 1258123.0779
161 | 2618991.8798 | 1258114.3483
162 | 2618957.4243 | 1258119.2283
163 | 2618952.1186 | 1258125.1994
164 | 2618964.5813 | 1258105.8232
165 | 2619169.487 | 1258055.1882
166 | 2618941.4812 | 1258137.1708
167 | 2618979.747 | 1258084.8411
168 | 2619476.2273 | 1257787.3868
169 | 2619493.9784 | 1257788.4574
170 | 2619471.4974 | 1257787.1015
171 | 2619466.5439 | 1257786.8014
172 | 2619567.1625 | 1257793.0534
173 | 2619448.7654 | 1257785.7242
174 | 2619575.1023 | 1257801.7966
175 | 2619621.1149 | 1257823.9442
176 | 2618987.4154 | 1257828.6171
177 | 2619017.7338 | 1257826.7073
178 | 2618988.5771 | 1257847.2556
179 | 2618954.4044 | 1257801.6917
180 | 2618993.4755 | 1257873.7558
181 | 2618970.9283 | 1257849.6461
182 | 2619027.9485 | 1258002.6692
183 | 2619094.5979 | 1257922.8344
184 | 2619200.9677 | 1258080.1364
185 | 2619211.1479 | 1258107.252
186 | 2619194.4038 | 1258071.0016
187 | 2619245.9223 | 1258127.8209
188 | 2619196.3832 | 1258053.2482
189 | 2619183.2807 | 1258118.5482
190 | 2619275.9686 | 1258143.511
191 | 2619196.5357 | 1258049.7875
192 | 2619179.8345 | 1258126.0917
193 | 2619191.4544 | 1258010.9627
194 | 2619166.9429 | 1258145.8348
195 | 2619180.8427 | 1258130.1316
196 | 2619194.0916 | 1257995.8088
197 | 2619185.6305 | 1258022.6875
198 | 2619158.1792 | 1258158.3972
199 | 2619031.382 | 1257841.487
200 | 2619029.099 | 1257849.498
201 | 2619033.1426 | 1257867.395
202 | 2619034.7586 | 1257876.0006
203 | 2619096.8816 | 1257917.1948
204 | 2619097.961 | 1257901.3173
205 | 2619097.3331 | 1257891.0794
206 | 2618887.3795 | 1258110.4077
207 | 2618865.4212 | 1258141.6235
208 | 2618851.6936 | 1258161.0767
209 | 2618849.2409 | 1258164.5681
210 | 2618836.6851 | 1258182.4793
211 | 2619045.3801 | 1258028.1475
212 | 2619061.5004 | 1258039.7903
213 | 2619068.8644 | 1258045.1089
214 | 2619087.679 | 1258063.4978
215 | 2619089.5205 | 1258077.6012
216 | 2619077.17 | 1257973.4091
217 | 2619085.1732 | 1257983.1013
218 | 2619089.7987 | 1257993.501
219 | 2619091.7917 | 1258001.9909
220 | 2619108.2024 | 1257995.3059
221 | 2619128.9548 | 1257993.4715
222 | 2619115.3269 | 1258029.8512
223 | 2619128.6788 | 1257972.8713
224 | 2619133.6341 | 1257996.5108
225 | 2619116.6536 | 1258036.2842
226 | 2619485.792 | 1257923.8034
227 | 2619479.5296 | 1257922.7028
228 | 2619478.9618 | 1257922.603
229 | 2619513.8815 | 1257945.7642
230 | 2619469.0023 | 1257920.8526
231 | 2619512.3202 | 1257959.8994
232 | 2619465.6564 | 1257920.2646
233 | 2619508.7007 | 1257996.1979
234 | 2619455.468 | 1257918.474
235 | 2619489.7411 | 1257993.5795
236 | 2619178.0701 | 1257902.3611
237 | 2618988.0401 | 1257879.1632
238 | 2619027.0799 | 1257881.9912
239 | 2618974.0308 | 1257887.4271
240 | 2619041.5139 | 1257877.2684
241 | 2618971.6764 | 1257888.816
242 | 2619045.502 | 1257877.5742
243 | 2619060.6103 | 1257878.4056
244 | 2619123.0431 | 1258057.707
245 | 2619124.7096 | 1258062.965
246 | 2619129.2183 | 1258077.1909
247 | 2619128.6024 | 1257967.1637
248 | 2619129.6007 | 1258078.3975
249 | 2619369.5292 | 1257905.6917
250 | 2619353.0389 | 1257911.5091
251 | 2619387.657 | 1257906.7182
252 | 2619345.869 | 1257911.6303
253 | 2619387.8074 | 1257906.7439
254 | 2619339.6319 | 1257908.7992
255 | 2619420.8264 | 1257912.3857
256 | 2619336.4839 | 1257906.7853
257 | 2619426.0789 | 1257913.3088
258 | 2619316.8687 | 1257892.641
259 | 2619448.0331 | 1257917.1673
260 | 2619138.1643 | 1258183.6183
261 | 2619121.2923 | 1258196.4194
262 | 2619148.6 | 1258171.1991
263 | 2619133.9534 | 1258159.6079
264 | 2619152.3606 | 1258166.5225
265 | 2619127.1211 | 1258152.5477
266 | 2619187.8113 | 1258193.1505
267 | 2619347.3013 | 1257842.3105
268 | 2619194.3676 | 1257991.959
269 | 2619195.2041 | 1257979.8814
270 | 2619190.1937 | 1257955.5546
271 | 2618956.5118 | 1257897.7615
272 | 2619072.1698 | 1257867.9153
273 | 2619079.8032 | 1257876.9996
274 | 2619076.3564 | 1257881.1821
275 | 2619101.2622 | 1257778.1281
276 | 2619347.7393 | 1257976.7904
277 | 2619323.9896 | 1257968.8549
278 | 2619366.8848 | 1257981.0606
279 | 2619316.7724 | 1257965.4229
280 | 2619389.903 | 1257983.2
281 | 2619395.3985 | 1257983.2957
282 | 2619393.4323 | 1257974.786
283 | 2619408.3607 | 1257982.2685
284 | 2619401.5173 | 1257959.2256
285 | 2619419.4466 | 1257982.4708
286 | 2619423.2032 | 1257982.6974
287 | 2619428.354 | 1257991.5191
288 | 2619443.2206 | 1257985.1097
289 | 2619467.8441 | 1257989.6747
290 | 2619292.7125 | 1257874.6546
291 | 2619308.0161 | 1257886.1878
292 | 2619283.928 | 1257887.0379
293 | 2619322.7892 | 1257852.441
294 | 2619329.883 | 1257849.4676
295 | 2619277.9971 | 1257895.3986
296 | 2619316.0075 | 1258008.4376
297 | 2619181.1316 | 1257908.7918
298 | 2618918.1809 | 1258164.7354
299 | 2618906.3108 | 1258179.0723
300 | 2618905.1292 | 1258183.1502
301 | 2619164.0507 | 1257968.5898
302 | 2619173.7056 | 1257964.9993
303 | 2619189.9528 | 1257954.1049
304 | 2619188.4123 | 1257944.835
305 | 2619186.097 | 1257930.9026
306 | 2619176.9149 | 1257963.161
307 | 2619185.9351 | 1257922.6854
308 | 2619185.3973 | 1257920.845
309 | 2619183.7998 | 1257915.3783
310 | 2619331.93 | 1258013.8925
311 | 2619347.6128 | 1258017.2618
312 | 2619357.6021 | 1258019.4078
313 | 2618955.397 | 1257807.6007
314 | 2619190.1937 | 1257955.5546

## line_std_types
| c_nf_per_km | r_ohm_per_km | x_ohm_per_km | max_i_ka | type | q_mm2 | alpha | voltage_rating
NAYY 4x50 SE | 210 | 0.642 | 0.083 | 0.142 | cs | 50 | 0.00403 | LV
NAYY 4x120 SE | 264 | 0.225 | 0.08 | 0.242 | cs | 120 | 0.00403 | LV
NAYY 4x150 SE | 261 | 0.208 | 0.08 | 0.27 | cs | 150 | 0.00403 | LV
NA2XS2Y 1x95 RM/25 12/20 kV | 216 | 0.313 | 0.132 | 0.252 | cs | 95 | 0.00403 | MV
NA2XS2Y 1x185 RM/25 12/20 kV | 273 | 0.161 | 0.117 | 0.362 | cs | 185 | 0.00403 | MV
NA2XS2Y 1x240 RM/25 12/20 kV | 304 | 0.122 | 0.112 | 0.421 | cs | 240 | 0.00403 | MV
NA2XS2Y 1x95 RM/25 6/10 kV | 315 | 0.313 | 0.123 | 0.249 | cs | 95 | 0.00403 | MV
NA2XS2Y 1x185 RM/25 6/10 kV | 406 | 0.161 | 0.11 | 0.358 | cs | 185 | 0.00403 | MV
NA2XS2Y 1x240 RM/25 6/10 kV | 456 | 0.122 | 0.105 | 0.416 | cs | 240 | 0.00403 | MV
NA2XS2Y 1x150 RM/25 12/20 kV | 250 | 0.206 | 0.116 | 0.319 | cs | 150 | 0.00403 | MV
NA2XS2Y 1x120 RM/25 12/20 kV | 230 | 0.253 | 0.119 | 0.283 | cs | 120 | 0.00403 | MV
NA2XS2Y 1x70 RM/25 12/20 kV | 190 | 0.443 | 0.132 | 0.22 | cs | 70 | 0.00403 | MV
NA2XS2Y 1x150 RM/25 6/10 kV | 360 | 0.206 | 0.11 | 0.315 | cs | 150 | 0.00403 | MV
NA2XS2Y 1x120 RM/25 6/10 kV | 340 | 0.253 | 0.113 | 0.28 | cs | 120 | 0.00403 | MV
NA2XS2Y 1x70 RM/25 6/10 kV | 280 | 0.443 | 0.123 | 0.217 | cs | 70 | 0.00403 | MV
N2XS(FL)2Y 1x120 RM/35 64/110 kV | 112 | 0.153 | 0.166 | 0.366 | cs | 120 | 0.00393 | HV
N2XS(FL)2Y 1x185 RM/35 64/110 kV | 125 | 0.099 | 0.156 | 0.457 | cs | 185 | 0.00393 | HV
N2XS(FL)2Y 1x240 RM/35 64/110 kV | 135 | 0.075 | 0.149 | 0.526 | cs | 240 | 0.00393 | HV
N2XS(FL)2Y 1x300 RM/35 64/110 kV | 144 | 0.06 | 0.144 | 0.588 | cs | 300 | 0.00393 | HV
15-AL1/3-ST1A 0.4 | 11 | 1.8769 | 0.35 | 0.105 | ol | 16 | 0.00403 | LV
24-AL1/4-ST1A 0.4 | 11.25 | 1.2012 | 0.335 | 0.14 | ol | 24 | 0.00403 | LV
48-AL1/8-ST1A 0.4 | 12.2 | 0.5939 | 0.3 | 0.21 | ol | 48 | 0.00403 | LV
94-AL1/15-ST1A 0.4 | 13.2 | 0.306 | 0.29 | 0.35 | ol | 94 | 0.00403 | LV
34-AL1/6-ST1A 10.0 | 9.7 | 0.8342 | 0.36 | 0.17 | ol | 34 | 0.00403 | MV
48-AL1/8-ST1A 10.0 | 10.1 | 0.5939 | 0.35 | 0.21 | ol | 48 | 0.00403 | MV
70-AL1/11-ST1A 10.0 | 10.4 | 0.4132 | 0.339 | 0.29 | ol | 70 | 0.00403 | MV
94-AL1/15-ST1A 10.0 | 10.75 | 0.306 | 0.33 | 0.35 | ol | 94 | 0.00403 | MV
122-AL1/20-ST1A 10.0 | 11.1 | 0.2376 | 0.323 | 0.41 | ol | 122 | 0.00403 | MV
149-AL1/24-ST1A 10.0 | 11.25 | 0.194 | 0.315 | 0.47 | ol | 149 | 0.00403 | MV
34-AL1/6-ST1A 20.0 | 9.15 | 0.8342 | 0.382 | 0.17 | ol | 34 | 0.00403 | MV
48-AL1/8-ST1A 20.0 | 9.5 | 0.5939 | 0.372 | 0.21 | ol | 48 | 0.00403 | MV
70-AL1/11-ST1A 20.0 | 9.7 | 0.4132 | 0.36 | 0.29 | ol | 70 | 0.00403 | MV
94-AL1/15-ST1A 20.0 | 10 | 0.306 | 0.35 | 0.35 | ol | 94 | 0.00403 | MV
122-AL1/20-ST1A 20.0 | 10.3 | 0.2376 | 0.344 | 0.41 | ol | 122 | 0.00403 | MV
149-AL1/24-ST1A 20.0 | 10.5 | 0.194 | 0.337 | 0.47 | ol | 149 | 0.00403 | MV
184-AL1/30-ST1A 20.0 | 10.75 | 0.1571 | 0.33 | 0.535 | ol | 184 | 0.00403 | MV
243-AL1/39-ST1A 20.0 | 11 | 0.1188 | 0.32 | 0.645 | ol | 243 | 0.00403 | MV
48-AL1/8-ST1A 110.0 | 8 | 0.5939 | 0.46 | 0.21 | ol | 48 | 0.00403 | HV
70-AL1/11-ST1A 110.0 | 8.4 | 0.4132 | 0.45 | 0.29 | ol | 70 | 0.00403 | HV
94-AL1/15-ST1A 110.0 | 8.65 | 0.306 | 0.44 | 0.35 | ol | 94 | 0.00403 | HV
122-AL1/20-ST1A 110.0 | 8.5 | 0.2376 | 0.43 | 0.41 | ol | 122 | 0.00403 | HV
149-AL1/24-ST1A 110.0 | 8.75 | 0.194 | 0.41 | 0.47 | ol | 149 | 0.00403 | HV
184-AL1/30-ST1A 110.0 | 8.8 | 0.1571 | 0.4 | 0.535 | ol | 184 | 0.00403 | HV
243-AL1/39-ST1A 110.0 | 9 | 0.1188 | 0.39 | 0.645 | ol | 243 | 0.00403 | HV
305-AL1/39-ST1A 110.0 | 9.2 | 0.0949 | 0.38 | 0.74 | ol | 305 | 0.00403 | HV
490-AL1/64-ST1A 110.0 | 9.75 | 0.059 | 0.37 | 0.96 | ol | 490 | 0.00403 | HV
679-AL1/86-ST1A 110.0 | 9.95 | 0.042 | 0.36 | 1.15 | ol | 679 | 0.00403 | HV
490-AL1/64-ST1A 220.0 | 10 | 0.059 | 0.285 | 0.96 | ol | 490 | 0.00403 | HV
679-AL1/86-ST1A 220.0 | 11.7 | 0.042 | 0.275 | 1.15 | ol | 679 | 0.00403 | HV
490-AL1/64-ST1A 380.0 | 11 | 0.059 | 0.253 | 0.96 | ol | 490 | 0.00403 | HV
679-AL1/86-ST1A 380.0 | 14.6 | 0.042 | 0.25 | 1.15 | ol | 679 | 0.00403 | HV

## trafo_std_types
| i0_percent | pfe_kw | vkr_percent | sn_mva | vn_lv_kv | vn_hv_kv | vk_percent | shift_degree | vector_group | tap_side | tap_neutral | tap_min | tap_max | tap_step_degree | tap_step_percent | tap_phase_shifter
160 MVA 380/110 kV | 0.06 | 60 | 0.25 | 160 | 110 | 380 | 12.2 | 0 | Yy0 | hv | 0 | -9 | 9 | 0 | 1.5 | FALSE
100 MVA 220/110 kV | 0.06 | 55 | 0.26 | 100 | 110 | 220 | 12 | 0 | Yy0 | hv | 0 | -9 | 9 | 0 | 1.5 | FALSE
63 MVA 110/20 kV | 0.04 | 22 | 0.32 | 63 | 20 | 110 | 18 | 150 | YNd5 | hv | 0 | -9 | 9 | 0 | 1.5 | FALSE
40 MVA 110/20 kV | 0.05 | 18 | 0.34 | 40 | 20 | 110 | 16.2 | 150 | YNd5 | hv | 0 | -9 | 9 | 0 | 1.5 | FALSE
25 MVA 110/20 kV | 0.07 | 14 | 0.41 | 25 | 20 | 110 | 12 | 150 | YNd5 | hv | 0 | -9 | 9 | 0 | 1.5 | FALSE
63 MVA 110/10 kV | 0.04 | 22 | 0.32 | 63 | 10 | 110 | 18 | 150 | YNd5 | hv | 0 | -9 | 9 | 0 | 1.5 | FALSE
40 MVA 110/10 kV | 0.05 | 18 | 0.34 | 40 | 10 | 110 | 16.2 | 150 | YNd5 | hv | 0 | -9 | 9 | 0 | 1.5 | FALSE
25 MVA 110/10 kV | 0.07 | 14 | 0.41 | 25 | 10 | 110 | 12 | 150 | YNd5 | hv | 0 | -9 | 9 | 0 | 1.5 | FALSE
0.25 MVA 20/0.4 kV | 0.32 | 0.8 | 1.44 | 0.25 | 0.4 | 20 | 6 | 150 | Yzn5 | hv | 0 | -2 | 2 | 0 | 2.5 | FALSE
0.4 MVA 20/0.4 kV | 0.3375 | 1.35 | 1.425 | 0.4 | 0.4 | 20 | 6 | 150 | Dyn5 | hv | 0 | -2 | 2 | 0 | 2.5 | FALSE
0.63 MVA 20/0.4 kV | 0.2619 | 1.65 | 1.206 | 0.63 | 0.4 | 20 | 6 | 150 | Dyn5 | hv | 0 | -2 | 2 | 0 | 2.5 | FALSE
0.25 MVA 10/0.4 kV | 0.24 | 0.6 | 1.2 | 0.25 | 0.4 | 10 | 4 | 150 | Dyn5 | hv | 0 | -2 | 2 | 0 | 2.5 | FALSE
0.4 MVA 10/0.4 kV | 0.2375 | 0.95 | 1.325 | 0.4 | 0.4 | 10 | 4 | 150 | Dyn5 | hv | 0 | -2 | 2 | 0 | 2.5 | FALSE
0.63 MVA 10/0.4 kV | 0.1873 | 1.18 | 1.0794 | 0.63 | 0.4 | 10 | 4 | 150 | Dyn5 | hv | 0 | -2 | 2 | 0 | 2.5 | FALSE

## trafo3w_std_types
| sn_hv_mva | sn_mv_mva | sn_lv_mva | vn_hv_kv | vn_mv_kv | vn_lv_kv | vk_hv_percent | vk_mv_percent | vk_lv_percent | vkr_hv_percent | vkr_mv_percent | vkr_lv_percent | pfe_kw | i0_percent | shift_mv_degree | shift_lv_degree | vector_group | tap_side | tap_neutral | tap_min | tap_max | tap_step_percent
63/25/38 MVA 110/20/10 kV | 63 | 25 | 38 | 110 | 20 | 10 | 10.4 | 10.4 | 10.4 | 0.28 | 0.32 | 0.35 | 35 | 0.89 | 0 | 0 | YN0yn0yn0 | hv | 0 | -10 | 10 | 1.2
63/25/38 MVA 110/10/10 kV | 63 | 25 | 38 | 110 | 10 | 10 | 10.4 | 10.4 | 10.4 | 0.28 | 0.32 | 0.35 | 35 | 0.89 | 0 | 0 | YN0yn0yn0 | hv | 0 | -10 | 10 | 1.2

## fuse_std_types
| fuse_type | i_rated_a | t_avg | t_min | t_total | x_avg | x_min | x_total
HV 100A | HV 100A | 100 | 0 | [10.0, 3.64, 0.854, 0.281, 0.1, 0.0531, 0.022, 0.01] | [10.0, 4.267, 1.21, 0.403, 0.1, 0.058, 0.022, 0.01] | 0 | [300.0, 350.0, 450.0, 550.0, 700.0, 850.0, 1200.0, 1752.0] | [600.0, 700.0, 900.0, 1150.0, 1665.0, 2000.0, 3000.0, 4313.0]
HV 10A | HV 10A | 10 | 0 | [10.0, 1675.0, 0.344, 0.156, 0.1, 0.0417, 0.0171, 0.01] | [10.0, 1.3, 0.3, 0.155, 0.1, 0.0555, 0.023, 0.01] | 0 | [30.0, 32.0, 35.0, 37.0, 39.0, 50.0, 70.0, 88.0] | [60.0, 70.0, 80.0, 87.0, 94.0, 110.0, 150.0, 216.0]
HV 125A | HV 125A | 125 | 0 | [10.0, 1.82, 0.344, 0.1, 0.0467, 0.0269, 0.01] | [10.0, 2.478, 0.426, 0.1, 0.0427, 0.0211, 0.01] | 0 | [375.0, 500.0, 700.0, 925.0, 1200.0, 1500.0, 2341.0] | [750.0, 1000.0, 1500.0, 2200.0, 3000.0, 4000.0, 5765.0]
HV 160A | HV 160A | 160 | 0 | [10.0, 4.15, 1.03, 0.198, 0.1, 0.051, 0.0172, 0.01] | [10.0, 2.3, 0.734, 0.274, 0.1, 0.046, 0.0177, 0.01] | 0 | [480.0, 550.0, 700.0, 1000.0, 1260.0, 1600.0, 2500.0, 3227.0] | [960.0, 1300.0, 1700.0, 2200.0, 2996.0, 4000.0, 6000.0, 7946.0]
HV 16A | HV 16A | 16 | 0 | [10.0, 0.352, 0.164, 0.1, 0.0649, 0.0342, 0.01] | [10.0, 2.34, 0.722, 0.181, 0.1, 0.055, 0.0296, 0.01] | 0 | [48.0, 60.0, 65.0, 71.0, 80.0, 100.0, 162.0] | [96.0, 110.0, 125.0, 150.0, 168.0, 200.0, 250.0, 398.0]
HV 200A | HV 200A | 200 | 0 | [10.0, 4.267, 1.21, 0.403, 0.1, 0.058, 0.022, 0.01] | [10.0, 3.73, 1.654, 0.328, 0.1, 0.0531, 0.019, 0.01] | 0 | [600.0, 700.0, 900.0, 1150.0, 1665.0, 2000.0, 3000.0, 4313.0] | [1200.0, 1500.0, 1800.0, 2700.0, 3960.0, 5000.0, 7500.0, 10620.0]
HV 20A | HV 20A | 20 | 0 | [10.0, 1.3, 0.3, 0.155, 0.1, 0.0555, 0.023, 0.01] | [10.0, 1.3, 0.161, 0.1, 0.0611, 0.0399, 0.0141, 0.01] | 0 | [60.0, 70.0, 80.0, 87.0, 94.0, 110.0, 150.0, 216.0] | [120.0, 150.0, 200.0, 223.0, 260.0, 300.0, 450.0, 532.0]
HV 25A | HV 25A | 25 | 0 | [10.0, 2.512, 0.833, 0.299, 0.1, 0.0372, 0.0223, 0.01] | [10.0, 3.125, 0.597, 0.198, 0.1, 0.0378, 0.022, 0.01] | 0 | [75.0, 82.0, 90.0, 100.0, 124.0, 170.0, 200.0, 289.0] | [150.0, 170.0, 210.0, 250.0, 294.0, 400.0, 500.0, 711.0]
HV 31.5A | HV 31.5A | 31.5 | 0 | [10.0, 2.34, 0.722, 0.181, 0.1, 0.055, 0.0296, 0.01] | [10.0, 2.84, 0.368, 0.164, 0.1, 0.0621, 0.0378, 0.0195, 0.01] | 0 | [95.0, 110.0, 125.0, 150.0, 165.0, 200.0, 250.0, 390.0] | [189.0, 220.0, 300.0, 350.0, 393.0, 450.0, 530.0, 700.0, 960.0]
HV 40A | HV 40A | 40 | 0 | [10.0, 1.3, 0.161, 0.1, 0.0611, 0.0399, 0.0141, 0.01] | [10.0, 2.05, 0.369, 0.198, 0.1, 0.051, 0.0298, 0.01] | 0 | [120.0, 150.0, 200.0, 223.0, 260.0, 300.0, 450.0, 532.0] | [240.0, 300.0, 400.0, 450.0, 530.0, 650.0, 800.0, 1311.0]
HV 50A | HV 50A | 50 | 0 | [10.0, 3.215, 0.597, 0.198, 0.1, 0.0378, 0.022, 0.01] | [10.0, 3.64, 0.854, 0.281, 0.1, 0.0531, 0.022, 0.01] | 0 | [150.0, 170.0, 210.0, 250.0, 294.0, 400.0, 500.0, 711.0] | [300.0, 350.0, 450.0, 550.0, 700.0, 850.0, 1200.0, 1752.0]
HV 6.3A | HV 6.3A | 6.3 | 0 | [10.0, 1.39, 0.344, 0.168, 0.1, 0.056, 0.0263, 0.01] | [10.0, 1.711, 0.516, 0.198, 0.1, 0.0634, 0.0303, 0.01] | 0 | [19.0, 19.5, 20.4, 20.8, 22.0, 25.0, 32.0, 48.0] | [38.0, 40.0, 43.0, 48.0, 53.0, 60.0, 75.0, 118.0]
HV 63A | HV 63A | 63 | 0 | [10.0, 2.84, 0.368, 0.164, 0.1, 0.0621, 0.0378, 0.0195, 0.01] | [10.0, 1.82, 0.344, 0.1, 0.0467, 0.0269, 0.01] | 0 | [189.0, 220.0, 300.0, 350.0, 393.0, 450.0, 530.0, 700.0, 961.0] | [378.0, 500.0, 700.0, 934.0, 1200.0, 1500.0, 2366.0]
HV 80A | HV 80A | 80 | 0 | [10.0, 2.05, 0.369, 0.198, 0.1, 0.051, 0.0298, 0.01] | [10.0, 4.15, 1.03, 0.198, 0.1, 0.051, 0.0172, 0.01] | 0 | [240.0, 300.0, 400.0, 450.0, 530.0, 650.0, 800.0, 1311.0] | [480.0, 550.0, 700.0, 1000.0, 1260.0, 1600.0, 2500.0, 3227.0]
Siemens NH-1-100 | Siemens NH-1-100 | 100 | [5400.0, 2000.0, 400.0, 20.0, 1.0, 0.2, 0.012, 0.004] | 0 | 0 | [150.0, 190.0, 250.0, 430.0, 900.0, 1250.0, 2700.0, 3600.0] | 0 | 0
Siemens NH-1-125 | Siemens NH-1-125 | 125 | [4800.0, 120.0, 7.0, 0.1, 0.004] | 0 | 0 | [180.0, 400.0, 740.0, 2000.0, 4250.0] | 0 | 0
Siemens NH-1-16 | Siemens NH-1-16 | 16 | [4000.0, 400.0, 2.0, 0.1, 0.04, 0.01] | 0 | 0 | [26.0, 35.0, 75.0, 150.0, 200.0, 300.0] | 0 | 0
Siemens NH-1-160 | Siemens NH-1-160 | 160 | [4800.0, 120.0, 7.0, 0.1, 0.004] | 0 | 0 | [210.0, 500.0, 900.0, 2300.0, 5000.0] | 0 | 0
Siemens NH-1-25 | Siemens NH-1-25 | 25 | [4000.0, 1000.0, 10.0, 0.2, 0.02, 0.01] | 0 | 0 | [40.0, 50.0, 100.0, 210.0, 400.0, 500.0] | 0 | 0
Siemens NH-1-50 | Siemens NH-1-50 | 50 | [4000.0, 40.0, 4.0, 1.0, 0.02, 0.01] | 0 | 0 | [86.0, 200.0, 300.0, 400.0, 1000.0, 1280.0] | 0 | 0
Siemens NH-1-63 | Siemens NH-1-63 | 63 | [4000.0, 100.0, 10.0, 2.0, 0.04, 0.01] | 0 | 0 | [100.0, 200.0, 300.0, 400.0, 1000.0, 1500.0] | 0 | 0
Siemens NH-1-80 | Siemens NH-1-80 | 80 | [4800.0, 120.0, 7.0, 0.1, 0.01] | 0 | 0 | [150.58, 250.0, 450.0, 1150.0, 2470.0] | 0 | 0
Siemens NH-2-1000 | Siemens NH-2-1000 | 1000 | [4800.0, 120.0, 7.0, 0.1, 0.004] | 0 | 0 | [1900.0, 3500.0, 8400.0, 24000.0, 52000.0] | 0 | 0
Siemens NH-2-200 | Siemens NH-2-200 | 200 | [4800.0, 120.0, 7.0, 0.1, 0.004] | 0 | 0 | [280.0, 650.0, 1200.0, 3000.0, 7000.0] | 0 | 0
Siemens NH-2-224 | Siemens NH-2-224 | 224 | [4800.0, 120.0, 7.0, 0.2, 0.04, 0.004] | 0 | 0 | [400.0, 750.0, 1453.0, 3025.0, 4315.0, 7600.0] | 0 | 0
Siemens NH-2-250 | Siemens NH-2-250 | 250 | [4800.0, 120.0, 7.0, 0.1, 0.004] | 0 | 0 | [450.0, 800.0, 1650.0, 4000.0, 8500.0] | 0 | 0
Siemens NH-2-315 | Siemens NH-2-315 | 315 | [4800.0, 120.0, 7.0, 0.1, 0.004] | 0 | 0 | [550.0, 920.0, 1900.0, 5000.0, 11000.0] | 0 | 0
Siemens NH-2-355 | Siemens NH-2-355 | 355 | [4800.0, 120.0, 6.0, 0.1, 0.004] | 0 | 0 | [650.0, 1116.27, 2350.0, 5840.0, 12790.0] | 0 | 0
Siemens NH-2-400 | Siemens NH-2-400 | 400 | [4800.0, 120.0, 7.0, 0.1, 0.004] | 0 | 0 | [720.0, 1350.0, 2800.0, 6500.0, 15000.0] | 0 | 0
Siemens NH-2-425 | Siemens NH-2-425 | 425 | [4800.0, 120.0, 7.0, 0.1, 0.004] | 0 | 0 | [850.0, 1500.0, 3050.0, 7500.0, 16500.0] | 0 | 0
Siemens NH-2-630 | Siemens NH-2-630 | 630 | [4800.0, 120.0, 7.0, 0.1, 0.004] | 0 | 0 | [1200.0, 2000.0, 4800.0, 12000.0, 26000.0] | 0 | 0

## res_bus
| vm_pu | va_degree | p_mw | q_mvar
0 | 0.98884 | -0.21344 | 0.00081599 | 0.00020451
1 | 0.98865 | -0.2172 | 0.0015454 | 0.00038732
2 | 0.98899 | -0.21046 | 0.0012007 | 0.00030093
3 | 0.98861 | -0.21782 | 0.00090576 | 0.000227
4 | 0.98901 | -0.21007 | 0.001179 | 0.00029549
5 | 0.9884 | -0.22198 | 0 | 0
6 | 0.98935 | -0.20348 | 0.0021273 | 0.00053315
7 | 0.98811 | -0.22756 | 0.0016986 | 0.00042571
8 | 0.98938 | -0.20291 | 0.0025154 | 0.00063041
9 | 0.98063 | -0.37187 | 0.0028618 | 0.00071723
10 | 0.98065 | -0.37152 | 0 | 0
11 | 0.98811 | -0.22769 | 0.0010626 | 0.0002663
12 | 0.98965 | -0.19763 | 0.0014952 | 0.00037474
13 | 0.99281 | -0.13708 | 0.0029961 | 0.0007509
14 | 0.99281 | -0.13724 | 0.0028919 | 0.00072478
15 | 0.99291 | -0.13517 | 0 | 0
16 | 0.99308 | -0.13187 | 0.0080517 | 0.0020179
17 | 0.99291 | -0.13522 | 0.0016672 | 0.00041785
18 | 0.9828 | -0.33042 | 0.0024294 | 0.00060888
19 | 0.98286 | -0.32935 | 0 | 0
20 | 0.99356 | -0.12257 | 0 | 0
21 | 0.99286 | -0.13613 | 0.002099 | 0.00052605
22 | 0.98291 | -0.32831 | 0.0013984 | 0.00035047
23 | 0.98282 | -0.33007 | 0.0043624 | 0.0010933
24 | 0.99365 | -0.12083 | 0.0036362 | 0.00091132
25 | 0.98292 | -0.32806 | 0.0012138 | 0.0003042
26 | 0.98278 | -0.33084 | 0.0039804 | 0.00099758
27 | 0.99375 | -0.11897 | 0.0016211 | 0.00040629
28 | 0.97426 | -0.49664 | 0 | 0
29 | 0.97472 | -0.48772 | 0.007103 | 0.0017802
30 | 0.97378 | -0.50621 | 0.0017757 | 0.00044503
31 | 0.97702 | -0.44262 | 0.0016889 | 0.00042328
32 | 0.97746 | -0.43408 | 0.0024144 | 0.0006051
33 | 0.97689 | -0.4453 | 0.0024683 | 0.0006186
34 | 0.97746 | -0.43399 | 0.0036624 | 0.0009179
35 | 0.97688 | -0.44538 | 0.0016862 | 0.0004226
36 | 0.97807 | -0.42204 | 0.0019456 | 0.00048761
37 | 0.97663 | -0.45024 | 0.0024743 | 0.00062012
38 | 0.97811 | -0.42123 | 0.0024071 | 0.00060328
39 | 0.97637 | -0.45547 | 0.0035418 | 0.00088766
40 | 0.97874 | -0.4088 | 0.0027304 | 0.0006843
41 | 0.97631 | -0.4566 | 0.0023168 | 0.00058065
42 | 0.97331 | -0.51545 | 0.0038062 | 0.00095393
43 | 0.97297 | -0.52206 | 0.0023773 | 0.00059581
44 | 0.97232 | -0.53484 | 0.0010324 | 0.00025873
45 | 0.9757 | -0.46844 | 0.0021214 | 0.00053166
46 | 0.97163 | -0.54851 | 0.0029931 | 0.00075015
47 | 0.97619 | -0.45878 | 0.0059429 | 0.0014894
48 | 0.97103 | -0.56039 | 0.0044475 | 0.0011147
49 | 0.99383 | -0.1174 | 0.00088987 | 0.00022302
50 | 0.97729 | -0.43724 | 0 | 0
51 | 0.98271 | -0.33223 | 0.00099928 | 0.00025044
52 | 0.9827 | -0.33238 | 0.002014 | 0.00050476
53 | 0.98272 | -0.33208 | 0.0027179 | 0.00068117
54 | 0.98267 | -0.33305 | 0.0013877 | 0.00034779
55 | 0.9829 | -0.32851 | 0.0031976 | 0.00080139
56 | 0.98265 | -0.33346 | 0.0033279 | 0.00083406
57 | 0.98305 | -0.32566 | 0.0014463 | 0.00036249
58 | 0.98314 | -0.32379 | 0.0013569 | 0.00034008
59 | 0.98323 | -0.32213 | 0 | 0
60 | 0.98415 | -0.30412 | 0.0018751 | 0.00046995
61 | 0.98418 | -0.3036 | 0.00075798 | 0.00018997
62 | 0.98406 | -0.30588 | 0.001288 | 0.00032281
63 | 0.98419 | -0.30335 | 0.0016606 | 0.00041619
64 | 0.98427 | -0.30181 | 0 | 0
65 | 0.98421 | -0.303 | 0.00077073 | 0.00019316
66 | 0.98447 | -0.29798 | 0 | 0
67 | 0.9842 | -0.30315 | 0.0018241 | 0.00045716
68 | 0.98482 | -0.29111 | 0.0014794 | 0.00037077
69 | 0.98445 | -0.29826 | 0.00080311 | 0.00020128
70 | 0.98015 | -0.38123 | 0.00037227 | 9.3299e-05
71 | 0.9802 | -0.38023 | 0.00036922 | 9.2536e-05
72 | 0.97996 | -0.3849 | 0 | 0
73 | 0.98021 | -0.38004 | 0.0012462 | 0.00031232
74 | 0.97995 | -0.38525 | 0.0014914 | 0.00037379
75 | 0.9796 | -0.39196 | 0.0013364 | 0.00033493
76 | 0.98032 | -0.37802 | 0.00037571 | 9.4161e-05
77 | 0.97986 | -0.38701 | 0.00072324 | 0.00018126
78 | 0.97936 | -0.39673 | 0.0013422 | 0.00033639
79 | 0.98037 | -0.37701 | 0.00098944 | 0.00024798
80 | 0.97976 | -0.38897 | 0.00054041 | 0.00013544
81 | 0.97897 | -0.40444 | 0.0014629 | 0.00036664
82 | 0.98059 | -0.37271 | 0 | 0
83 | 0.97967 | -0.39066 | 0 | 0
84 | 0.97886 | -0.40657 | 0.0013363 | 0.00033491
85 | 0.99141 | -0.16352 | 0.0087104 | 0.002183
86 | 0.99097 | -0.17187 | 0.014052 | 0.0035218
87 | 0.99209 | -0.15052 | 0.0045348 | 0.0011365
88 | 0.98955 | -0.19919 | 0.0066781 | 0.0016737
89 | 0.99233 | -0.14581 | 0.0015885 | 0.00039812
90 | 0.98922 | -0.20561 | 0 | 0
91 | 0.99265 | -0.13985 | 0.0054077 | 0.0013553
92 | 0.98902 | -0.20952 | 0.0066472 | 0.001666
93 | 0.98887 | -0.21222 | 0.0019289 | 0.00048344
94 | 0.99333 | -0.12682 | 0.0031206 | 0.00078208
95 | 0.98895 | -0.21078 | 0.0052264 | 0.0013098
96 | 0.98825 | -0.22419 | 0.0017755 | 0.00044498
97 | 0.99372 | -0.11925 | 0.0017987 | 0.0004508
98 | 0.98308 | -0.3241 | 0.00075211 | 0.0001885
99 | 0.98377 | -0.31077 | 0.0007617 | 0.0001909
100 | 0.98305 | -0.32468 | 0.00081608 | 0.00020453
101 | 0.98445 | -0.29751 | 0.0011758 | 0.00029468
102 | 0.98251 | -0.33531 | 0.0010299 | 0.00025813
103 | 0.98516 | -0.28376 | 0.0011672 | 0.00029253
104 | 0.9825 | -0.33541 | 0.0013236 | 0.00033172
105 | 0.98639 | -0.26007 | 0.00089426 | 0.00022412
106 | 0.98213 | -0.34266 | 0.0023644 | 0.00059257
107 | 0.98768 | -0.23514 | 0.00048343 | 0.00012116
108 | 0.98211 | -0.34299 | 0.0016641 | 0.00041706
109 | 0.97066 | -0.56764 | 0.0036452 | 0.00091357
110 | 0.97035 | -0.57388 | 0.0016679 | 0.00041801
111 | 0.99407 | -0.11278 | 0.0031979 | 0.00080147
112 | 0.99428 | -0.10869 | 0.00067618 | 0.00016947
113 | 0.9943 | -0.10839 | 0.00069218 | 0.00017348
114 | 0.99465 | -0.10158 | 0 | 0
115 | 0.99513 | -0.092438 | 0 | 0
116 | 0.99388 | -0.11627 | 0.0011147 | 0.00027936
117 | 0.99603 | -0.07529 | 0.0051767 | 0.0012974
118 | 0.99389 | -0.11602 | 0.00081479 | 0.0002042
119 | 0.99374 | -0.119 | 0.00065283 | 0.00016362
120 | 0.99367 | -0.12026 | 0.00070377 | 0.00017638
121 | 0.99361 | -0.12147 | 0.0022027 | 0.00055204
122 | 0.99334 | -0.12661 | 0.0016493 | 0.00041336
123 | 0.99286 | -0.13572 | 0.0026108 | 0.00065433
124 | 0.99239 | -0.14481 | 0 | 0
125 | 0.992 | -0.15223 | 0.00073461 | 0.00018411
126 | 0.98189 | -0.34722 | 0.0010518 | 0.0002636
127 | 0.97901 | -0.40344 | 0.0010846 | 0.00027182
128 | 0.97641 | -0.45461 | 0.0018368 | 0.00046034
129 | 0.97635 | -0.45569 | 0.0012167 | 0.00030493
130 | 0.97644 | -0.45399 | 0 | 0
131 | 0.97635 | -0.45577 | 0.00067427 | 0.00016899
132 | 0.97587 | -0.46503 | 0.0011446 | 0.00028687
133 | 0.97675 | -0.44782 | 0.0010217 | 0.00025607
134 | 0.97538 | -0.47484 | 0.00094856 | 0.00023773
135 | 0.97723 | -0.43836 | 0 | 0
136 | 0.97503 | -0.48162 | 0.0014225 | 0.00035652
137 | 0.97682 | -0.44647 | 0.0035233 | 0.00088303
138 | 0.97782 | -0.42692 | 0 | 0
139 | 0.97501 | -0.4821 | 0.0011355 | 0.00028457
140 | 0.97639 | -0.45493 | 0.0039932 | 0.0010008
141 | 0.97835 | -0.41651 | 0.0016901 | 0.00042357
142 | 0.97753 | -0.43243 | 0.0020286 | 0.00050841
143 | 0.98406 | -0.30594 | 0.0017853 | 0.00044745
144 | 0.98405 | -0.30601 | 0.0019619 | 0.0004917
145 | 0.98409 | -0.30535 | 0.0025746 | 0.00064526
146 | 0.98413 | -0.30445 | 0 | 0
147 | 0.98357 | -0.31544 | 0.0016022 | 0.00040156
148 | 0.98483 | -0.29078 | 0.0021077 | 0.00052824
149 | 0.99185 | -0.15524 | 0 | 0
150 | 0.9856 | -0.27593 | 0.00054706 | 0.00013711
151 | 0.99145 | -0.16286 | 0 | 0
152 | 0.99146 | -0.1627 | 0.0012133 | 0.00030408
153 | 0.98302 | -0.32615 | 0.00098286 | 0.00024633
154 | 0.98613 | -0.26555 | 0 | 0
155 | 0.99543 | -0.087695 | 0.0014155 | 0.00035475
156 | 0.99546 | -0.087257 | 0.00098987 | 0.00024809
157 | 0.99547 | -0.086951 | 0.00099046 | 0.00024823
158 | 0.99552 | -0.085977 | 0.00099004 | 0.00024813
159 | 0.99555 | -0.085418 | 0.00099222 | 0.00024867
160 | 0.9752 | -0.4783 | 0.0018197 | 0.00045607
161 | 0.97526 | -0.47726 | 0.0036095 | 0.00090463
162 | 0.97544 | -0.47369 | 0 | 0
163 | 0.97538 | -0.47477 | 0.0017834 | 0.00044697
164 | 0.97562 | -0.47014 | 0.0011199 | 0.00028067
165 | 0.99557 | -0.085041 | 0 | 0
166 | 0.9753 | -0.4764 | 0.0011295 | 0.00028308
167 | 0.97595 | -0.46352 | 0.0030017 | 0.0007523
168 | 0.97004 | -0.57995 | 0.0013824 | 0.00034647
169 | 0.97 | -0.58075 | 0.0024316 | 0.00060942
170 | 0.97006 | -0.57961 | 0 | 0
171 | 0.97008 | -0.57926 | 0.0019298 | 0.00048364
172 | 0.97954 | -0.39319 | 0 | 0
173 | 0.97017 | -0.57737 | 0.0030044 | 0.00075298
174 | 0.9795 | -0.39399 | 0.0027921 | 0.00069977
175 | 0.97946 | -0.39489 | 0.00096444 | 0.00024171
176 | 0.9852 | -0.28379 | 0 | 0
177 | 0.98564 | -0.2751 | 0.0020141 | 0.00050477
178 | 0.98513 | -0.28516 | 0 | 0
179 | 0.9842 | -0.3033 | 0.00053842 | 0.00013494
180 | 0.98505 | -0.28665 | 0 | 0
181 | 0.98511 | -0.28551 | 0.0011028 | 0.00027639
182 | 0.9787 | -0.4096 | 0.0012327 | 0.00030896
183 | 0.98979 | -0.19494 | 0.0029821 | 0.00074738
184 | 0.99366 | -0.12194 | 0.0019008 | 0.00047638
185 | 0.99335 | -0.12781 | 0.0013033 | 0.00032663
186 | 0.9938 | -0.11925 | 0 | 0
187 | 0.99297 | -0.13522 | 0.0028803 | 0.00072186
188 | 0.99435 | -0.10858 | 0.00079459 | 0.00019914
189 | 0.99288 | -0.13704 | 0.0015256 | 0.00038235
190 | 0.99275 | -0.13957 | 0.0072408 | 0.0018147
191 | 0.99446 | -0.10647 | 0.0013776 | 0.00034526
192 | 0.99273 | -0.13982 | 0 | 0
193 | 0.99583 | -0.079996 | 0 | 0
194 | 0.99243 | -0.14578 | 0.0015175 | 0.00038032
195 | 0.99272 | -0.14017 | 0.0046906 | 0.0011756
196 | 0.99644 | -0.068364 | 0.0055992 | 0.0014033
197 | 0.99575 | -0.081608 | 0.0016221 | 0.00040653
198 | 0.99225 | -0.14924 | 0.0017104 | 0.00042868
199 | 0.98739 | -0.24104 | 0.0016824 | 0.00042164
200 | 0.98788 | -0.23164 | 0.0010694 | 0.00026801
201 | 0.98897 | -0.21041 | 0.0010212 | 0.00025594
202 | 0.98951 | -0.20012 | 0 | 0
203 | 0.99002 | -0.19054 | 0.0024761 | 0.00062057
204 | 0.99065 | -0.17834 | 0.0030556 | 0.00076581
205 | 0.99108 | -0.16996 | 0.00066404 | 0.00016642
206 | 0.97455 | -0.49108 | 0.0010469 | 0.00026238
207 | 0.97411 | -0.49984 | 0.002246 | 0.00056289
208 | 0.97388 | -0.50432 | 0.0033733 | 0.00084542
209 | 0.97385 | -0.50486 | 0.0041478 | 0.0010395
210 | 0.9738 | -0.50596 | 0.0027317 | 0.00068463
211 | 0.97733 | -0.4365 | 0.0076212 | 0.00191
212 | 0.97715 | -0.43992 | 0.0022615 | 0.00056678
213 | 0.97709 | -0.44111 | 0.0017646 | 0.00044226
214 | 0.97696 | -0.44377 | 0.001975 | 0.00049498
215 | 0.97691 | -0.44467 | 0.003416 | 0.00085614
216 | 0.988 | -0.22982 | 0.0016292 | 0.00040833
217 | 0.98775 | -0.23462 | 0.00086382 | 0.00021649
218 | 0.98754 | -0.23877 | 0 | 0
219 | 0.98753 | -0.23895 | 0.0011546 | 0.00028937
220 | 0.98721 | -0.24513 | 0 | 0
221 | 0.98714 | -0.24649 | 0 | 0
222 | 0.9867 | -0.25499 | 0.002831 | 0.00070951
223 | 0.98709 | -0.24745 | 0.00093032 | 0.00023316
224 | 0.98713 | -0.24659 | 0.001049 | 0.00026289
225 | 0.98663 | -0.2565 | 0.0028964 | 0.00072592
226 | 0.98009 | -0.38239 | 0.0009996 | 0.00025052
227 | 0.97999 | -0.38439 | 0.00098 | 0.00024561
228 | 0.97998 | -0.38457 | 0.0024762 | 0.0006206
229 | 0.98104 | -0.36384 | 0.0018695 | 0.00046854
230 | 0.97982 | -0.38763 | 0.0009898 | 0.00024807
231 | 0.98142 | -0.35653 | 0.001355 | 0.00033958
232 | 0.97977 | -0.38865 | 0.001351 | 0.00033859
233 | 0.98239 | -0.33763 | 0 | 0
234 | 0.97962 | -0.39169 | 0.001702 | 0.00042656
235 | 0.9829 | -0.32773 | 0.0017443 | 0.00043715
236 | 0.99718 | -0.053371 | 0.0013141 | 0.00032935
237 | 0.98503 | -0.28706 | 0.00055445 | 0.00013896
238 | 0.9891 | -0.20792 | 0 | 0
239 | 0.98499 | -0.28777 | 0.00048929 | 0.00012263
240 | 0.98999 | -0.19083 | 0.0015724 | 0.00039408
241 | 0.98499 | -0.28786 | 0.0010703 | 0.00026824
242 | 0.99011 | -0.18849 | 0.00051409 | 0.00012884
243 | 0.99056 | -0.17988 | 0.00076338 | 0.00019132
244 | 0.98642 | -0.26046 | 0.0013073 | 0.00032764
245 | 0.98638 | -0.26131 | 0.0019546 | 0.00048987
246 | 0.98629 | -0.26308 | 0.0034763 | 0.00087125
247 | 0.98708 | -0.24762 | 0.0016759 | 0.00042002
248 | 0.98628 | -0.26315 | 0.0031559 | 0.00079095
249 | 0.97841 | -0.41519 | 0.0019161 | 0.00048022
250 | 0.97819 | -0.41955 | 0.0016252 | 0.00040731
251 | 0.97865 | -0.41053 | 0.0012448 | 0.00031199
252 | 0.9781 | -0.42129 | 0.0021287 | 0.00053351
253 | 0.97865 | -0.41049 | 0.0015436 | 0.00038685
254 | 0.97802 | -0.4229 | 0.0026965 | 0.0006758
255 | 0.97911 | -0.40161 | 0.0016219 | 0.00040648
256 | 0.97798 | -0.42374 | 0.001577 | 0.00039524
257 | 0.97918 | -0.40016 | 0.0031496 | 0.00078938
258 | 0.97771 | -0.42905 | 0.0016742 | 0.0004196
259 | 0.9795 | -0.39387 | 0.0015778 | 0.00039543
260 | 0.99205 | -0.15299 | 0.0017768 | 0.0004453
261 | 0.99202 | -0.15361 | 0.0016544 | 0.00041464
262 | 0.9921 | -0.152 | 0 | 0
263 | 0.99203 | -0.15339 | 0.0022596 | 0.0005663
264 | 0.99215 | -0.15119 | 0.0014826 | 0.00037157
265 | 0.99202 | -0.15373 | 0.0019274 | 0.00048304
266 | 0.99207 | -0.15272 | 0.0019454 | 0.00048755
267 | 0.97616 | -0.45966 | 0.0033115 | 0.00082995
268 | 0.99661 | -0.065071 | 0.00229 | 0.00057394
269 | 0.99717 | -0.054261 | 0.0062096 | 0.0015563
270 | 0.99846 | -0.029432 | 0 | 0
271 | 0.98497 | -0.28813 | 0.00085355 | 0.00021392
272 | 0.99143 | -0.16312 | 0.0010126 | 0.00025378
273 | 0.99118 | -0.16804 | 0.0011678 | 0.00029268
274 | 0.99102 | -0.17109 | 0.0033776 | 0.0008465
275 | 0.98295 | -0.32763 | 0.0021177 | 0.00053073
276 | 0.98701 | -0.24815 | 0.0019666 | 0.00049286
277 | 0.98779 | -0.23312 | 0.0019319 | 0.00048418
278 | 0.9864 | -0.25979 | 0.0016979 | 0.00042553
279 | 0.98804 | -0.22828 | 0.0014179 | 0.00035535
280 | 0.9857 | -0.27341 | 0 | 0
281 | 0.98554 | -0.27658 | 0.0056979 | 0.001428
282 | 0.98567 | -0.27395 | 0.0019006 | 0.00047633
283 | 0.98516 | -0.28382 | 0.0013964 | 0.00034996
284 | 0.98565 | -0.27439 | 0.0013807 | 0.00034604
285 | 0.98485 | -0.28995 | 0.0018218 | 0.00045658
286 | 0.98474 | -0.292 | 0 | 0
287 | 0.98472 | -0.29245 | 0.0022382 | 0.00056094
288 | 0.98418 | -0.30285 | 0.002712 | 0.0006797
289 | 0.9835 | -0.31609 | 0.0017478 | 0.00043804
290 | 0.97739 | -0.4353 | 0 | 0
291 | 0.97759 | -0.43139 | 0.0024808 | 0.00062174
292 | 0.97724 | -0.43817 | 0.002485 | 0.00062279
293 | 0.97602 | -0.46225 | 0.0030664 | 0.00076851
294 | 0.97605 | -0.46182 | 0.0032004 | 0.00080211
295 | 0.97717 | -0.43964 | 0.0078588 | 0.0019696
296 | 0.98877 | -0.2144 | 0.0016367 | 0.0004102
297 | 0.99784 | -0.040864 | 0.0022516 | 0.00056431
298 | 0.97515 | -0.47932 | 0.0025148 | 0.00063026
299 | 0.97512 | -0.47997 | 0 | 0
300 | 0.97511 | -0.48012 | 0.0019058 | 0.00047763
301 | 0.99831 | -0.032363 | 0.0024202 | 0.00060656
302 | 0.99833 | -0.031927 | 0.003157 | 0.00079121
303 | 0.99855 | -0.02776 | 0.0016551 | 0.0004148
304 | 0.99912 | -0.016804 | 0.0014631 | 0.00036669
305 | 1 | 0 | -0.59444 | -0.15167
306 | 0.99835 | -0.031567 | 0.0023999 | 0.00060146
307 | 0.99922 | -0.014812 | 0.0013343 | 0.00033442
308 | 0.99903 | -0.018262 | 0.010543 | 0.0026424
309 | 0.9985 | -0.028308 | 0.0012306 | 0.00030841
310 | 0.98856 | -0.21842 | 0.0019523 | 0.00048929
311 | 0.98839 | -0.22169 | 0.0062662 | 0.0015704
312 | 0.98834 | -0.22262 | 0.0051476 | 0.0012901
313 | 0.98419 | -0.30339 | 0.00085343 | 0.00021389
314 | 0.99998 | 149.9956 | 0 | 0

## res_line
| p_from_mw | q_from_mvar | p_to_mw | q_to_mvar | pl_mw | ql_mvar | i_from_ka | i_to_ka | i_ka | vm_from_pu | va_from_degree | vm_to_pu | va_to_degree | loading_percent
0 | 0.028183 | 0.0070786 | -0.028178 | -0.0070755 | 5.0606e-06 | 3.1426e-06 | 0.042416 | 0.042416 | 0.042416 | 0.98884 | -0.21344 | 0.98865 | -0.2172 | 11.6527
1 | -0.028999 | -0.0072831 | 0.029003 | 0.0072857 | 4.1266e-06 | 2.5669e-06 | 0.043644 | 0.043644 | 0.043644 | 0.98884 | -0.21344 | 0.98899 | -0.21046 | 11.99
2 | 0.026633 | 0.0066881 | -0.026632 | -0.0066877 | 7.7749e-07 | 4.8105e-07 | 0.04009 | 0.04009 | 0.04009 | 0.98865 | -0.2172 | 0.98861 | -0.21782 | 11.0137
3 | -0.030204 | -0.0075866 | 0.030205 | 0.007587 | 5.6025e-07 | 3.4928e-07 | 0.04545 | 0.04545 | 0.04545 | 0.98899 | -0.21046 | 0.98901 | -0.21007 | 12.4863
4 | 0.025726 | 0.0064607 | -0.025721 | -0.0064575 | 5.1071e-06 | 3.1521e-06 | 0.038727 | 0.038727 | 0.038727 | 0.98861 | -0.21782 | 0.9884 | -0.22198 | 10.6392
5 | -0.031384 | -0.0078824 | 0.031394 | 0.0078886 | 9.8782e-06 | 6.1704e-06 | 0.047224 | 0.047224 | 0.047224 | 0.98901 | -0.21007 | 0.98935 | -0.20348 | 12.9737
6 | 0.025721 | 0.0064575 | -0.025714 | -0.0064533 | 6.847e-06 | 4.2261e-06 | 0.038727 | 0.038727 | 0.038727 | 0.9884 | -0.22198 | 0.98811 | -0.22756 | 10.6392
7 | -0.033521 | -0.0084218 | 0.033522 | 0.0084223 | 9.1043e-07 | 5.7041e-07 | 0.050424 | 0.050424 | 0.050424 | 0.98935 | -0.20348 | 0.98938 | -0.20291 | 13.8526
8 | 0.024016 | 0.0060276 | -0.024016 | -0.0060275 | 1.4571e-07 | 8.9451e-08 | 0.036169 | 0.036169 | 0.036169 | 0.98811 | -0.22756 | 0.98811 | -0.22769 | 9.9365
9 | -0.036037 | -0.0090527 | 0.036046 | 0.0090584 | 9.0751e-06 | 5.7023e-06 | 0.054207 | 0.054207 | 0.054207 | 0.98938 | -0.20291 | 0.98965 | -0.19763 | 14.8919
10 | -0.0028618 | -0.00071723 | 0.0028618 | 0.00071718 | 4.7875e-08 | -5.4773e-08 | 0.0043425 | 0.0043425 | 0.0043425 | 0.98063 | -0.37187 | 0.98065 | -0.37152 | 1.193
11 | 0.07073 | 0.017838 | -0.070622 | -0.017769 | 0.00010789 | 6.8737e-05 | 0.10736 | 0.10736 | 0.10736 | 0.98065 | -0.37152 | 0.97901 | -0.40344 | 29.4957
12 | -0.073592 | -0.018555 | 0.073678 | 0.01861 | 8.5716e-05 | 5.4627e-05 | 0.11171 | 0.11171 | 0.11171 | 0.98065 | -0.37152 | 0.98189 | -0.34722 | 30.6887
13 | 0.022953 | 0.0057612 | -0.022951 | -0.0057598 | 2.3375e-06 | 1.4292e-06 | 0.034569 | 0.034569 | 0.034569 | 0.98811 | -0.22769 | 0.988 | -0.22982 | 9.4969
14 | -0.037541 | -0.0094332 | 0.037546 | 0.0094362 | 4.8271e-06 | 3.0374e-06 | 0.056455 | 0.056455 | 0.056455 | 0.98965 | -0.19763 | 0.98979 | -0.19494 | 15.5096
15 | 0.0028919 | 0.00072475 | -0.0028919 | -0.00072478 | 2.2167e-08 | -2.6501e-08 | 0.0043344 | 0.0043344 | 0.0043344 | 0.99281 | -0.13708 | 0.99281 | -0.13724 | 1.1908
16 | -0.0058881 | -0.0014757 | 0.0058886 | 0.0014758 | 5.3535e-07 | 1.0555e-07 | 0.0088249 | 0.0088248 | 0.0088249 | 0.99281 | -0.13708 | 0.99291 | -0.13517 | 2.4244
17 | -0.0096549 | -0.0024194 | 0.0096564 | 0.0024201 | 1.5175e-06 | 7.2113e-07 | 0.014469 | 0.014469 | 0.014469 | 0.99291 | -0.13517 | 0.99308 | -0.13187 | 3.975
18 | 0.0037663 | 0.00094363 | -0.0037663 | -0.00094364 | 8.751e-09 | -3.8738e-09 | 0.0056442 | 0.0056442 | 0.0056442 | 0.99291 | -0.13517 | 0.99291 | -0.13522 | 1.5506
19 | -0.017708 | -0.0044381 | 0.017716 | 0.0044427 | 7.8526e-06 | 4.6406e-06 | 0.026533 | 0.026533 | 0.026533 | 0.99308 | -0.13187 | 0.99356 | -0.12257 | 7.2894
20 | 0.0020991 | 0.00052579 | -0.002099 | -0.00052605 | 9.1065e-08 | -2.5911e-07 | 0.0031456 | 0.0031458 | 0.0031458 | 0.99291 | -0.13522 | 0.99286 | -0.13613 | 0.86422
21 | -0.0024294 | -0.00060888 | 0.0024296 | 0.00060865 | 1.2376e-07 | -2.2992e-07 | 0.0036783 | 0.0036782 | 0.0036783 | 0.9828 | -0.33042 | 0.98286 | -0.32935 | 1.0105
22 | -0.010773 | -0.0026996 | 0.010773 | 0.0026999 | 5.3368e-07 | 2.7375e-07 | 0.016309 | 0.016309 | 0.016309 | 0.98286 | -0.32935 | 0.98291 | -0.32831 | 4.4806
23 | 0.0083432 | 0.002091 | -0.0083429 | -0.0020908 | 2.851e-07 | 1.2208e-07 | 0.012631 | 0.012631 | 0.012631 | 0.98286 | -0.32935 | 0.98282 | -0.33007 | 3.4701
24 | -0.017716 | -0.0044427 | 0.017717 | 0.0044436 | 1.4699e-06 | 8.6864e-07 | 0.026533 | 0.026533 | 0.026533 | 0.99356 | -0.12257 | 0.99365 | -0.12083 | 7.2894
25 | -0.012172 | -0.0030504 | 0.012172 | 0.0030504 | 1.4737e-07 | 7.9647e-08 | 0.018426 | 0.018426 | 0.018426 | 0.98291 | -0.32831 | 0.98292 | -0.32806 | 5.0622
26 | 0.0039805 | 0.00099753 | -0.0039804 | -0.00099758 | 1.4731e-07 | -4.2777e-08 | 0.0060266 | 0.0060266 | 0.0060266 | 0.98282 | -0.33007 | 0.98278 | -0.33084 | 1.6557
27 | -0.021354 | -0.0053549 | 0.021356 | 0.005356 | 1.895e-06 | 1.1488e-06 | 0.031979 | 0.031979 | 0.031979 | 0.99365 | -0.12083 | 0.99375 | -0.11897 | 8.7853
28 | -0.013386 | -0.0033546 | 0.013386 | 0.0033548 | 2.74e-07 | 1.528e-07 | 0.020264 | 0.020264 | 0.020264 | 0.98292 | -0.32806 | 0.98295 | -0.32763 | 5.567
29 | -0.022977 | -0.0057623 | 0.022978 | 0.0057634 | 1.712e-06 | 1.0457e-06 | 0.034406 | 0.034406 | 0.034406 | 0.99375 | -0.11897 | 0.99383 | -0.1174 | 9.4522
30 | -0.030577 | -0.0076921 | 0.03059 | 0.0077003 | 1.3038e-05 | 8.1459e-06 | 0.046711 | 0.046711 | 0.046711 | 0.97426 | -0.49664 | 0.97472 | -0.48772 | 12.8327
31 | 0.030577 | 0.0076921 | -0.030563 | -0.0076834 | 1.3985e-05 | 8.7374e-06 | 0.046711 | 0.046711 | 0.046711 | 0.97426 | -0.49664 | 0.97378 | -0.50621 | 12.8327
32 | -0.037693 | -0.0094804 | 0.037727 | 0.0095023 | 3.475e-05 | 2.1891e-05 | 0.057554 | 0.057554 | 0.057554 | 0.97472 | -0.48772 | 0.9757 | -0.46844 | 15.8116
33 | 0.028787 | 0.0072383 | -0.028774 | -0.0072304 | 1.2687e-05 | 7.9025e-06 | 0.043998 | 0.043998 | 0.043998 | 0.97378 | -0.50621 | 0.97331 | -0.51545 | 12.0873
34 | -0.023768 | -0.0059611 | 0.023778 | 0.005967 | 9.6784e-06 | 5.9474e-06 | 0.036201 | 0.036201 | 0.036201 | 0.97702 | -0.44262 | 0.97746 | -0.43408 | 9.9453
35 | 0.022079 | 0.0055378 | -0.022077 | -0.0055361 | 2.8186e-06 | 1.7207e-06 | 0.033629 | 0.033629 | 0.033629 | 0.97702 | -0.44262 | 0.97689 | -0.4453 | 9.2387
36 | -0.026192 | -0.0065722 | 0.026193 | 0.0065722 | 1.141e-07 | 7.0623e-08 | 0.039876 | 0.039876 | 0.039876 | 0.97746 | -0.43408 | 0.97746 | -0.43399 | 10.9551
37 | 0.019608 | 0.0049175 | -0.019608 | -0.0049175 | 8.0347e-08 | 4.8415e-08 | 0.029869 | 0.029869 | 0.029869 | 0.97689 | -0.4453 | 0.97688 | -0.44538 | 8.2058
38 | -0.029855 | -0.0074901 | 0.029872 | 0.0075007 | 1.7026e-05 | 1.0621e-05 | 0.045452 | 0.045452 | 0.045452 | 0.97746 | -0.43399 | 0.97807 | -0.42204 | 12.4868
39 | 0.017922 | 0.0044949 | -0.017918 | -0.0044924 | 4.1484e-06 | 2.4692e-06 | 0.027301 | 0.027301 | 0.027301 | 0.97688 | -0.44538 | 0.97663 | -0.45024 | 7.5002
40 | -0.031818 | -0.0079884 | 0.031819 | 0.0079891 | 1.2194e-06 | 7.6303e-07 | 0.048412 | 0.048412 | 0.048412 | 0.97807 | -0.42204 | 0.97811 | -0.42123 | 13.2999
41 | 0.015444 | 0.0038723 | -0.01544 | -0.00387 | 3.8435e-06 | 2.2283e-06 | 0.023531 | 0.023531 | 0.023531 | 0.97663 | -0.45024 | 0.97637 | -0.45547 | 6.4645
42 | -0.034226 | -0.0085924 | 0.034246 | 0.0086051 | 2.0313e-05 | 1.2749e-05 | 0.052074 | 0.052074 | 0.052074 | 0.97811 | -0.42123 | 0.97874 | -0.4088 | 14.306
43 | 0.011898 | 0.0029824 | -0.011897 | -0.002982 | 6.4168e-07 | 3.4559e-07 | 0.018133 | 0.018133 | 0.018133 | 0.97637 | -0.45547 | 0.97631 | -0.4566 | 4.9816
44 | -0.036977 | -0.0092894 | 0.036981 | 0.0092919 | 3.9255e-06 | 2.4707e-06 | 0.056225 | 0.056225 | 0.056225 | 0.97874 | -0.4088 | 0.97886 | -0.40657 | 15.4463
45 | 0.0095805 | 0.0024014 | -0.0095791 | -0.0024007 | 1.3987e-06 | 6.7646e-07 | 0.014602 | 0.014602 | 0.014602 | 0.97631 | -0.4566 | 0.97616 | -0.45966 | 4.0115
46 | 0.024968 | 0.0062765 | -0.02496 | -0.0062716 | 7.8841e-06 | 4.8666e-06 | 0.038179 | 0.038179 | 0.038179 | 0.97331 | -0.51545 | 0.97297 | -0.52206 | 10.4886
47 | 0.022583 | 0.0056758 | -0.022569 | -0.0056674 | 1.3763e-05 | 8.4263e-06 | 0.034543 | 0.034543 | 0.034543 | 0.97297 | -0.52206 | 0.97232 | -0.53484 | 9.4898
48 | 0.021537 | 0.0054087 | -0.021523 | -0.0054001 | 1.4039e-05 | 8.558e-06 | 0.032963 | 0.032963 | 0.032963 | 0.97232 | -0.53484 | 0.97163 | -0.54851 | 9.0558
49 | -0.039849 | -0.010034 | 0.039867 | 0.010046 | 1.8406e-05 | 1.1614e-05 | 0.060789 | 0.060789 | 0.060789 | 0.9757 | -0.46844 | 0.97619 | -0.45878 | 16.7004
50 | 0.018529 | 0.00465 | -0.018519 | -0.0046437 | 1.0491e-05 | 6.2843e-06 | 0.028379 | 0.02838 | 0.02838 | 0.97163 | -0.54851 | 0.97103 | -0.56039 | 7.7966
51 | -0.04581 | -0.011535 | 0.045857 | 0.011565 | 4.7235e-05 | 2.9908e-05 | 0.069848 | 0.069848 | 0.069848 | 0.97619 | -0.45878 | 0.97729 | -0.43724 | 19.1891
52 | 0.014071 | 0.003529 | -0.014067 | -0.0035263 | 4.8609e-06 | 2.7663e-06 | 0.021564 | 0.021564 | 0.021564 | 0.97103 | -0.56039 | 0.97066 | -0.56764 | 5.9242
53 | -0.023868 | -0.0059864 | 0.023873 | 0.0059896 | 5.2631e-06 | 3.226e-06 | 0.035738 | 0.035738 | 0.035738 | 0.99383 | -0.1174 | 0.99407 | -0.11278 | 9.8182
54 | -0.045857 | -0.011565 | 0.045861 | 0.011567 | 4.2409e-06 | 2.4527e-06 | 0.069848 | 0.069848 | 0.069848 | 0.97729 | -0.43724 | 0.97739 | -0.4353 | 6.3963
55 | 0.0067299 | 0.0016866 | -0.0067298 | -0.0016866 | 4.9472e-08 | 1.5566e-08 | 0.01019 | 0.01019 | 0.01019 | 0.98271 | -0.33223 | 0.9827 | -0.33238 | 2.7995
56 | -0.0077292 | -0.001937 | 0.0077292 | 0.001937 | 5.4206e-08 | 2.1321e-08 | 0.011703 | 0.011703 | 0.011703 | 0.98271 | -0.33223 | 0.98272 | -0.33208 | 3.2152
57 | 0.0047158 | 0.0011818 | -0.0047157 | -0.0011818 | 1.5067e-07 | -3.3993e-09 | 0.0071407 | 0.0071407 | 0.0071407 | 0.9827 | -0.33238 | 0.98267 | -0.33305 | 1.9617
58 | -0.010447 | -0.0026182 | 0.010449 | 0.0026191 | 1.7788e-06 | 8.9822e-07 | 0.015819 | 0.015819 | 0.015819 | 0.98272 | -0.33208 | 0.9829 | -0.32851 | 4.3458
59 | 0.003328 | 0.00083401 | -0.0033279 | -0.00083406 | 6.4938e-08 | -4.4821e-08 | 0.0050394 | 0.0050395 | 0.0050395 | 0.98267 | -0.33305 | 0.98265 | -0.33346 | 1.3845
60 | -0.013646 | -0.0034205 | 0.013648 | 0.0034215 | 1.8543e-06 | 1.0399e-06 | 0.02066 | 0.02066 | 0.02066 | 0.9829 | -0.32851 | 0.98305 | -0.32566 | 5.6757
61 | -0.015095 | -0.003784 | 0.015096 | 0.0037848 | 1.345e-06 | 7.7367e-07 | 0.022849 | 0.022849 | 0.022849 | 0.98305 | -0.32566 | 0.98314 | -0.32379 | 6.2771
62 | -0.016453 | -0.0041249 | 0.016454 | 0.0041256 | 1.2971e-06 | 7.5942e-07 | 0.024903 | 0.024903 | 0.024903 | 0.98314 | -0.32379 | 0.98323 | -0.32213 | 6.8414
63 | 0.016491 | 0.0041343 | -0.016487 | -0.0041325 | 3.1573e-06 | 1.8493e-06 | 0.024957 | 0.024957 | 0.024957 | 0.98323 | -0.32213 | 0.98302 | -0.32615 | 6.8564
64 | -0.032945 | -0.00826 | 0.032955 | 0.0082666 | 1.0508e-05 | 6.582e-06 | 0.04986 | 0.04986 | 0.04986 | 0.98323 | -0.32213 | 0.98357 | -0.31544 | 13.6978
65 | -0.0031632 | -0.00079186 | 0.0031633 | 0.00079179 | 7.8199e-08 | -6.5811e-08 | 0.0047824 | 0.0047824 | 0.0047824 | 0.98415 | -0.30412 | 0.98418 | -0.3036 | 1.3139
66 | 0.0012881 | 0.00032191 | -0.001288 | -0.00032281 | 1.08e-07 | -8.9571e-07 | 0.0019473 | 0.0019476 | 0.0019476 | 0.98415 | -0.30412 | 0.98406 | -0.30588 | 0.53506
67 | -0.0039213 | -0.00098176 | 0.0039213 | 0.00098175 | 4.6291e-08 | -1.5007e-08 | 0.0059284 | 0.0059284 | 0.0059284 | 0.98418 | -0.3036 | 0.98419 | -0.30335 | 1.6287
68 | -0.0055819 | -0.0013979 | 0.0055824 | 0.001398 | 4.1113e-07 | 6.7477e-08 | 0.0084391 | 0.008439 | 0.0084391 | 0.98419 | -0.30335 | 0.98427 | -0.30181 | 2.3184
69 | 0.0039869 | 0.00099892 | -0.0039867 | -0.00099899 | 2.2641e-07 | -6.6315e-08 | 0.0060273 | 0.0060274 | 0.0060274 | 0.98427 | -0.30181 | 0.98421 | -0.303 | 1.6559
70 | -0.0095693 | -0.0023969 | 0.009571 | 0.0023978 | 1.7443e-06 | 8.338e-07 | 0.014466 | 0.014466 | 0.014466 | 0.98427 | -0.30181 | 0.98447 | -0.29798 | 3.9743
71 | 0.003216 | 0.00080583 | -0.0032159 | -0.00080585 | 2.3541e-08 | -1.868e-08 | 0.0048621 | 0.0048621 | 0.0048621 | 0.98421 | -0.303 | 0.9842 | -0.30315 | 1.3357
72 | -0.010374 | -0.0025988 | 0.010378 | 0.0026005 | 3.3957e-06 | 1.7048e-06 | 0.01568 | 0.01568 | 0.01568 | 0.98447 | -0.29798 | 0.98482 | -0.29111 | 4.3077
73 | 0.00080312 | 0.00020104 | -0.00080311 | -0.00020128 | 1.0576e-08 | -2.3661e-07 | 0.0012138 | 0.0012139 | 0.0012139 | 0.98447 | -0.29798 | 0.98445 | -0.29826 | 0.33349
74 | 0.0013919 | 0.00034869 | -0.0013919 | -0.00034876 | 9.6453e-09 | -6.7641e-08 | 0.0021043 | 0.0021043 | 0.0021043 | 0.9842 | -0.30315 | 0.9842 | -0.3033 | 0.57811
75 | -0.011857 | -0.0029713 | 0.011861 | 0.0029735 | 4.134e-06 | 2.2086e-06 | 0.017915 | 0.017915 | 0.017915 | 0.98482 | -0.29111 | 0.9852 | -0.28379 | 4.9217
76 | -0.049395 | -0.012419 | 0.049397 | 0.01242 | 2.3623e-06 | 1.159e-06 | 0.075003 | 0.075003 | 0.075003 | 0.98015 | -0.38123 | 0.9802 | -0.38023 | 4.121
77 | 0.049023 | 0.012326 | -0.049014 | -0.012322 | 8.5917e-06 | 4.1961e-06 | 0.074438 | 0.074438 | 0.074438 | 0.98015 | -0.38123 | 0.97996 | -0.3849 | 4.09
78 | -0.049767 | -0.012513 | 0.049767 | 0.012513 | 4.406e-07 | 2.1714e-07 | 0.075563 | 0.075563 | 0.075563 | 0.9802 | -0.38023 | 0.98021 | -0.38004 | 4.1518
79 | 0.0065135 | 0.001631 | -0.0065134 | -0.001631 | 1.1024e-07 | 3.2688e-08 | 0.0098899 | 0.0098899 | 0.0098899 | 0.97996 | -0.3849 | 0.97995 | -0.38525 | 2.717
80 | 0.042501 | 0.010691 | -0.042486 | -0.010682 | 1.4327e-05 | 8.1299e-06 | 0.064549 | 0.064549 | 0.064549 | 0.97996 | -0.3849 | 0.9796 | -0.39196 | 5.9111
81 | -0.051013 | -0.012825 | 0.051018 | 0.012828 | 4.93e-06 | 2.4645e-06 | 0.077455 | 0.077455 | 0.077455 | 0.98021 | -0.38004 | 0.98032 | -0.37802 | 4.2558
82 | 0.005022 | 0.0012572 | -0.0050216 | -0.0012572 | 4.1917e-07 | 2.6094e-08 | 0.0076252 | 0.0076253 | 0.0076253 | 0.97995 | -0.38525 | 0.97986 | -0.38701 | 2.0949
83 | 0.04115 | 0.010347 | -0.041141 | -0.010342 | 9.3876e-06 | 5.9274e-06 | 0.062519 | 0.062519 | 0.062519 | 0.9796 | -0.39196 | 0.97936 | -0.39673 | 17.1755
84 | -0.051394 | -0.012922 | 0.051396 | 0.012923 | 2.4652e-06 | 1.2374e-06 | 0.078025 | 0.078025 | 0.078025 | 0.98032 | -0.37802 | 0.98037 | -0.37701 | 4.2871
85 | 0.0042983 | 0.0010759 | -0.0042979 | -0.001076 | 4.0244e-07 | -5.971e-08 | 0.006527 | 0.0065271 | 0.0065271 | 0.97986 | -0.38701 | 0.97976 | -0.38897 | 1.7932
86 | 0.039798 | 0.010005 | -0.039784 | -0.0099959 | 1.4643e-05 | 9.2371e-06 | 0.06048 | 0.06048 | 0.06048 | 0.97936 | -0.39673 | 0.97897 | -0.40444 | 16.6153
87 | -0.052386 | -0.013171 | 0.052397 | 0.013177 | 1.0763e-05 | 5.4577e-06 | 0.079527 | 0.079526 | 0.079527 | 0.98037 | -0.37701 | 0.98059 | -0.37271 | 4.3696
88 | 0.0037575 | 0.00094052 | -0.0037572 | -0.00094064 | 3.0203e-07 | -1.1816e-07 | 0.0057063 | 0.0057064 | 0.0057064 | 0.97976 | -0.38897 | 0.97967 | -0.39066 | 1.5677
89 | 0.038321 | 0.0096293 | -0.038317 | -0.0096268 | 3.8974e-06 | 2.4558e-06 | 0.058256 | 0.058256 | 0.058256 | 0.97897 | -0.40444 | 0.97886 | -0.40657 | 16.0044
90 | -0.14056 | -0.035418 | 0.14062 | 0.035455 | 5.9669e-05 | 3.7085e-05 | 0.21336 | 0.21336 | 0.21336 | 0.98059 | -0.37271 | 0.98104 | -0.36384 | 11.7233
91 | 0.088164 | 0.022241 | -0.088123 | -0.022217 | 4.0842e-05 | 2.4222e-05 | 0.13384 | 0.13384 | 0.13384 | 0.98059 | -0.37271 | 0.98009 | -0.38239 | 7.3538
92 | 0.0037572 | 0.00094064 | -0.0037568 | -0.00094081 | 4.5122e-07 | -1.7641e-07 | 0.0057064 | 0.0057066 | 0.0057066 | 0.97967 | -0.39066 | 0.97954 | -0.39319 | 1.5677
93 | 0.22445 | 0.057075 | -0.22436 | -0.057018 | 9.0221e-05 | 5.706e-05 | 0.33717 | 0.33717 | 0.33717 | 0.99141 | -0.16352 | 0.99097 | -0.17187 | 18.5258
94 | -0.23316 | -0.059258 | 0.2333 | 0.059351 | 0.00014599 | 9.2409e-05 | 0.35024 | 0.35024 | 0.35024 | 0.99141 | -0.16352 | 0.99209 | -0.15052 | 19.2441
95 | 0.21031 | 0.053496 | -0.21003 | -0.053322 | 0.0002765 | 0.00017459 | 0.31607 | 0.31607 | 0.31607 | 0.99097 | -0.17187 | 0.98955 | -0.19919 | 17.3665
96 | -0.23784 | -0.060487 | 0.23789 | 0.060521 | 5.4014e-05 | 3.4204e-05 | 0.35704 | 0.35704 | 0.35704 | 0.99209 | -0.15052 | 0.99233 | -0.14581 | 19.6178
97 | 0.20335 | 0.051648 | -0.20329 | -0.051609 | 6.2801e-05 | 3.9619e-05 | 0.30603 | 0.30603 | 0.30603 | 0.98955 | -0.19919 | 0.98922 | -0.20561 | 16.8148
98 | -0.23948 | -0.06092 | 0.23955 | 0.060963 | 6.8796e-05 | 4.357e-05 | 0.35943 | 0.35943 | 0.35943 | 0.99233 | -0.14581 | 0.99265 | -0.13985 | 19.7487
99 | 0.02689 | 0.0067394 | -0.026885 | -0.0067388 | 5.0187e-06 | 5.8721e-07 | 0.040449 | 0.04045 | 0.04045 | 0.98922 | -0.20561 | 0.98902 | -0.20952 | 2.2225
100 | 0.1764 | 0.044869 | -0.17634 | -0.044834 | 5.619e-05 | 3.528e-05 | 0.26558 | 0.26558 | 0.26558 | 0.98922 | -0.20561 | 0.98887 | -0.21222 | 14.5924
101 | -0.24496 | -0.062318 | 0.24511 | 0.062416 | 0.00015396 | 9.7549e-05 | 0.36753 | 0.36753 | 0.36753 | 0.99265 | -0.13985 | 0.99333 | -0.12682 | 20.1941
102 | 0.020237 | 0.0050729 | -0.020236 | -0.0050732 | 1.2056e-06 | -3.4083e-07 | 0.030448 | 0.030449 | 0.030449 | 0.98902 | -0.20952 | 0.98895 | -0.21078 | 1.673
103 | 0.17441 | 0.04435 | -0.17431 | -0.044287 | 0.00010047 | 6.3059e-05 | 0.26268 | 0.26268 | 0.26268 | 0.98887 | -0.21222 | 0.98825 | -0.22419 | 14.4329
104 | -0.24823 | -0.063198 | 0.24832 | 0.063256 | 9.0652e-05 | 5.7453e-05 | 0.37221 | 0.37221 | 0.37221 | 0.99333 | -0.12682 | 0.99372 | -0.11925 | 20.4509
105 | 0.01501 | 0.0037634 | -0.015007 | -0.0037624 | 2.5899e-06 | 9.6275e-07 | 0.022585 | 0.022585 | 0.022585 | 0.98895 | -0.21078 | 0.98877 | -0.2144 | 3.1024
106 | 0.17254 | 0.043842 | -0.1725 | -0.043821 | 3.4038e-05 | 2.1354e-05 | 0.26001 | 0.26001 | 0.26001 | 0.98825 | -0.22419 | 0.98804 | -0.22828 | 14.286
107 | -0.25012 | -0.063706 | 0.25016 | 0.063731 | 3.9036e-05 | 2.4743e-05 | 0.3749 | 0.3749 | 0.3749 | 0.99372 | -0.11925 | 0.99389 | -0.11602 | 20.5989
108 | -0.082767 | -0.020922 | 0.08282 | 0.020955 | 5.2961e-05 | 3.3781e-05 | 0.12534 | 0.12534 | 0.12534 | 0.98308 | -0.3241 | 0.98377 | -0.31077 | 34.4347
109 | 0.082015 | 0.020733 | -0.082013 | -0.020732 | 2.25e-06 | 1.4351e-06 | 0.1242 | 0.1242 | 0.1242 | 0.98308 | -0.3241 | 0.98305 | -0.32468 | 34.1219
110 | -0.083582 | -0.021146 | 0.083635 | 0.02118 | 5.3201e-05 | 3.3936e-05 | 0.12649 | 0.12649 | 0.12649 | 0.98377 | -0.31077 | 0.98445 | -0.29751 | 34.7512
111 | 0.081197 | 0.020527 | -0.081155 | -0.020501 | 4.1384e-05 | 2.6393e-05 | 0.12297 | 0.12297 | 0.12297 | 0.98305 | -0.32468 | 0.98251 | -0.33531 | 33.7826
112 | -0.084811 | -0.021475 | 0.084867 | 0.021511 | 5.6063e-05 | 3.5765e-05 | 0.12827 | 0.12827 | 0.12827 | 0.98445 | -0.29751 | 0.98516 | -0.28376 | 35.2394
113 | 0.080125 | 0.020243 | -0.080125 | -0.020242 | 4.0447e-07 | 2.5793e-07 | 0.12141 | 0.12141 | 0.12141 | 0.98251 | -0.33531 | 0.9825 | -0.33541 | 33.3541
114 | -0.086034 | -0.021803 | 0.086132 | 0.021866 | 9.804e-05 | 6.2549e-05 | 0.13003 | 0.13003 | 0.13003 | 0.98516 | -0.28376 | 0.98639 | -0.26007 | 35.7238
115 | 0.078801 | 0.019911 | -0.078774 | -0.019893 | 2.7343e-05 | 1.7435e-05 | 0.1194 | 0.1194 | 0.1194 | 0.9825 | -0.33541 | 0.98213 | -0.34266 | 32.8034
116 | -0.087026 | -0.02209 | 0.087131 | 0.022157 | 0.00010452 | 6.6683e-05 | 0.13138 | 0.13138 | 0.13138 | 0.98639 | -0.26007 | 0.98768 | -0.23514 | 36.0943
117 | 0.07641 | 0.019301 | -0.076409 | -0.0193 | 1.2325e-06 | 7.857e-07 | 0.11582 | 0.11582 | 0.11582 | 0.98213 | -0.34266 | 0.98211 | -0.34299 | 31.8192
118 | -0.087614 | -0.022278 | 0.087729 | 0.022351 | 0.00011505 | 7.3404e-05 | 0.13211 | 0.13211 | 0.13211 | 0.98768 | -0.23514 | 0.9891 | -0.20792 | 36.2944
119 | 0.074744 | 0.018883 | -0.074729 | -0.018873 | 1.513e-05 | 9.6437e-06 | 0.1133 | 0.1133 | 0.1133 | 0.98211 | -0.34299 | 0.98189 | -0.34722 | 31.1266
120 | 0.010421 | 0.0026127 | -0.010418 | -0.0026111 | 3.0987e-06 | 1.5831e-06 | 0.015976 | 0.015976 | 0.015976 | 0.97066 | -0.56764 | 0.97035 | -0.57388 | 4.3891
121 | 0.0087504 | 0.0021931 | -0.008749 | -0.0021924 | 1.4547e-06 | 6.6493e-07 | 0.013419 | 0.013419 | 0.013419 | 0.97035 | -0.57388 | 0.97017 | -0.57737 | 3.6865
122 | -0.027071 | -0.0067911 | 0.027077 | 0.0067943 | 5.2758e-06 | 3.2654e-06 | 0.040525 | 0.040525 | 0.040525 | 0.99407 | -0.11278 | 0.99428 | -0.10869 | 11.1333
123 | -0.027753 | -0.0069638 | 0.027753 | 0.0069641 | 3.9402e-07 | 2.4427e-07 | 0.041537 | 0.041537 | 0.041537 | 0.99428 | -0.10869 | 0.9943 | -0.10839 | 11.4113
124 | -0.028445 | -0.0071375 | 0.028455 | 0.0071433 | 9.2503e-06 | 5.7436e-06 | 0.042573 | 0.042573 | 0.042573 | 0.9943 | -0.10839 | 0.99465 | -0.10158 | 11.6959
125 | -0.24878 | -0.063262 | 0.24889 | 0.063331 | 0.00010957 | 6.9442e-05 | 0.3725 | 0.3725 | 0.3725 | 0.99465 | -0.10158 | 0.99513 | -0.092438 | 20.467
126 | 0.22032 | 0.056118 | -0.22017 | -0.05602 | 0.00015601 | 9.8605e-05 | 0.32993 | 0.32993 | 0.32993 | 0.99465 | -0.10158 | 0.99388 | -0.11627 | 18.1278
127 | -0.50015 | -0.12745 | 0.50056 | 0.12771 | 0.00041422 | 0.00026446 | 0.74862 | 0.74862 | 0.74862 | 0.99513 | -0.092438 | 0.99603 | -0.07529 | 41.1328
128 | 0.25126 | 0.064116 | -0.25098 | -0.063935 | 0.00028582 | 0.00018118 | 0.37612 | 0.37612 | 0.37612 | 0.99513 | -0.092438 | 0.99389 | -0.11602 | 20.6659
129 | 0.21905 | 0.05574 | -0.21902 | -0.055722 | 2.8903e-05 | 1.8266e-05 | 0.32826 | 0.32826 | 0.32826 | 0.99388 | -0.11627 | 0.99374 | -0.119 | 18.0361
130 | -0.50574 | -0.12901 | 0.50627 | 0.12935 | 0.00053599 | 0.00034222 | 0.75635 | 0.75635 | 0.75635 | 0.99603 | -0.07529 | 0.99718 | -0.053371 | 41.5577
131 | 0.21837 | 0.055558 | -0.21836 | -0.05555 | 1.317e-05 | 8.3226e-06 | 0.32728 | 0.32728 | 0.32728 | 0.99374 | -0.119 | 0.99367 | -0.12026 | 17.9824
132 | 0.21765 | 0.055374 | -0.21764 | -0.055366 | 1.276e-05 | 8.0626e-06 | 0.32623 | 0.32623 | 0.32623 | 0.99367 | -0.12026 | 0.99361 | -0.12147 | 17.9245
133 | 0.21544 | 0.054814 | -0.21538 | -0.05478 | 5.3313e-05 | 3.3679e-05 | 0.32293 | 0.32293 | 0.32293 | 0.99361 | -0.12147 | 0.99334 | -0.12661 | 17.7433
134 | 0.21373 | 0.054367 | -0.21364 | -0.054307 | 9.3753e-05 | 5.9215e-05 | 0.32046 | 0.32046 | 0.32046 | 0.99334 | -0.12661 | 0.99286 | -0.13572 | 17.6075
135 | 0.21103 | 0.053653 | -0.21094 | -0.053595 | 9.2382e-05 | 5.833e-05 | 0.31654 | 0.31654 | 0.31654 | 0.99286 | -0.13572 | 0.99239 | -0.14481 | 17.3926
136 | 0.21094 | 0.053595 | -0.21086 | -0.053547 | 7.5388e-05 | 4.7601e-05 | 0.31654 | 0.31655 | 0.31655 | 0.99239 | -0.14481 | 0.992 | -0.15223 | 17.3926
137 | 0.21013 | 0.053363 | -0.2101 | -0.053344 | 3.0388e-05 | 1.9186e-05 | 0.31544 | 0.31544 | 0.31544 | 0.992 | -0.15223 | 0.99185 | -0.15524 | 17.332
138 | 0.069537 | 0.017497 | -0.069517 | -0.017484 | 2.0436e-05 | 1.3018e-05 | 0.10572 | 0.10572 | 0.10572 | 0.97901 | -0.40344 | 0.9787 | -0.4096 | 29.0429
139 | 0.001891 | 0.0004735 | -0.0018909 | -0.00047383 | 9.6845e-08 | -3.2694e-07 | 0.0028817 | 0.0028819 | 0.0028819 | 0.97641 | -0.45461 | 0.97635 | -0.45569 | 0.79173
140 | -0.0037278 | -0.00093384 | 0.0037279 | 0.0009338 | 1.1065e-07 | -4.354e-08 | 0.0056809 | 0.0056809 | 0.0056809 | 0.97641 | -0.45461 | 0.97644 | -0.45399 | 1.5607
141 | 0.00067428 | 0.0001689 | -0.00067427 | -0.00016899 | 2.7829e-09 | -8.6105e-08 | 0.0010276 | 0.0010276 | 0.0010276 | 0.97635 | -0.45569 | 0.97635 | -0.45577 | 0.28232
142 | 0.018234 | 0.0045814 | -0.018224 | -0.0045756 | 9.6085e-06 | 5.7347e-06 | 0.027791 | 0.027791 | 0.027791 | 0.97644 | -0.45399 | 0.97587 | -0.46503 | 7.6349
143 | -0.021961 | -0.0055152 | 0.021968 | 0.0055191 | 6.4631e-06 | 3.9439e-06 | 0.033472 | 0.033472 | 0.033472 | 0.97644 | -0.45399 | 0.97675 | -0.44782 | 9.1955
144 | 0.017079 | 0.0042888 | -0.017071 | -0.0042841 | 7.9914e-06 | 4.7222e-06 | 0.026046 | 0.026046 | 0.026046 | 0.97587 | -0.46503 | 0.97538 | -0.47484 | 7.1554
145 | -0.02299 | -0.0057752 | 0.023 | 0.0057816 | 1.0385e-05 | 6.3639e-06 | 0.035028 | 0.035028 | 0.035028 | 0.97675 | -0.44782 | 0.97723 | -0.43836 | 9.6231
146 | 0.016123 | 0.0040463 | -0.016118 | -0.0040433 | 5.2039e-06 | 3.0443e-06 | 0.024599 | 0.024599 | 0.024599 | 0.97538 | -0.47484 | 0.97503 | -0.48162 | 6.7579
147 | 0.024435 | 0.0061338 | -0.024425 | -0.006128 | 9.4522e-06 | 5.8214e-06 | 0.03721 | 0.03721 | 0.03721 | 0.97723 | -0.43836 | 0.97682 | -0.44647 | 10.2225
148 | -0.047435 | -0.011915 | 0.047461 | 0.011932 | 2.5911e-05 | 1.6417e-05 | 0.072238 | 0.072238 | 0.072238 | 0.97723 | -0.43836 | 0.97782 | -0.42692 | 19.8456
149 | 0.014695 | 0.0036868 | -0.014695 | -0.0036866 | 3.3995e-07 | 1.9509e-07 | 0.022428 | 0.022428 | 0.022428 | 0.97503 | -0.48162 | 0.97501 | -0.4821 | 6.1615
150 | 0.020902 | 0.005245 | -0.020893 | -0.0052399 | 8.4269e-06 | 5.1159e-06 | 0.031843 | 0.031843 | 0.031843 | 0.97682 | -0.44647 | 0.97639 | -0.45493 | 8.748
151 | -0.066539 | -0.016716 | 0.066572 | 0.016737 | 3.3084e-05 | 2.1066e-05 | 0.10127 | 0.10127 | 0.10127 | 0.97782 | -0.42692 | 0.97835 | -0.41651 | 27.8218
152 | 0.019078 | 0.0047845 | -0.019073 | -0.0047814 | 5.0079e-06 | 3.0064e-06 | 0.029033 | 0.029034 | 0.029034 | 0.97782 | -0.42692 | 0.97753 | -0.43243 | 7.9763
153 | 0.013559 | 0.003402 | -0.013553 | -0.0033987 | 5.8021e-06 | 3.263e-06 | 0.020695 | 0.020695 | 0.020695 | 0.97501 | -0.4821 | 0.97455 | -0.49108 | 5.6855
154 | 0.0169 | 0.0042391 | -0.016893 | -0.004235 | 6.9199e-06 | 4.081e-06 | 0.025757 | 0.025757 | 0.025757 | 0.97639 | -0.45493 | 0.97595 | -0.46352 | 7.0762
155 | -0.068262 | -0.017161 | 0.068284 | 0.017175 | 2.254e-05 | 1.4356e-05 | 0.10384 | 0.10384 | 0.10384 | 0.97835 | -0.41651 | 0.9787 | -0.4096 | 28.528
156 | 0.017044 | 0.004273 | -0.017041 | -0.0042711 | 3.3073e-06 | 1.9525e-06 | 0.025946 | 0.025946 | 0.025946 | 0.97753 | -0.43243 | 0.97733 | -0.4365 | 7.1279
157 | 0.0019619 | 0.00049167 | -0.0019619 | -0.0004917 | 7.0693e-09 | -2.2688e-08 | 0.0029666 | 0.0029666 | 0.0029666 | 0.98406 | -0.30594 | 0.98405 | -0.30601 | 0.81501
158 | -0.0037472 | -0.00093912 | 0.0037474 | 0.00093908 | 1.044e-07 | -4.3348e-08 | 0.0056663 | 0.0056663 | 0.0056663 | 0.98406 | -0.30594 | 0.98409 | -0.30535 | 1.5567
159 | -0.006322 | -0.0015843 | 0.0063223 | 0.0015844 | 2.7124e-07 | 7.3022e-08 | 0.0095593 | 0.0095593 | 0.0095593 | 0.98409 | -0.30535 | 0.98413 | -0.30445 | 2.6262
160 | 0.034576 | 0.0086795 | -0.034558 | -0.0086681 | 1.8112e-05 | 1.1367e-05 | 0.052284 | 0.052284 | 0.052284 | 0.98413 | -0.30445 | 0.98357 | -0.31544 | 14.3637
161 | -0.040898 | -0.010264 | 0.040925 | 0.010281 | 2.6679e-05 | 1.6838e-05 | 0.061843 | 0.061843 | 0.061843 | 0.98413 | -0.30445 | 0.98483 | -0.29078 | 16.9899
162 | -0.043032 | -0.010809 | 0.043063 | 0.010828 | 3.0535e-05 | 1.9297e-05 | 0.065028 | 0.065027 | 0.065028 | 0.98483 | -0.29078 | 0.9856 | -0.27593 | 17.8647
163 | 0.16207 | 0.041249 | -0.16201 | -0.041212 | 5.9546e-05 | 3.7245e-05 | 0.24338 | 0.24338 | 0.24338 | 0.99185 | -0.15524 | 0.99145 | -0.16286 | 13.3723
164 | 0.048023 | 0.012095 | -0.048006 | -0.012084 | 1.7136e-05 | 1.0853e-05 | 0.072067 | 0.072067 | 0.072067 | 0.99185 | -0.15524 | 0.99146 | -0.1627 | 19.7987
165 | -0.04361 | -0.010965 | 0.043632 | 0.010979 | 2.1616e-05 | 1.3665e-05 | 0.065853 | 0.065853 | 0.065853 | 0.9856 | -0.27593 | 0.98613 | -0.26555 | 18.0916
166 | 0.0010126 | 0.0002536 | -0.0010126 | -0.00025378 | 1.235e-08 | -1.7599e-07 | 0.0015197 | 0.0015198 | 0.0015198 | 0.99145 | -0.16286 | 0.99143 | -0.16312 | 0.41752
167 | 0.161 | 0.040959 | -0.16096 | -0.040933 | 4.0161e-05 | 2.5113e-05 | 0.24186 | 0.24186 | 0.24186 | 0.99145 | -0.16286 | 0.99118 | -0.16804 | 13.2889
168 | 0.046792 | 0.01178 | -0.046776 | -0.011769 | 1.6225e-05 | 1.0271e-05 | 0.070246 | 0.070246 | 0.070246 | 0.99146 | -0.1627 | 0.99108 | -0.16996 | 19.2984
169 | 0.015505 | 0.0038862 | -0.015504 | -0.0038855 | 1.0887e-06 | 6.2997e-07 | 0.02347 | 0.02347 | 0.02347 | 0.98302 | -0.32615 | 0.98295 | -0.32763 | 6.4477
170 | -0.061593 | -0.015485 | 0.061665 | 0.015531 | 7.2185e-05 | 4.5914e-05 | 0.092957 | 0.092957 | 0.092957 | 0.98613 | -0.26555 | 0.98739 | -0.24104 | 25.5377
171 | 0.017961 | 0.0045061 | -0.017953 | -0.0045013 | 8.1752e-06 | 4.8537e-06 | 0.027104 | 0.027104 | 0.027104 | 0.98613 | -0.26555 | 0.98564 | -0.2751 | 7.4461
172 | -0.0014155 | -0.00035475 | 0.0014155 | 0.00035454 | 2.9499e-08 | -2.0955e-07 | 0.0021159 | 0.0021158 | 0.0021159 | 0.99543 | -0.087695 | 0.99546 | -0.087257 | 0.58129
173 | -0.0024054 | -0.00060262 | 0.0024054 | 0.00060255 | 3.5138e-08 | -7.1745e-08 | 0.0035955 | 0.0035954 | 0.0035955 | 0.99546 | -0.087257 | 0.99547 | -0.086951 | 0.98777
174 | -0.0033959 | -0.00085078 | 0.003396 | 0.00085067 | 1.5745e-07 | -1.111e-07 | 0.005076 | 0.0050759 | 0.005076 | 0.99547 | -0.086951 | 0.99552 | -0.085977 | 1.3945
175 | -0.004386 | -0.0010988 | 0.0043862 | 0.0010988 | 1.1679e-07 | -1.9478e-08 | 0.0065557 | 0.0065557 | 0.0065557 | 0.99552 | -0.085977 | 0.99555 | -0.085418 | 1.801
176 | -0.0053784 | -0.0013475 | 0.0053785 | 0.0013475 | 9.6669e-08 | 9.9965e-09 | 0.0080387 | 0.0080387 | 0.0080387 | 0.99555 | -0.085418 | 0.99557 | -0.085041 | 2.2084
177 | -0.0018197 | -0.00045607 | 0.0018198 | 0.00045574 | 9.0759e-08 | -3.3362e-07 | 0.0027767 | 0.0027765 | 0.0027767 | 0.9752 | -0.4783 | 0.97526 | -0.47726 | 0.76282
178 | -0.0054293 | -0.0013604 | 0.0054303 | 0.0013605 | 9.2143e-07 | 1.4282e-07 | 0.0082838 | 0.0082836 | 0.0082838 | 0.97526 | -0.47726 | 0.97544 | -0.47369 | 2.2758
179 | 0.0073349 | 0.0018378 | -0.0073345 | -0.0018377 | 3.7502e-07 | 1.4031e-07 | 0.011189 | 0.011189 | 0.011189 | 0.97544 | -0.47369 | 0.97538 | -0.47477 | 3.074
180 | -0.012765 | -0.0031984 | 0.012767 | 0.0031996 | 2.1612e-06 | 1.1934e-06 | 0.019473 | 0.019473 | 0.019473 | 0.97544 | -0.47369 | 0.97562 | -0.47014 | 5.3497
181 | 0.0055511 | 0.0013907 | -0.0055507 | -0.0013907 | 4.3069e-07 | 7.5773e-08 | 0.0084685 | 0.0084685 | 0.0084685 | 0.97538 | -0.47477 | 0.9753 | -0.4764 | 2.3265
182 | -0.013887 | -0.0034802 | 0.013892 | 0.0034827 | 4.378e-06 | 2.4769e-06 | 0.021181 | 0.021181 | 0.021181 | 0.97562 | -0.47014 | 0.97595 | -0.46352 | 5.8189
183 | -0.0053785 | -0.0013475 | 0.0053794 | 0.0013476 | 8.7937e-07 | 9.0831e-08 | 0.0080387 | 0.0080385 | 0.0080387 | 0.99557 | -0.085041 | 0.99575 | -0.081608 | 2.2084
184 | 0.0044212 | 0.0011076 | -0.0044206 | -0.0011076 | 6.1591e-07 | -5.6218e-08 | 0.0067453 | 0.0067454 | 0.0067454 | 0.9753 | -0.4764 | 0.97515 | -0.47932 | 1.8531
185 | 0.0024317 | 0.00060926 | -0.0024316 | -0.00060942 | 9.2788e-08 | -1.6014e-07 | 0.0037301 | 0.0037302 | 0.0037302 | 0.97004 | -0.57995 | 0.97 | -0.58075 | 1.0248
186 | -0.0038141 | -0.00095573 | 0.0038142 | 0.00095571 | 6.0825e-08 | -1.9569e-08 | 0.0058507 | 0.0058507 | 0.0058507 | 0.97004 | -0.57995 | 0.97006 | -0.57961 | 1.6073
187 | -0.0038142 | -0.00095571 | 0.0038143 | 0.00095569 | 6.3702e-08 | -2.0497e-08 | 0.0058507 | 0.0058507 | 0.0058507 | 0.97006 | -0.57961 | 0.97008 | -0.57926 | 1.6073
188 | -0.005744 | -0.0014393 | 0.0057445 | 0.0014394 | 5.185e-07 | 1.1192e-07 | 0.0088108 | 0.0088107 | 0.0088108 | 0.97008 | -0.57926 | 0.97017 | -0.57737 | 2.4205
189 | 0.0037568 | 0.00094081 | -0.0037566 | -0.00094087 | 1.4423e-07 | -5.6356e-08 | 0.0057066 | 0.0057067 | 0.0057067 | 0.97954 | -0.39319 | 0.9795 | -0.39399 | 1.5678
190 | 0.00096448 | 0.00024109 | -0.00096444 | -0.00024171 | 4.1122e-08 | -6.1669e-07 | 0.001465 | 0.0014652 | 0.0014652 | 0.9795 | -0.39399 | 0.97946 | -0.39489 | 0.40253
191 | -0.015932 | -0.0039927 | 0.015939 | 0.0039965 | 6.5964e-06 | 3.8347e-06 | 0.024063 | 0.024063 | 0.024063 | 0.9852 | -0.28379 | 0.98564 | -0.2751 | 6.6108
192 | 0.004071 | 0.0010192 | -0.0040708 | -0.0010192 | 2.6476e-07 | -6.8354e-08 | 0.0061484 | 0.0061485 | 0.0061485 | 0.9852 | -0.28379 | 0.98513 | -0.28516 | 1.6891
193 | 0.002968 | 0.00074306 | -0.0029677 | -0.00074328 | 2.1046e-07 | -2.2084e-07 | 0.0044828 | 0.0044829 | 0.0044829 | 0.98513 | -0.28516 | 0.98505 | -0.28665 | 1.2316
194 | 0.0011028 | 0.00027617 | -0.0011028 | -0.00027639 | 1.8661e-08 | -2.1638e-07 | 0.0016657 | 0.0016658 | 0.0016658 | 0.98513 | -0.28516 | 0.98511 | -0.28551 | 0.45764
195 | 0.00085344 | 0.00021382 | -0.00085343 | -0.00021389 | 3.7408e-09 | -7.3748e-08 | 0.0012903 | 0.0012903 | 0.0012903 | 0.9842 | -0.3033 | 0.98419 | -0.30339 | 0.35448
196 | 0.0029677 | 0.00074328 | -0.0029677 | -0.00074335 | 5.8364e-08 | -6.1231e-08 | 0.0044829 | 0.0044829 | 0.0044829 | 0.98505 | -0.28665 | 0.98503 | -0.28706 | 1.2316
197 | -0.040528 | -0.010184 | 0.040537 | 0.010189 | 8.5201e-06 | 5.3742e-06 | 0.060938 | 0.060938 | 0.060938 | 0.98979 | -0.19494 | 0.99002 | -0.19054 | 16.7412
198 | 0.011433 | 0.0028671 | -0.011429 | -0.0028655 | 3.197e-06 | 1.6695e-06 | 0.017121 | 0.017121 | 0.017121 | 0.99366 | -0.12194 | 0.99335 | -0.12781 | 4.7036
199 | -0.013333 | -0.0033435 | 0.013335 | 0.0033445 | 1.7108e-06 | 9.4666e-07 | 0.019968 | 0.019967 | 0.019968 | 0.99366 | -0.12194 | 0.9938 | -0.11925 | 5.4856
200 | 0.010126 | 0.0025388 | -0.010123 | -0.0025371 | 3.573e-06 | 1.7509e-06 | 0.015169 | 0.015169 | 0.015169 | 0.99335 | -0.12781 | 0.99297 | -0.13522 | 4.1674
201 | -0.033853 | -0.0084949 | 0.033871 | 0.0085057 | 1.7236e-05 | 1.0799e-05 | 0.050693 | 0.050693 | 0.050693 | 0.9938 | -0.11925 | 0.99435 | -0.10858 | 13.9265
202 | 0.020518 | 0.0051504 | -0.020501 | -0.0051399 | 1.7392e-05 | 1.0495e-05 | 0.030725 | 0.030725 | 0.030725 | 0.9938 | -0.11925 | 0.99288 | -0.13704 | 8.441
203 | 0.0072423 | 0.0018152 | -0.0072408 | -0.0018147 | 1.5026e-06 | 5.2173e-07 | 0.010853 | 0.010853 | 0.010853 | 0.99297 | -0.13522 | 0.99275 | -0.13957 | 2.9816
204 | -0.034665 | -0.0087048 | 0.034669 | 0.008707 | 3.4966e-06 | 2.1929e-06 | 0.051882 | 0.051882 | 0.051882 | 0.99435 | -0.10858 | 0.99446 | -0.10647 | 14.2532
205 | 0.018975 | 0.0047576 | -0.018973 | -0.0047561 | 2.5153e-06 | 1.5026e-06 | 0.028439 | 0.028439 | 0.028439 | 0.99288 | -0.13704 | 0.99273 | -0.13982 | 7.8129
206 | -0.036046 | -0.0090523 | 0.036092 | 0.0090809 | 4.5587e-05 | 2.8633e-05 | 0.053943 | 0.053943 | 0.053943 | 0.99446 | -0.10647 | 0.99583 | -0.079996 | 14.8195
207 | 0.014282 | 0.0035805 | -0.014278 | -0.0035782 | 4.0531e-06 | 2.2892e-06 | 0.021408 | 0.021408 | 0.021408 | 0.99273 | -0.13982 | 0.99243 | -0.14578 | 5.8814
208 | 0.0046907 | 0.0011756 | -0.0046906 | -0.0011756 | 7.7292e-08 | -4.4395e-09 | 0.007031 | 0.007031 | 0.007031 | 0.99273 | -0.13982 | 0.99272 | -0.14017 | 1.9316
209 | -0.043094 | -0.010835 | 0.043118 | 0.01085 | 2.3955e-05 | 1.513e-05 | 0.064405 | 0.064405 | 0.064405 | 0.99583 | -0.079996 | 0.99644 | -0.068364 | 17.6937
210 | 0.007002 | 0.0017543 | -0.0070014 | -0.0017541 | 5.3739e-07 | 1.7362e-07 | 0.010462 | 0.010463 | 0.010463 | 0.99583 | -0.079996 | 0.99575 | -0.081608 | 2.8743
211 | 0.012761 | 0.0031979 | -0.012759 | -0.0031967 | 2.1027e-06 | 1.1479e-06 | 0.019133 | 0.019133 | 0.019133 | 0.99243 | -0.14578 | 0.99225 | -0.14924 | 5.2563
212 | -0.048717 | -0.012254 | 0.048725 | 0.012258 | 7.6638e-06 | 4.8546e-06 | 0.072767 | 0.072767 | 0.072767 | 0.99644 | -0.068364 | 0.99661 | -0.065071 | 19.9908
213 | 0.011048 | 0.0027681 | -0.011047 | -0.0027675 | 1.0289e-06 | 5.2942e-07 | 0.016568 | 0.016568 | 0.016568 | 0.99225 | -0.14924 | 0.99215 | -0.15119 | 4.5516
214 | -0.063347 | -0.015953 | 0.063376 | 0.015971 | 2.8496e-05 | 1.8131e-05 | 0.095492 | 0.095492 | 0.095492 | 0.98739 | -0.24104 | 0.98788 | -0.23164 | 26.2342
215 | -0.064445 | -0.016239 | 0.064511 | 0.016281 | 6.5529e-05 | 4.1701e-05 | 0.097103 | 0.097103 | 0.097103 | 0.98788 | -0.23164 | 0.98897 | -0.21041 | 26.6767
216 | -0.065532 | -0.016536 | 0.065564 | 0.016557 | 3.2289e-05 | 2.0551e-05 | 0.09864 | 0.098639 | 0.09864 | 0.98897 | -0.21041 | 0.98951 | -0.20012 | 27.0988
217 | -0.15333 | -0.038929 | 0.1534 | 0.038973 | 6.8619e-05 | 4.374e-05 | 0.23075 | 0.23075 | 0.23075 | 0.98951 | -0.20012 | 0.98999 | -0.19083 | 31.6965
218 | 0.087762 | 0.022372 | -0.087729 | -0.022351 | 3.3016e-05 | 2.0871e-05 | 0.13211 | 0.13211 | 0.13211 | 0.98951 | -0.20012 | 0.9891 | -0.20792 | 18.1472
219 | -0.043013 | -0.01081 | 0.043038 | 0.010825 | 2.5064e-05 | 1.5835e-05 | 0.06466 | 0.06466 | 0.06466 | 0.99002 | -0.19054 | 0.99065 | -0.17834 | 17.7636
220 | -0.046094 | -0.011591 | 0.046112 | 0.011603 | 1.8447e-05 | 1.1674e-05 | 0.069249 | 0.069249 | 0.069249 | 0.99065 | -0.17834 | 0.99108 | -0.16996 | 19.0245
221 | 0.012507 | 0.0031363 | -0.012501 | -0.0031335 | 5.2193e-06 | 2.865e-06 | 0.019097 | 0.019097 | 0.019097 | 0.97455 | -0.49108 | 0.97411 | -0.49984 | 5.2464
222 | 0.010255 | 0.0025706 | -0.010253 | -0.0025695 | 2.1912e-06 | 1.1061e-06 | 0.015666 | 0.015666 | 0.015666 | 0.97411 | -0.49984 | 0.97388 | -0.50432 | 4.3038
223 | 0.0068799 | 0.0017241 | -0.0068797 | -0.001724 | 1.7681e-07 | 6.0065e-08 | 0.010512 | 0.010512 | 0.010512 | 0.97388 | -0.50432 | 0.97385 | -0.50486 | 2.8879
224 | 0.0027319 | 0.00068445 | -0.0027317 | -0.00068463 | 1.4292e-07 | -1.8067e-07 | 0.0041741 | 0.0041742 | 0.0041742 | 0.97385 | -0.50486 | 0.9738 | -0.50596 | 1.1468
225 | 0.0094199 | 0.002361 | -0.0094184 | -0.0023603 | 1.5339e-06 | 7.3255e-07 | 0.014342 | 0.014342 | 0.014342 | 0.97733 | -0.4365 | 0.97715 | -0.43992 | 3.9402
226 | 0.0071569 | 0.0017935 | -0.0071565 | -0.0017934 | 4.0461e-07 | 1.4517e-07 | 0.010898 | 0.010899 | 0.010899 | 0.97715 | -0.43992 | 0.97709 | -0.44111 | 2.9941
227 | 0.0053918 | 0.0013511 | -0.0053912 | -0.001351 | 6.8269e-07 | 9.8778e-08 | 0.0082112 | 0.0082113 | 0.0082113 | 0.97709 | -0.44111 | 0.97696 | -0.44377 | 2.2558
228 | 0.0034162 | 0.00085605 | -0.003416 | -0.00085614 | 1.474e-07 | -8.7451e-08 | 0.0052032 | 0.0052032 | 0.0052032 | 0.97696 | -0.44377 | 0.97691 | -0.44467 | 1.4295
229 | 0.021321 | 0.0053514 | -0.021317 | -0.0053485 | 4.8745e-06 | 2.9583e-06 | 0.032115 | 0.032115 | 0.032115 | 0.988 | -0.22982 | 0.98775 | -0.23462 | 8.8228
230 | 0.020453 | 0.005132 | -0.020449 | -0.0051295 | 4.0526e-06 | 2.448e-06 | 0.030814 | 0.030814 | 0.030814 | 0.98775 | -0.23462 | 0.98754 | -0.23877 | 8.4653
231 | 0.0011546 | 0.00028927 | -0.0011546 | -0.00028937 | 9.8976e-09 | -1.0523e-07 | 0.0017397 | 0.0017398 | 0.0017398 | 0.98754 | -0.23877 | 0.98753 | -0.23895 | 0.47796
232 | 0.019294 | 0.0048403 | -0.019288 | -0.0048367 | 5.8449e-06 | 3.5049e-06 | 0.029074 | 0.029074 | 0.029074 | 0.98754 | -0.23877 | 0.98721 | -0.24513 | 7.9873
233 | 0.0036556 | 0.00091564 | -0.0036553 | -0.00091575 | 2.3648e-07 | -1.1422e-07 | 0.0055098 | 0.0055099 | 0.0055099 | 0.98721 | -0.24513 | 0.98714 | -0.24649 | 1.5137
234 | 0.015633 | 0.0039211 | -0.015625 | -0.0039169 | 7.3447e-06 | 4.2498e-06 | 0.023564 | 0.023564 | 0.023564 | 0.98721 | -0.24513 | 0.9867 | -0.25499 | 6.4737
235 | 0.0026064 | 0.00065293 | -0.0026062 | -0.00065312 | 1.1925e-07 | -1.8704e-07 | 0.0039287 | 0.0039288 | 0.0039288 | 0.98714 | -0.24649 | 0.98709 | -0.24745 | 1.0793
236 | 0.001049 | 0.00026283 | -0.001049 | -0.00026289 | 5.2314e-09 | -6.7983e-08 | 0.0015812 | 0.0015812 | 0.0015812 | 0.98714 | -0.24649 | 0.98713 | -0.24659 | 0.4344
237 | 0.012794 | 0.0032074 | -0.012793 | -0.0032068 | 9.1702e-07 | 5.03e-07 | 0.019295 | 0.019295 | 0.019295 | 0.9867 | -0.25499 | 0.98663 | -0.2565 | 5.3008
238 | 0.0016759 | 0.00041996 | -0.0016759 | -0.00042002 | 1.3662e-08 | -6.422e-08 | 0.0025264 | 0.0025264 | 0.0025264 | 0.98709 | -0.24745 | 0.98708 | -0.24762 | 0.69407
239 | 0.0098969 | 0.0024809 | -0.0098951 | -0.00248 | 1.8692e-06 | 9.1065e-07 | 0.014927 | 0.014927 | 0.014927 | 0.98663 | -0.2565 | 0.98642 | -0.26046 | 4.1008
240 | 0.087123 | 0.021966 | -0.087115 | -0.021961 | 8.3497e-06 | 4.9432e-06 | 0.13232 | 0.13232 | 0.13232 | 0.98009 | -0.38239 | 0.97999 | -0.38439 | 7.2704
241 | 0.086135 | 0.021716 | -0.086134 | -0.021715 | 7.4007e-07 | 4.3733e-07 | 0.13083 | 0.13083 | 0.13083 | 0.97999 | -0.38439 | 0.97998 | -0.38457 | 7.1886
242 | 0.083658 | 0.021095 | -0.083646 | -0.021088 | 1.2247e-05 | 7.2009e-06 | 0.12707 | 0.12707 | 0.12707 | 0.97998 | -0.38457 | 0.97982 | -0.38763 | 6.9821
243 | -0.14249 | -0.035923 | 0.14254 | 0.035954 | 4.9855e-05 | 3.1009e-05 | 0.2162 | 0.2162 | 0.2162 | 0.98104 | -0.36384 | 0.98142 | -0.35653 | 11.8791
244 | 0.082656 | 0.02084 | -0.082652 | -0.020837 | 4.0175e-06 | 2.3573e-06 | 0.12557 | 0.12557 | 0.12557 | 0.97982 | -0.38763 | 0.97977 | -0.38865 | 6.8995
245 | -0.14389 | -0.036294 | 0.14402 | 0.036375 | 0.00013032 | 8.11e-05 | 0.21825 | 0.21825 | 0.21825 | 0.98142 | -0.35653 | 0.98239 | -0.33763 | 11.992
246 | 0.081301 | 0.020499 | -0.081289 | -0.020492 | 1.1837e-05 | 6.9243e-06 | 0.12352 | 0.12352 | 0.12352 | 0.97977 | -0.38865 | 0.97962 | -0.39169 | 6.7868
247 | -0.14402 | -0.036375 | 0.14409 | 0.036418 | 6.8378e-05 | 4.2549e-05 | 0.21825 | 0.21825 | 0.21825 | 0.98239 | -0.33763 | 0.9829 | -0.32773 | 11.9919
248 | 0.079587 | 0.020065 | -0.079579 | -0.02006 | 8.2802e-06 | 4.8242e-06 | 0.12093 | 0.12093 | 0.12093 | 0.97962 | -0.39169 | 0.9795 | -0.39387 | 6.6447
249 | -0.14584 | -0.036855 | 0.14592 | 0.036905 | 8.1431e-05 | 5.0705e-05 | 0.22089 | 0.22089 | 0.22089 | 0.9829 | -0.32773 | 0.9835 | -0.31609 | 12.137
250 | -0.50759 | -0.12968 | 0.5079 | 0.12988 | 0.00030717 | 0.00019612 | 0.75831 | 0.75831 | 0.75831 | 0.99718 | -0.053371 | 0.99784 | -0.040864 | 41.6655
251 | 0.0024132 | 0.00060439 | -0.0024132 | -0.00060454 | 8.1055e-08 | -1.5516e-07 | 0.0036454 | 0.0036454 | 0.0036454 | 0.98503 | -0.28706 | 0.98499 | -0.28777 | 1.0015
252 | 0.0019239 | 0.00048192 | -0.0019239 | -0.00048195 | 8.6583e-09 | -2.9252e-08 | 0.0029063 | 0.0029063 | 0.0029063 | 0.98499 | -0.28777 | 0.98499 | -0.28786 | 0.79843
253 | -0.15497 | -0.039367 | 0.15498 | 0.039378 | 1.7451e-05 | 1.0893e-05 | 0.23311 | 0.23311 | 0.23311 | 0.98999 | -0.19083 | 0.99011 | -0.18849 | 12.8085
254 | 0.00085356 | 0.0002137 | -0.00085355 | -0.00021392 | 1.0977e-08 | -2.1707e-07 | 0.0012894 | 0.0012895 | 0.0012895 | 0.98499 | -0.28786 | 0.98497 | -0.28813 | 0.35425
255 | -0.1555 | -0.039507 | 0.15556 | 0.039547 | 6.4462e-05 | 4.0245e-05 | 0.23389 | 0.23389 | 0.23389 | 0.99011 | -0.18849 | 0.99056 | -0.17988 | 12.8509
256 | -0.15633 | -0.039738 | 0.15639 | 0.03978 | 6.6243e-05 | 4.1366e-05 | 0.23503 | 0.23503 | 0.23503 | 0.99056 | -0.17988 | 0.99102 | -0.17109 | 12.9139
257 | 0.0085878 | 0.0021524 | -0.0085874 | -0.0021522 | 3.4713e-07 | 1.5176e-07 | 0.012955 | 0.012955 | 0.012955 | 0.98642 | -0.26046 | 0.98638 | -0.26131 | 3.559
258 | 0.0066328 | 0.0016624 | -0.0066323 | -0.0016622 | 5.6031e-07 | 1.6813e-07 | 0.010006 | 0.010006 | 0.010006 | 0.98638 | -0.26131 | 0.98629 | -0.26308 | 2.7489
259 | 0.0031559 | 0.00079094 | -0.0031559 | -0.00079095 | 1.0761e-08 | -9.2663e-09 | 0.0047614 | 0.0047614 | 0.0047614 | 0.98629 | -0.26308 | 0.98628 | -0.26315 | 1.3081
260 | 0.068449 | 0.017247 | -0.068435 | -0.017239 | 1.427e-05 | 8.0315e-06 | 0.10413 | 0.10413 | 0.10413 | 0.97841 | -0.41519 | 0.97819 | -0.41955 | 5.7217
261 | -0.070365 | -0.017727 | 0.070381 | 0.017736 | 1.5668e-05 | 8.8826e-06 | 0.10705 | 0.10705 | 0.10705 | 0.97841 | -0.41519 | 0.97865 | -0.41053 | 5.8818
262 | 0.06681 | 0.016831 | -0.066804 | -0.016828 | 5.5625e-06 | 3.1096e-06 | 0.10166 | 0.10166 | 0.10166 | 0.97819 | -0.41955 | 0.9781 | -0.42129 | 5.5858
263 | -0.071626 | -0.018048 | 0.071626 | 0.018048 | 1.3589e-07 | 7.7377e-08 | 0.10894 | 0.10894 | 0.10894 | 0.97865 | -0.41053 | 0.97865 | -0.41049 | 5.9857
264 | 0.064676 | 0.016295 | -0.064671 | -0.016292 | 4.9987e-06 | 2.7675e-06 | 0.098424 | 0.098424 | 0.098424 | 0.9781 | -0.42129 | 0.97802 | -0.4229 | 5.4079
265 | -0.07317 | -0.018435 | 0.073201 | 0.018452 | 3.1114e-05 | 1.7808e-05 | 0.11129 | 0.11129 | 0.11129 | 0.97865 | -0.41049 | 0.97911 | -0.40161 | 6.1147
266 | 0.061974 | 0.015616 | -0.061972 | -0.015615 | 2.4935e-06 | 1.3614e-06 | 0.094321 | 0.094321 | 0.094321 | 0.97802 | -0.4229 | 0.97798 | -0.42374 | 5.1825
267 | -0.074823 | -0.018859 | 0.074828 | 0.018862 | 5.1755e-06 | 2.9769e-06 | 0.11375 | 0.11375 | 0.11375 | 0.97911 | -0.40161 | 0.97918 | -0.40016 | 6.2501
268 | 0.060395 | 0.015219 | -0.060379 | -0.015211 | 1.5325e-05 | 8.2915e-06 | 0.091922 | 0.091922 | 0.091922 | 0.97798 | -0.42374 | 0.97771 | -0.42905 | 5.0507
269 | -0.077977 | -0.019651 | 0.078001 | 0.019665 | 2.3491e-05 | 1.3632e-05 | 0.11854 | 0.11854 | 0.11854 | 0.97918 | -0.40016 | 0.9795 | -0.39387 | 6.513
270 | 0.058705 | 0.014792 | -0.058699 | -0.014788 | 6.563e-06 | 3.5135e-06 | 0.089374 | 0.089375 | 0.089375 | 0.97771 | -0.42905 | 0.97759 | -0.43139 | 4.9107
271 | 0.0016545 | 0.0004144 | -0.0016544 | -0.00041464 | 4.8925e-08 | -2.4222e-07 | 0.0024815 | 0.0024816 | 0.0024816 | 0.99205 | -0.15299 | 0.99202 | -0.15361 | 0.68176
272 | -0.0034312 | -0.0008597 | 0.0034314 | 0.00085959 | 1.6173e-07 | -1.0674e-07 | 0.0051466 | 0.0051465 | 0.0051466 | 0.99205 | -0.15299 | 0.9921 | -0.152 | 1.4139
273 | 0.0041872 | 0.0010492 | -0.004187 | -0.0010492 | 2.7673e-07 | -6.4477e-08 | 0.0062802 | 0.0062803 | 0.0062803 | 0.9921 | -0.152 | 0.99203 | -0.15339 | 1.7253
274 | -0.0076187 | -0.0019088 | 0.0076189 | 0.0019089 | 2.9383e-07 | 1.1056e-07 | 0.011427 | 0.011427 | 0.011427 | 0.9921 | -0.152 | 0.99215 | -0.15119 | 3.1392
275 | 0.0019274 | 0.00048294 | -0.0019274 | -0.00048304 | 3.0793e-08 | -1.0714e-07 | 0.002891 | 0.002891 | 0.002891 | 0.99203 | -0.15339 | 0.99202 | -0.15373 | 0.79424
276 | 0.0019455 | 0.00048707 | -0.0019454 | -0.00048755 | 1.4155e-07 | -4.8194e-07 | 0.0029177 | 0.0029179 | 0.0029179 | 0.99215 | -0.15119 | 0.99207 | -0.15272 | 0.80162
277 | 0.0062675 | 0.0015707 | -0.0062669 | -0.0015706 | 6.45e-07 | 1.7726e-07 | 0.009554 | 0.0095541 | 0.0095541 | 0.97616 | -0.45966 | 0.97605 | -0.46182 | 2.6247
278 | -0.051015 | -0.012832 | 0.051041 | 0.012849 | 2.636e-05 | 1.6712e-05 | 0.076186 | 0.076186 | 0.076186 | 0.99661 | -0.065071 | 0.99717 | -0.054261 | 20.9302
279 | -0.057251 | -0.014405 | 0.057319 | 0.014449 | 6.8011e-05 | 4.3203e-05 | 0.085452 | 0.085452 | 0.085452 | 0.99717 | -0.054261 | 0.99846 | -0.029432 | 23.4758
280 | 0.007978 | 0.0019995 | -0.0079772 | -0.0019991 | 8.1124e-07 | 3.1907e-07 | 0.01189 | 0.01189 | 0.01189 | 0.99846 | -0.029432 | 0.99835 | -0.031567 | 3.2664
281 | -0.065297 | -0.016448 | 0.065302 | 0.016451 | 5.2218e-06 | 3.3227e-06 | 0.097341 | 0.097341 | 0.097341 | 0.99846 | -0.029432 | 0.99855 | -0.02776 | 26.7421
282 | 0.15979 | 0.040641 | -0.15977 | -0.040626 | 2.3434e-05 | 1.4648e-05 | 0.2401 | 0.2401 | 0.2401 | 0.99118 | -0.16804 | 0.99102 | -0.17109 | 13.1925
283 | -0.16899 | -0.04288 | 0.16911 | 0.042956 | 0.00012225 | 7.6636e-05 | 0.25496 | 0.25496 | 0.25496 | 0.98701 | -0.24815 | 0.98779 | -0.23312 | 14.0088
284 | 0.16703 | 0.042387 | -0.16693 | -0.042328 | 9.3444e-05 | 5.8551e-05 | 0.252 | 0.252 | 0.252 | 0.98701 | -0.24815 | 0.9864 | -0.25979 | 13.846
285 | -0.17105 | -0.043441 | 0.17109 | 0.043466 | 3.9857e-05 | 2.4997e-05 | 0.25787 | 0.25787 | 0.25787 | 0.98779 | -0.23312 | 0.98804 | -0.22828 | 14.1687
286 | 0.16523 | 0.041903 | -0.16513 | -0.041835 | 0.00010813 | 6.7724e-05 | 0.24944 | 0.24944 | 0.24944 | 0.9864 | -0.25979 | 0.9857 | -0.27341 | 13.7053
287 | 0.16184 | 0.041013 | -0.16182 | -0.040998 | 2.4639e-05 | 1.5419e-05 | 0.24448 | 0.24448 | 0.24448 | 0.9857 | -0.27341 | 0.98554 | -0.27658 | 13.4331
288 | 0.0032814 | 0.0008221 | -0.0032813 | -0.00082217 | 8.4196e-08 | -6.2745e-08 | 0.0049535 | 0.0049536 | 0.0049536 | 0.9857 | -0.27341 | 0.98567 | -0.27395 | 1.3609
289 | 0.15612 | 0.03957 | -0.15607 | -0.039536 | 5.426e-05 | 3.3898e-05 | 0.23588 | 0.23588 | 0.23588 | 0.98554 | -0.27658 | 0.98516 | -0.28382 | 12.9604
290 | 0.0013808 | 0.00034584 | -0.0013807 | -0.00034604 | 2.857e-08 | -2.0522e-07 | 0.0020844 | 0.0020844 | 0.0020844 | 0.98567 | -0.27395 | 0.98565 | -0.27439 | 0.57265
291 | 0.15467 | 0.039186 | -0.15463 | -0.039157 | 4.5538e-05 | 2.8437e-05 | 0.23377 | 0.23377 | 0.23377 | 0.98516 | -0.28382 | 0.98485 | -0.28995 | 12.8446
292 | 0.1528 | 0.038701 | -0.15279 | -0.038691 | 1.5064e-05 | 9.4016e-06 | 0.23102 | 0.23102 | 0.23102 | 0.98485 | -0.28995 | 0.98474 | -0.292 | 12.6933
293 | 0.0022382 | 0.00056083 | -0.0022382 | -0.00056094 | 4.8039e-08 | -1.1173e-07 | 0.0033821 | 0.0033822 | 0.0033822 | 0.98474 | -0.292 | 0.98472 | -0.29245 | 0.92916
294 | 0.15055 | 0.038131 | -0.15047 | -0.038082 | 7.8387e-05 | 4.8886e-05 | 0.22764 | 0.22764 | 0.22764 | 0.98474 | -0.292 | 0.98418 | -0.30285 | 12.5075
295 | 0.14776 | 0.037402 | -0.14767 | -0.037343 | 9.3858e-05 | 5.8479e-05 | 0.22354 | 0.22354 | 0.22354 | 0.98418 | -0.30285 | 0.9835 | -0.31609 | 12.2823
296 | -0.056207 | -0.014161 | 0.056218 | 0.014166 | 1.0533e-05 | 5.5397e-06 | 0.085599 | 0.085598 | 0.085599 | 0.97739 | -0.4353 | 0.97759 | -0.43139 | 4.7032
297 | 0.010346 | 0.0025933 | -0.010344 | -0.0025926 | 1.4125e-06 | 7.1376e-07 | 0.015751 | 0.015751 | 0.015751 | 0.97739 | -0.4353 | 0.97724 | -0.43817 | 4.3272
298 | 0.0078594 | 0.0019698 | -0.0078588 | -0.0019696 | 5.5052e-07 | 2.2391e-07 | 0.011967 | 0.011967 | 0.011967 | 0.97724 | -0.43817 | 0.97717 | -0.43964 | 3.2877
299 | -0.0030664 | -0.00076851 | 0.0030665 | 0.00076845 | 6.3038e-08 | -5.5788e-08 | 0.0046749 | 0.0046749 | 0.0046749 | 0.97602 | -0.46225 | 0.97605 | -0.46182 | 1.2843
300 | 0.013371 | 0.0033522 | -0.013368 | -0.0033508 | 2.5626e-06 | 1.4237e-06 | 0.020122 | 0.020122 | 0.020122 | 0.98877 | -0.2144 | 0.98856 | -0.21842 | 5.5281
301 | -0.51015 | -0.13044 | 0.51046 | 0.13064 | 0.00031013 | 0.00019802 | 0.76167 | 0.76167 | 0.76167 | 0.99784 | -0.040864 | 0.9985 | -0.028308 | 41.8499
302 | 0.0019058 | 0.00047739 | -0.0019058 | -0.00047758 | 5.903e-08 | -1.9442e-07 | 0.0029081 | 0.0029082 | 0.0029082 | 0.97515 | -0.47932 | 0.97512 | -0.47997 | 0.79894
303 | 0.0019058 | 0.00047758 | -0.0019058 | -0.00047763 | 1.3465e-08 | -4.4345e-08 | 0.0029082 | 0.0029082 | 0.0029082 | 0.97512 | -0.47997 | 0.97511 | -0.48012 | 0.79895
304 | -0.0024202 | -0.00060656 | 0.0024202 | 0.00060646 | 5.0269e-08 | -1.0252e-07 | 0.0036074 | 0.0036073 | 0.0036074 | 0.99831 | -0.032363 | 0.99833 | -0.031927 | 0.99104
305 | -0.0055772 | -0.0013977 | 0.0055773 | 0.0013977 | 9.5841e-08 | 1.2977e-08 | 0.0083128 | 0.0083128 | 0.0083128 | 0.99833 | -0.031927 | 0.99835 | -0.031567 | 2.2837
306 | -0.066957 | -0.016866 | 0.066992 | 0.016888 | 3.5103e-05 | 2.2343e-05 | 0.099808 | 0.099808 | 0.099808 | 0.99855 | -0.02776 | 0.99912 | -0.016804 | 27.4197
307 | -0.068455 | -0.017255 | 0.06851 | 0.01729 | 5.5089e-05 | 3.5072e-05 | 0.10199 | 0.10199 | 0.10199 | 0.99912 | -0.016804 | 1 | 0 | 28.0183
308 | 0.52428 | 0.13438 | -0.5239 | -0.13414 | 0.00037617 | 0.00024021 | 0.78119 | 0.78119 | 0.78119 | 1 | 0 | 0.99922 | -0.014812 | 42.9227
309 | 0.52257 | 0.1338 | -0.52248 | -0.13375 | 8.731e-05 | 5.5753e-05 | 0.77921 | 0.77921 | 0.77921 | 0.99922 | -0.014812 | 0.99903 | -0.018262 | 42.8135
310 | 0.51194 | 0.13111 | -0.51169 | -0.13095 | 0.000249 | 0.00015899 | 0.7635 | 0.7635 | 0.7635 | 0.99903 | -0.018262 | 0.9985 | -0.028308 | 41.9507
311 | 0.011416 | 0.0028615 | -0.011414 | -0.0028606 | 1.7762e-06 | 9.3113e-07 | 0.017184 | 0.017184 | 0.017184 | 0.98856 | -0.21842 | 0.98839 | -0.22169 | 4.7208
312 | 0.0051478 | 0.0012901 | -0.0051476 | -0.0012901 | 2.3013e-07 | 1.634e-08 | 0.00775 | 0.00775 | 0.00775 | 0.98839 | -0.22169 | 0.98834 | -0.22262 | 2.1291

## res_trafo
| p_hv_mw | q_hv_mvar | p_lv_mw | q_lv_mvar | pl_mw | ql_mvar | i_hv_ka | i_lv_ka | vm_hv_pu | va_hv_degree | vm_lv_pu | va_lv_degree | loading_percent
0 | -1.2729e-15 | -1.3162e-15 | 0.00165 | 1.2699e-07 | 0.00165 | 1.2699e-07 | 5.2857e-17 | 0.0023815 | 0.99998 | 149.9956 | 1 | 0 | 0.2619

## res_ext_grid
| p_mw | q_mvar
0 | 0.59839 | 0.15266

## res_load
| p_mw | q_mvar
0 | 0.00081599 | 0.00020451
1 | 0.0015454 | 0.00038732
2 | 0.0012007 | 0.00030093
3 | 0.00090576 | 0.000227
4 | 0.001179 | 0.00029549
5 | 0.0021273 | 0.00053315
6 | 0.0016986 | 0.00042571
7 | 0.0025154 | 0.00063041
8 | 0.0028618 | 0.00071723
9 | 0.0010626 | 0.0002663
10 | 0.0014952 | 0.00037474
11 | 0.0029961 | 0.0007509
12 | 0.0028919 | 0.00072478
13 | 0.0080517 | 0.0020179
14 | 0.0016672 | 0.00041785
15 | 0.0024294 | 0.00060888
16 | 0.002099 | 0.00052605
17 | 0.0013984 | 0.00035047
18 | 0.0043624 | 0.0010933
19 | 0.0036362 | 0.00091132
20 | 0.0012138 | 0.0003042
21 | 0.0039804 | 0.00099758
22 | 0.0016211 | 0.00040629
23 | 0.007103 | 0.0017802
24 | 0.0017757 | 0.00044503
25 | 0.0016889 | 0.00042328
26 | 0.0024144 | 0.0006051
27 | 0.0024683 | 0.0006186
28 | 0.0036624 | 0.0009179
29 | 0.0016862 | 0.0004226
30 | 0.0019456 | 0.00048761
31 | 0.0024743 | 0.00062012
32 | 0.0024071 | 0.00060328
33 | 0.0035418 | 0.00088766
34 | 0.0027304 | 0.0006843
35 | 0.0023168 | 0.00058065
36 | 0.0038062 | 0.00095393
37 | 0.0023773 | 0.00059581
38 | 0.0010324 | 0.00025873
39 | 0.0021214 | 0.00053166
40 | 0.0029931 | 0.00075015
41 | 0.0059429 | 0.0014894
42 | 0.0044475 | 0.0011147
43 | 0.00088987 | 0.00022302
44 | 0.00099928 | 0.00025044
45 | 0.002014 | 0.00050476
46 | 0.0027179 | 0.00068117
47 | 0.0013877 | 0.00034779
48 | 0.0031976 | 0.00080139
49 | 0.0033279 | 0.00083406
50 | 0.0014463 | 0.00036249
51 | 0.0013569 | 0.00034008
52 | 0.0018751 | 0.00046995
53 | 0.00075798 | 0.00018997
54 | 0.001288 | 0.00032281
55 | 0.0016606 | 0.00041619
56 | 0.00077073 | 0.00019316
57 | 0.0018241 | 0.00045716
58 | 0.0014794 | 0.00037077
59 | 0.00080311 | 0.00020128
60 | 0.00037227 | 9.3299e-05
61 | 0.00036922 | 9.2536e-05
62 | 0.0012462 | 0.00031232
63 | 0.0014914 | 0.00037379
64 | 0.0013364 | 0.00033493
65 | 0.00037571 | 9.4161e-05
66 | 0.00072324 | 0.00018126
67 | 0.0013422 | 0.00033639
68 | 0.00098944 | 0.00024798
69 | 0.00054041 | 0.00013544
70 | 0.0014629 | 0.00036664
71 | 0.0013363 | 0.00033491
72 | 0.0087104 | 0.002183
73 | 0.014052 | 0.0035218
74 | 0.0045348 | 0.0011365
75 | 0.0066781 | 0.0016737
76 | 0.0015885 | 0.00039812
77 | 0.0054077 | 0.0013553
78 | 0.0066472 | 0.001666
79 | 0.0019289 | 0.00048344
80 | 0.0031206 | 0.00078208
81 | 0.0052264 | 0.0013098
82 | 0.0017755 | 0.00044498
83 | 0.0017987 | 0.0004508
84 | 0.00075211 | 0.0001885
85 | 0.0007617 | 0.0001909
86 | 0.00081608 | 0.00020453
87 | 0.0011758 | 0.00029468
88 | 0.0010299 | 0.00025813
89 | 0.0011672 | 0.00029253
90 | 0.0013236 | 0.00033172
91 | 0.00089426 | 0.00022412
92 | 0.0023644 | 0.00059257
93 | 0.00048343 | 0.00012116
94 | 0.0016641 | 0.00041706
95 | 0.0036452 | 0.00091357
96 | 0.0016679 | 0.00041801
97 | 0.0031979 | 0.00080147
98 | 0.00067618 | 0.00016947
99 | 0.00069218 | 0.00017348
100 | 0.0011147 | 0.00027936
101 | 0.0051767 | 0.0012974
102 | 0.00081479 | 0.0002042
103 | 0.00065283 | 0.00016362
104 | 0.00070377 | 0.00017638
105 | 0.0022027 | 0.00055204
106 | 0.0016493 | 0.00041336
107 | 0.0026108 | 0.00065433
108 | 0.00073461 | 0.00018411
109 | 0.0010518 | 0.0002636
110 | 0.0010846 | 0.00027182
111 | 0.0018368 | 0.00046034
112 | 0.0012167 | 0.00030493
113 | 0.00067427 | 0.00016899
114 | 0.0011446 | 0.00028687
115 | 0.0010217 | 0.00025607
116 | 0.00094856 | 0.00023773
117 | 0.0014225 | 0.00035652
118 | 0.0035233 | 0.00088303
119 | 0.0011355 | 0.00028457
120 | 0.0039932 | 0.0010008
121 | 0.0016901 | 0.00042357
122 | 0.0020286 | 0.00050841
123 | 0.0017853 | 0.00044745
124 | 0.0019619 | 0.0004917
125 | 0.0025746 | 0.00064526
126 | 0.0016022 | 0.00040156
127 | 0.0021077 | 0.00052824
128 | 0.00054706 | 0.00013711
129 | 0.0012133 | 0.00030408
130 | 0.00098286 | 0.00024633
131 | 0.0014155 | 0.00035475
132 | 0.00098987 | 0.00024809
133 | 0.00099046 | 0.00024823
134 | 0.00099004 | 0.00024813
135 | 0.00099222 | 0.00024867
136 | 0.0018197 | 0.00045607
137 | 0.0036095 | 0.00090463
138 | 0.0017834 | 0.00044697
139 | 0.0011199 | 0.00028067
140 | 0.0011295 | 0.00028308
141 | 0.0030017 | 0.0007523
142 | 0.0013824 | 0.00034647
143 | 0.0024316 | 0.00060942
144 | 0.0019298 | 0.00048364
145 | 0.0030044 | 0.00075298
146 | 0.0027921 | 0.00069977
147 | 0.00096444 | 0.00024171
148 | 0.0020141 | 0.00050477
149 | 0.00053842 | 0.00013494
150 | 0.0011028 | 0.00027639
151 | 0.0012327 | 0.00030896
152 | 0.0029821 | 0.00074738
153 | 0.0019008 | 0.00047638
154 | 0.0013033 | 0.00032663
155 | 0.0028803 | 0.00072186
156 | 0.00079459 | 0.00019914
157 | 0.0015256 | 0.00038235
158 | 0.0072408 | 0.0018147
159 | 0.0013776 | 0.00034526
160 | 0.0015175 | 0.00038032
161 | 0.0046906 | 0.0011756
162 | 0.0055992 | 0.0014033
163 | 0.0016221 | 0.00040653
164 | 0.0017104 | 0.00042868
165 | 0.0016824 | 0.00042164
166 | 0.0010694 | 0.00026801
167 | 0.0010212 | 0.00025594
168 | 0.0024761 | 0.00062057
169 | 0.0030556 | 0.00076581
170 | 0.00066404 | 0.00016642
171 | 0.0010469 | 0.00026238
172 | 0.002246 | 0.00056289
173 | 0.0033733 | 0.00084542
174 | 0.0041478 | 0.0010395
175 | 0.0027317 | 0.00068463
176 | 0.0076212 | 0.00191
177 | 0.0022615 | 0.00056678
178 | 0.0017646 | 0.00044226
179 | 0.001975 | 0.00049498
180 | 0.003416 | 0.00085614
181 | 0.0016292 | 0.00040833
182 | 0.00086382 | 0.00021649
183 | 0.0011546 | 0.00028937
184 | 0.002831 | 0.00070951
185 | 0.00093032 | 0.00023316
186 | 0.001049 | 0.00026289
187 | 0.0028964 | 0.00072592
188 | 0.0009996 | 0.00025052
189 | 0.00098 | 0.00024561
190 | 0.0024762 | 0.0006206
191 | 0.0018695 | 0.00046854
192 | 0.0009898 | 0.00024807
193 | 0.001355 | 0.00033958
194 | 0.001351 | 0.00033859
195 | 0.001702 | 0.00042656
196 | 0.0017443 | 0.00043715
197 | 0.0013141 | 0.00032935
198 | 0.00055445 | 0.00013896
199 | 0.00048929 | 0.00012263
200 | 0.0015724 | 0.00039408
201 | 0.0010703 | 0.00026824
202 | 0.00051409 | 0.00012884
203 | 0.00076338 | 0.00019132
204 | 0.0013073 | 0.00032764
205 | 0.0019546 | 0.00048987
206 | 0.0034763 | 0.00087125
207 | 0.0016759 | 0.00042002
208 | 0.0031559 | 0.00079095
209 | 0.0019161 | 0.00048022
210 | 0.0016252 | 0.00040731
211 | 0.0012448 | 0.00031199
212 | 0.0021287 | 0.00053351
213 | 0.0015436 | 0.00038685
214 | 0.0026965 | 0.0006758
215 | 0.0016219 | 0.00040648
216 | 0.001577 | 0.00039524
217 | 0.0031496 | 0.00078938
218 | 0.0016742 | 0.0004196
219 | 0.0015778 | 0.00039543
220 | 0.0017768 | 0.0004453
221 | 0.0016544 | 0.00041464
222 | 0.0022596 | 0.0005663
223 | 0.0014826 | 0.00037157
224 | 0.0019274 | 0.00048304
225 | 0.0019454 | 0.00048755
226 | 0.0033115 | 0.00082995
227 | 0.00229 | 0.00057394
228 | 0.0062096 | 0.0015563
229 | 0.00085355 | 0.00021392
230 | 0.0010126 | 0.00025378
231 | 0.0011678 | 0.00029268
232 | 0.0033776 | 0.0008465
233 | 0.0021177 | 0.00053073
234 | 0.0019666 | 0.00049286
235 | 0.0019319 | 0.00048418
236 | 0.0016979 | 0.00042553
237 | 0.0014179 | 0.00035535
238 | 0.0056979 | 0.001428
239 | 0.0019006 | 0.00047633
240 | 0.0013964 | 0.00034996
241 | 0.0013807 | 0.00034604
242 | 0.0018218 | 0.00045658
243 | 0.0022382 | 0.00056094
244 | 0.002712 | 0.0006797
245 | 0.0017478 | 0.00043804
246 | 0.0024808 | 0.00062174
247 | 0.002485 | 0.00062279
248 | 0.0030664 | 0.00076851
249 | 0.0032004 | 0.00080211
250 | 0.0078588 | 0.0019696
251 | 0.0016367 | 0.0004102
252 | 0.0022516 | 0.00056431
253 | 0.0025148 | 0.00063026
254 | 0.0019058 | 0.00047763
255 | 0.0024202 | 0.00060656
256 | 0.003157 | 0.00079121
257 | 0.0016551 | 0.0004148
258 | 0.0014631 | 0.00036669
259 | 0.0039469 | 0.0009892
260 | 0.0023999 | 0.00060146
261 | 0.0013343 | 0.00033442
262 | 0.010543 | 0.0026424
263 | 0.0012306 | 0.00030841
264 | 0.0019523 | 0.00048929
265 | 0.0062662 | 0.0015704
266 | 0.0051476 | 0.0012901
267 | 0.00085343 | 0.00021389

## dtypes
| element | column | dtype
0 | bus | name | object
1 | bus | vn_kv | float64
2 | bus | type | object
3 | bus | zone | object
4 | bus | in_service | bool
5 | load | name | object
6 | load | bus | uint32
7 | load | p_mw | float64
8 | load | q_mvar | float64
9 | load | const_z_percent | float64
10 | load | const_i_percent | float64
11 | load | sn_mva | float64
12 | load | scaling | float64
13 | load | in_service | bool
14 | load | type | object
15 | ext_grid | name | object
16 | ext_grid | bus | uint32
17 | ext_grid | vm_pu | float64
18 | ext_grid | va_degree | float64
19 | ext_grid | slack_weight | float64
20 | ext_grid | in_service | bool
21 | line | name | object
22 | line | std_type | object
23 | line | from_bus | uint32
24 | line | to_bus | uint32
25 | line | length_km | float64
26 | line | r_ohm_per_km | float64
27 | line | x_ohm_per_km | float64
28 | line | c_nf_per_km | float64
29 | line | g_us_per_km | float64
30 | line | max_i_ka | float64
31 | line | df | float64
32 | line | parallel | uint32
33 | line | type | object
34 | line | in_service | bool
35 | trafo | name | object
36 | trafo | std_type | object
37 | trafo | hv_bus | uint32
38 | trafo | lv_bus | uint32
39 | trafo | sn_mva | float64
40 | trafo | vn_hv_kv | float64
41 | trafo | vn_lv_kv | float64
42 | trafo | vk_percent | float64
43 | trafo | vkr_percent | float64
44 | trafo | pfe_kw | float64
45 | trafo | i0_percent | float64
46 | trafo | shift_degree | float64
47 | trafo | tap_side | object
48 | trafo | tap_neutral | int32
49 | trafo | tap_min | int32
50 | trafo | tap_max | int32
51 | trafo | tap_step_percent | float64
52 | trafo | tap_step_degree | float64
53 | trafo | tap_pos | int32
54 | trafo | tap_phase_shifter | bool
55 | trafo | parallel | uint32
56 | trafo | df | float64
57 | trafo | in_service | bool
58 | line_geodata | coords | object
59 | bus_geodata | x | float64
60 | bus_geodata | y | float64
61 | bus_geodata | coords | object
62 | res_bus | vm_pu | float64
63 | res_bus | va_degree | float64
64 | res_bus | p_mw | float64
65 | res_bus | q_mvar | float64
66 | res_line | p_from_mw | float64
67 | res_line | q_from_mvar | float64
68 | res_line | p_to_mw | float64
69 | res_line | q_to_mvar | float64
70 | res_line | pl_mw | float64
71 | res_line | ql_mvar | float64
72 | res_line | i_from_ka | float64
73 | res_line | i_to_ka | float64
74 | res_line | i_ka | float64
75 | res_line | vm_from_pu | float64
76 | res_line | va_from_degree | float64
77 | res_line | vm_to_pu | float64
78 | res_line | va_to_degree | float64
79 | res_line | loading_percent | float64
80 | res_trafo | p_hv_mw | float64
81 | res_trafo | q_hv_mvar | float64
82 | res_trafo | p_lv_mw | float64
83 | res_trafo | q_lv_mvar | float64
84 | res_trafo | pl_mw | float64
85 | res_trafo | ql_mvar | float64
86 | res_trafo | i_hv_ka | float64
87 | res_trafo | i_lv_ka | float64
88 | res_trafo | vm_hv_pu | float64
89 | res_trafo | va_hv_degree | float64
90 | res_trafo | vm_lv_pu | float64
91 | res_trafo | va_lv_degree | float64
92 | res_trafo | loading_percent | float64
93 | res_ext_grid | p_mw | float64
94 | res_ext_grid | q_mvar | float64
95 | res_load | p_mw | float64
96 | res_load | q_mvar | float64

## parameters
| version | format_version | converged | OPF_converged | name | f_hz | sn_mva
0 | 2.14.6 | 2.14.0 | TRUE | FALSE |  | 50 | 1