## bus
| name | vn_kv | type | zone | in_service
0 | bus_LV_2547-1_0_5_node_0 | 0.4 | n |  | TRUE
1 | bus_LV_2547-1_0_5_node_1 | 0.4 | n |  | TRUE
2 | bus_LV_2547-1_0_5_node_2 | 0.4 | n |  | TRUE
3 | bus_LV_2547-1_0_5_node_3 | 0.4 | n |  | TRUE
4 | bus_LV_2547-1_0_5_node_20 | 0.4 | n |  | TRUE
5 | bus_LV_2547-1_0_5_node_21 | 0.4 | n |  | TRUE
6 | bus_LV_2547-1_0_5_node_4 | 0.4 | n |  | TRUE
7 | bus_LV_2547-1_0_5_node_5 | 0.4 | n |  | TRUE
8 | bus_LV_2547-1_0_5_node_6 | 0.4 | n |  | TRUE
9 | bus_LV_2547-1_0_5_node_7 | 0.4 | n |  | TRUE
10 | bus_LV_2547-1_0_5_node_288 | 0.4 | n |  | TRUE
11 | bus_LV_2547-1_0_5_node_286 | 0.4 | n |  | TRUE
12 | bus_LV_2547-1_0_5_node_8 | 0.4 | n |  | TRUE
13 | bus_LV_2547-1_0_5_node_9 | 0.4 | n |  | TRUE
14 | bus_LV_2547-1_0_5_node_10 | 0.4 | n |  | TRUE
15 | bus_LV_2547-1_0_5_node_11 | 0.4 | n |  | TRUE
16 | bus_LV_2547-1_0_5_node_12 | 0.4 | n |  | TRUE
17 | bus_LV_2547-1_0_5_node_13 | 0.4 | n |  | TRUE
18 | bus_LV_2547-1_0_5_node_14 | 0.4 | n |  | TRUE
19 | bus_LV_2547-1_0_5_node_140 | 0.4 | n |  | TRUE
20 | bus_LV_2547-1_0_5_node_138 | 0.4 | n |  | TRUE
21 | bus_LV_2547-1_0_5_node_215 | 0.4 | n |  | TRUE
22 | bus_LV_2547-1_0_5_node_182 | 0.4 | n |  | TRUE
23 | bus_LV_2547-1_0_5_node_268 | 0.4 | n |  | TRUE
24 | bus_LV_2547-1_0_5_node_44 | 0.4 | n |  | TRUE
25 | bus_LV_2547-1_0_5_node_136 | 0.4 | n |  | TRUE
26 | bus_LV_2547-1_0_5_node_185 | 0.4 | n |  | TRUE
27 | bus_LV_2547-1_0_5_node_180 | 0.4 | n |  | TRUE
28 | bus_LV_2547-1_0_5_node_15 | 0.4 | n |  | TRUE
29 | bus_LV_2547-1_0_5_node_16 | 0.4 | n |  | TRUE
30 | bus_LV_2547-1_0_5_node_17 | 0.4 | n |  | TRUE
31 | bus_LV_2547-1_0_5_node_18 | 0.4 | n |  | TRUE
32 | bus_LV_2547-1_0_5_node_19 | 0.4 | n |  | TRUE
33 | bus_LV_2547-1_0_5_node_194 | 0.4 | n |  | TRUE
34 | bus_LV_2547-1_0_5_node_293 | 0.4 | n |  | TRUE
35 | bus_LV_2547-1_0_5_node_212 | 0.4 | n |  | TRUE
36 | bus_LV_2547-1_0_5_node_301 | 0.4 | n |  | TRUE
37 | bus_LV_2547-1_0_5_node_231 | 0.4 | n |  | TRUE
38 | bus_LV_2547-1_0_5_node_192 | 0.4 | n |  | TRUE
39 | bus_LV_2547-1_0_5_node_232 | 0.4 | n |  | TRUE
40 | bus_LV_2547-1_0_5_node_229 | 0.4 | n |  | TRUE
41 | bus_LV_2547-1_0_5_node_209 | 0.4 | n |  | TRUE
42 | bus_LV_2547-1_0_5_node_113 | 0.4 | n |  | TRUE
43 | bus_LV_2547-1_0_5_node_75 | 0.4 | n |  | TRUE
44 | bus_LV_2547-1_0_5_node_110 | 0.4 | n |  | TRUE
45 | bus_LV_2547-1_0_5_node_73 | 0.4 | n |  | TRUE
46 | bus_LV_2547-1_0_5_node_22 | 0.4 | n |  | TRUE
47 | bus_LV_2547-1_0_5_node_83 | 0.4 | n |  | TRUE
48 | bus_LV_2547-1_0_5_node_84 | 0.4 | n |  | TRUE
49 | bus_LV_2547-1_0_5_node_85 | 0.4 | n |  | TRUE
50 | bus_LV_2547-1_0_5_node_81 | 0.4 | n |  | TRUE
51 | bus_LV_2547-1_0_5_node_245 | 0.4 | n |  | TRUE
52 | bus_LV_2547-1_0_5_node_198 | 0.4 | n |  | TRUE
53 | bus_LV_2547-1_0_5_node_82 | 0.4 | n |  | TRUE
54 | bus_LV_2547-1_0_5_node_299 | 0.4 | n |  | TRUE
55 | bus_LV_2547-1_0_5_node_300 | 0.4 | n |  | TRUE
56 | bus_LV_2547-1_0_5_node_149 | 0.4 | n |  | TRUE
57 | bus_LV_2547-1_0_5_node_197 | 0.4 | n |  | TRUE
58 | bus_LV_2547-1_0_5_node_24 | 0.4 | n |  | TRUE
59 | bus_LV_2547-1_0_5_node_25 | 0.4 | n |  | TRUE
60 | bus_LV_2547-1_0_5_node_26 | 0.4 | n |  | TRUE
61 | bus_LV_2547-1_0_5_node_27 | 0.4 | n |  | TRUE
62 | bus_LV_2547-1_0_5_node_28 | 0.4 | n |  | TRUE
63 | bus_LV_2547-1_0_5_node_29 | 0.4 | n |  | TRUE
64 | bus_LV_2547-1_0_5_node_80 | 0.4 | n |  | TRUE
65 | bus_LV_2547-1_0_5_node_78 | 0.4 | n |  | TRUE
66 | bus_LV_2547-1_0_5_node_146 | 0.4 | n |  | TRUE
67 | bus_LV_2547-1_0_5_node_155 | 0.4 | n |  | TRUE
68 | bus_LV_2547-1_0_5_node_147 | 0.4 | n |  | TRUE
69 | bus_LV_2547-1_0_5_node_156 | 0.4 | n |  | TRUE
70 | bus_LV_2547-1_0_5_node_30 | 0.4 | n |  | TRUE
71 | bus_LV_2547-1_0_5_node_31 | 0.4 | n |  | TRUE
72 | bus_LV_2547-1_0_5_node_32 | 0.4 | n |  | TRUE
73 | bus_LV_2547-1_0_5_node_33 | 0.4 | n |  | TRUE
74 | bus_LV_2547-1_0_5_node_56 | 0.4 | n |  | TRUE
75 | bus_LV_2547-1_0_5_node_200 | 0.4 | n |  | TRUE
76 | bus_LV_2547-1_0_5_node_55 | 0.4 | n |  | TRUE
77 | bus_LV_2547-1_0_5_node_199 | 0.4 | n |  | TRUE
78 | bus_LV_2547-1_0_5_node_34 | 0.4 | n |  | TRUE
79 | bus_LV_2547-1_0_5_node_35 | 0.4 | n |  | TRUE
80 | bus_LV_2547-1_0_5_node_36 | 0.4 | n |  | TRUE
81 | bus_LV_2547-1_0_5_node_37 | 0.4 | n |  | TRUE
82 | bus_LV_2547-1_0_5_node_38 | 0.4 | n |  | TRUE
83 | bus_LV_2547-1_0_5_node_39 | 0.4 | n |  | TRUE
84 | bus_LV_2547-1_0_5_node_62 | 0.4 | n |  | TRUE
85 | bus_LV_2547-1_0_5_node_150 | 0.4 | n |  | TRUE
86 | bus_LV_2547-1_0_5_node_64 | 0.4 | n |  | TRUE
87 | bus_LV_2547-1_0_5_node_65 | 0.4 | n |  | TRUE
88 | bus_LV_2547-1_0_5_node_60 | 0.4 | n |  | TRUE
89 | bus_LV_2547-1_0_5_node_151 | 0.4 | n |  | TRUE
90 | bus_LV_2547-1_0_5_node_40 | 0.4 | n |  | TRUE
91 | bus_LV_2547-1_0_5_node_41 | 0.4 | n |  | TRUE
92 | bus_LV_2547-1_0_5_node_42 | 0.4 | n |  | TRUE
93 | bus_LV_2547-1_0_5_node_43 | 0.4 | n |  | TRUE
94 | bus_LV_2547-1_0_5_node_45 | 0.4 | n |  | TRUE
95 | bus_LV_2547-1_0_5_node_266 | 0.4 | n |  | TRUE
96 | bus_LV_2547-1_0_5_node_137 | 0.4 | n |  | TRUE
97 | bus_LV_2547-1_0_5_node_112 | 0.4 | n |  | TRUE
98 | bus_LV_2547-1_0_5_node_267 | 0.4 | n |  | TRUE
99 | bus_LV_2547-1_0_5_node_46 | 0.4 | n |  | TRUE
100 | bus_LV_2547-1_0_5_node_47 | 0.4 | n |  | TRUE
101 | bus_LV_2547-1_0_5_node_48 | 0.4 | n |  | TRUE
102 | bus_LV_2547-1_0_5_node_49 | 0.4 | n |  | TRUE
103 | bus_LV_2547-1_0_5_node_129 | 0.4 | n |  | TRUE
104 | bus_LV_2547-1_0_5_node_127 | 0.4 | n |  | TRUE
105 | bus_LV_2547-1_0_5_node_50 | 0.4 | n |  | TRUE
106 | bus_LV_2547-1_0_5_node_51 | 0.4 | n |  | TRUE
107 | bus_LV_2547-1_0_5_node_52 | 0.4 | n |  | TRUE
108 | bus_LV_2547-1_0_5_node_53 | 0.4 | n |  | TRUE
109 | bus_LV_2547-1_0_5_node_54 | 0.4 | n |  | TRUE
110 | bus_LV_2547-1_0_5_node_251 | 0.4 | n |  | TRUE
111 | bus_LV_2547-1_0_5_node_204 | 0.4 | n |  | TRUE
112 | bus_LV_2547-1_0_5_node_234 | 0.4 | n |  | TRUE
113 | bus_LV_2547-1_0_5_node_252 | 0.4 | n |  | TRUE
114 | bus_LV_2547-1_0_5_node_218 | 0.4 | n |  | TRUE
115 | bus_LV_2547-1_0_5_node_202 | 0.4 | n |  | TRUE
116 | bus_LV_2547-1_0_5_node_233 | 0.4 | n |  | TRUE
117 | bus_LV_2547-1_0_5_node_57 | 0.4 | n |  | TRUE
118 | bus_LV_2547-1_0_5_node_58 | 0.4 | n |  | TRUE
119 | bus_LV_2547-1_0_5_node_59 | 0.4 | n |  | TRUE
120 | bus_LV_2547-1_0_5_node_166 | 0.4 | n |  | TRUE
121 | bus_LV_2547-1_0_5_node_310 | 0.4 | n |  | TRUE
122 | bus_LV_2547-1_0_5_node_121 | 0.4 | n |  | TRUE
123 | bus_LV_2547-1_0_5_node_167 | 0.4 | n |  | TRUE
124 | bus_LV_2547-1_0_5_node_309 | 0.4 | n |  | TRUE
125 | bus_LV_2547-1_0_5_node_119 | 0.4 | n |  | TRUE
126 | bus_LV_2547-1_0_5_node_61 | 0.4 | n |  | TRUE
127 | bus_LV_2547-1_0_5_node_63 | 0.4 | n |  | TRUE
128 | bus_LV_2547-1_0_5_node_93 | 0.4 | n |  | TRUE
129 | bus_LV_2547-1_0_5_node_92 | 0.4 | n |  | TRUE
130 | bus_LV_2547-1_0_5_node_292 | 0.4 | n |  | TRUE
131 | bus_LV_2547-1_0_5_node_91 | 0.4 | n |  | TRUE
132 | bus_LV_2547-1_0_5_node_79 | 0.4 | n |  | TRUE
133 | bus_LV_2547-1_0_5_node_66 | 0.4 | n |  | TRUE
134 | bus_LV_2547-1_0_5_node_67 | 0.4 | n |  | TRUE
135 | bus_LV_2547-1_0_5_node_68 | 0.4 | n |  | TRUE
136 | bus_LV_2547-1_0_5_node_69 | 0.4 | n |  | TRUE
137 | bus_LV_2547-1_0_5_node_70 | 0.4 | n |  | TRUE
138 | bus_LV_2547-1_0_5_node_134 | 0.4 | n |  | TRUE
139 | bus_LV_2547-1_0_5_node_168 | 0.4 | n |  | TRUE
140 | bus_LV_2547-1_0_5_node_169 | 0.4 | n |  | TRUE
141 | bus_LV_2547-1_0_5_node_132 | 0.4 | n |  | TRUE
142 | bus_LV_2547-1_0_5_node_250 | 0.4 | n |  | TRUE
143 | bus_LV_2547-1_0_5_node_71 | 0.4 | n |  | TRUE
144 | bus_LV_2547-1_0_5_node_72 | 0.4 | n |  | TRUE
145 | bus_LV_2547-1_0_5_node_74 | 0.4 | n |  | TRUE
146 | bus_LV_2547-1_0_5_node_76 | 0.4 | n |  | TRUE
147 | bus_LV_2547-1_0_5_node_77 | 0.4 | n |  | TRUE
148 | bus_LV_2547-1_0_5_node_170 | 0.4 | n |  | TRUE
149 | bus_LV_2547-1_0_5_node_216 | 0.4 | n |  | TRUE
150 | bus_LV_2547-1_0_5_node_117 | 0.4 | n |  | TRUE
151 | bus_LV_2547-1_0_5_node_114 | 0.4 | n |  | TRUE
152 | bus_LV_2547-1_0_5_node_115 | 0.4 | n |  | TRUE
153 | bus_LV_2547-1_0_5_node_116 | 0.4 | n |  | TRUE
154 | bus_LV_2547-1_0_5_node_256 | 0.4 | n |  | TRUE
155 | bus_LV_2547-1_0_5_node_319 | 0.4 | n |  | TRUE
156 | bus_LV_2547-1_0_5_node_179 | 0.4 | n |  | TRUE
157 | bus_LV_2547-1_0_5_node_278 | 0.4 | n |  | TRUE
158 | bus_LV_2547-1_0_5_node_307 | 0.4 | n |  | TRUE
159 | bus_LV_2547-1_0_5_node_279 | 0.4 | n |  | TRUE
160 | bus_LV_2547-1_0_5_node_159 | 0.4 | n |  | TRUE
161 | bus_LV_2547-1_0_5_node_158 | 0.4 | n |  | TRUE
162 | bus_LV_2547-1_0_5_node_308 | 0.4 | n |  | TRUE
163 | bus_LV_2547-1_0_5_node_86 | 0.4 | n |  | TRUE
164 | bus_LV_2547-1_0_5_node_87 | 0.4 | n |  | TRUE
165 | bus_LV_2547-1_0_5_node_89 | 0.4 | n |  | TRUE
166 | bus_LV_2547-1_0_5_node_90 | 0.4 | n |  | TRUE
167 | bus_LV_2547-1_0_5_node_263 | 0.4 | n |  | TRUE
168 | bus_LV_2547-1_0_5_node_188 | 0.4 | n |  | TRUE
169 | bus_LV_2547-1_0_5_node_262 | 0.4 | n |  | TRUE
170 | bus_LV_2547-1_0_5_node_189 | 0.4 | n |  | TRUE
171 | bus_LV_2547-1_0_5_node_190 | 0.4 | n |  | TRUE
172 | bus_LV_2547-1_0_5_node_94 | 0.4 | n |  | TRUE
173 | bus_LV_2547-1_0_5_node_95 | 0.4 | n |  | TRUE
174 | bus_LV_2547-1_0_5_node_96 | 0.4 | n |  | TRUE
175 | bus_LV_2547-1_0_5_node_97 | 0.4 | n |  | TRUE
176 | bus_LV_2547-1_0_5_node_236 | 0.4 | n |  | TRUE
177 | bus_LV_2547-1_0_5_node_235 | 0.4 | n |  | TRUE
178 | bus_LV_2547-1_0_5_node_106 | 0.4 | n |  | TRUE
179 | bus_LV_2547-1_0_5_node_243 | 0.4 | n |  | TRUE
180 | bus_LV_2547-1_0_5_node_148 | 0.4 | n |  | TRUE
181 | bus_LV_2547-1_0_5_node_104 | 0.4 | n |  | TRUE
182 | bus_LV_2547-1_0_5_node_98 | 0.4 | n |  | TRUE
183 | bus_LV_2547-1_0_5_node_99 | 0.4 | n |  | TRUE
184 | bus_LV_2547-1_0_5_node_100 | 0.4 | n |  | TRUE
185 | bus_LV_2547-1_0_5_node_101 | 0.4 | n |  | TRUE
186 | bus_LV_2547-1_0_5_node_102 | 0.4 | n |  | TRUE
187 | bus_LV_2547-1_0_5_node_261 | 0.4 | n |  | TRUE
188 | bus_LV_2547-1_0_5_node_103 | 0.4 | n |  | TRUE
189 | bus_LV_2547-1_0_5_node_105 | 0.4 | n |  | TRUE
190 | bus_LV_2547-1_0_5_node_107 | 0.4 | n |  | TRUE
191 | bus_LV_2547-1_0_5_node_304 | 0.4 | n |  | TRUE
192 | bus_LV_2547-1_0_5_node_302 | 0.4 | n |  | TRUE
193 | bus_LV_2547-1_0_5_node_305 | 0.4 | n |  | TRUE
194 | bus_LV_2547-1_0_5_node_303 | 0.4 | n |  | TRUE
195 | bus_LV_2547-1_0_5_node_108 | 0.4 | n |  | TRUE
196 | bus_LV_2547-1_0_5_node_109 | 0.4 | n |  | TRUE
197 | bus_LV_2547-1_0_5_node_111 | 0.4 | n |  | TRUE
198 | bus_LV_2547-1_0_5_node_281 | 0.4 | n |  | TRUE
199 | bus_LV_2547-1_0_5_node_276 | 0.4 | n |  | TRUE
200 | bus_LV_2547-1_0_5_node_144 | 0.4 | n |  | TRUE
201 | bus_LV_2547-1_0_5_node_277 | 0.4 | n |  | TRUE
202 | bus_LV_2547-1_0_5_node_274 | 0.4 | n |  | TRUE
203 | bus_LV_2547-1_0_5_node_145 | 0.4 | n |  | TRUE
204 | bus_LV_2547-1_0_5_node_176 | 0.4 | n |  | TRUE
205 | bus_LV_2547-1_0_5_node_177 | 0.4 | n |  | TRUE
206 | bus_LV_2547-1_0_5_node_178 | 0.4 | n |  | TRUE
207 | bus_LV_2547-1_0_5_node_255 | 0.4 | n |  | TRUE
208 | bus_LV_2547-1_0_5_node_290 | 0.4 | n |  | TRUE
209 | bus_LV_2547-1_0_5_node_118 | 0.4 | n |  | TRUE
210 | bus_LV_2547-1_0_5_node_120 | 0.4 | n |  | TRUE
211 | bus_LV_2547-1_0_5_node_122 | 0.4 | n |  | TRUE
212 | bus_LV_2547-1_0_5_node_123 | 0.4 | n |  | TRUE
213 | bus_LV_2547-1_0_5_node_124 | 0.4 | n |  | TRUE
214 | bus_LV_2547-1_0_5_node_162 | 0.4 | n |  | TRUE
215 | bus_LV_2547-1_0_5_node_187 | 0.4 | n |  | TRUE
216 | bus_LV_2547-1_0_5_node_195 | 0.4 | n |  | TRUE
217 | bus_LV_2547-1_0_5_node_163 | 0.4 | n |  | TRUE
218 | bus_LV_2547-1_0_5_node_161 | 0.4 | n |  | TRUE
219 | bus_LV_2547-1_0_5_node_196 | 0.4 | n |  | TRUE
220 | bus_LV_2547-1_0_5_node_125 | 0.4 | n |  | TRUE
221 | bus_LV_2547-1_0_5_node_126 | 0.4 | n |  | TRUE
222 | bus_LV_2547-1_0_5_node_128 | 0.4 | n |  | TRUE
223 | bus_LV_2547-1_0_5_node_130 | 0.4 | n |  | TRUE
224 | bus_LV_2547-1_0_5_node_254 | 0.4 | n |  | TRUE
225 | bus_LV_2547-1_0_5_node_142 | 0.4 | n |  | TRUE
226 | bus_LV_2547-1_0_5_node_141 | 0.4 | n |  | TRUE
227 | bus_LV_2547-1_0_5_node_131 | 0.4 | n |  | TRUE
228 | bus_LV_2547-1_0_5_node_133 | 0.4 | n |  | TRUE
229 | bus_LV_2547-1_0_5_node_135 | 0.4 | n |  | TRUE
230 | bus_LV_2547-1_0_5_node_318 | 0.4 | n |  | TRUE
231 | bus_LV_2547-1_0_5_node_246 | 0.4 | n |  | TRUE
232 | bus_LV_2547-1_0_5_node_165 | 0.4 | n |  | TRUE
233 | bus_LV_2547-1_0_5_node_164 | 0.4 | n |  | TRUE
234 | bus_LV_2547-1_0_5_node_139 | 0.4 | n |  | TRUE
235 | bus_LV_2547-1_0_5_node_143 | 0.4 | n |  | TRUE
236 | bus_LV_2547-1_0_5_node_171 | 0.4 | n |  | TRUE
237 | bus_LV_2547-1_0_5_node_172 | 0.4 | n |  | TRUE
238 | bus_LV_2547-1_0_5_node_306 | 0.4 | n |  | TRUE
239 | bus_LV_2547-1_0_5_node_152 | 0.4 | n |  | TRUE
240 | bus_LV_2547-1_0_5_node_153 | 0.4 | n |  | TRUE
241 | bus_LV_2547-1_0_5_node_154 | 0.4 | n |  | TRUE
242 | bus_LV_2547-1_0_5_node_271 | 0.4 | n |  | TRUE
243 | bus_LV_2547-1_0_5_node_272 | 0.4 | n |  | TRUE
244 | bus_LV_2547-1_0_5_node_270 | 0.4 | n |  | TRUE
245 | bus_LV_2547-1_0_5_node_157 | 0.4 | n |  | TRUE
246 | bus_LV_2547-1_0_5_node_207 | 0.4 | n |  | TRUE
247 | bus_LV_2547-1_0_5_node_203 | 0.4 | n |  | TRUE
248 | bus_LV_2547-1_0_5_node_160 | 0.4 | n |  | TRUE
249 | bus_LV_2547-1_0_5_node_260 | 0.4 | n |  | TRUE
250 | bus_LV_2547-1_0_5_node_280 | 0.4 | n |  | TRUE
251 | bus_LV_2547-1_0_5_node_265 | 0.4 | n |  | TRUE
252 | bus_LV_2547-1_0_5_node_291 | 0.4 | n |  | TRUE
253 | bus_LV_2547-1_0_5_node_248 | 0.4 | n |  | TRUE
254 | bus_LV_2547-1_0_5_node_217 | 0.4 | n |  | TRUE
255 | bus_LV_2547-1_0_5_node_173 | 0.4 | n |  | TRUE
256 | bus_LV_2547-1_0_5_node_174 | 0.4 | n |  | TRUE
257 | bus_LV_2547-1_0_5_node_175 | 0.4 | n |  | TRUE
258 | bus_LV_2547-1_0_5_node_257 | 0.4 | n |  | TRUE
259 | bus_LV_2547-1_0_5_node_285 | 0.4 | n |  | TRUE
260 | bus_LV_2547-1_0_5_node_284 | 0.4 | n |  | TRUE
261 | bus_LV_2547-1_0_5_node_181 | 0.4 | n |  | TRUE
262 | bus_LV_2547-1_0_5_node_183 | 0.4 | n |  | TRUE
263 | bus_LV_2547-1_0_5_node_184 | 0.4 | n |  | TRUE
264 | bus_LV_2547-1_0_5_node_219 | 0.4 | n |  | TRUE
265 | bus_LV_2547-1_0_5_node_186 | 0.4 | n |  | TRUE
266 | bus_LV_2547-1_0_5_node_269 | 0.4 | n |  | TRUE
267 | bus_LV_2547-1_0_5_node_206 | 0.4 | n |  | TRUE
268 | bus_LV_2547-1_0_5_node_230 | 0.4 | n |  | TRUE
269 | bus_LV_2547-1_0_5_node_191 | 0.4 | n |  | TRUE
270 | bus_LV_2547-1_0_5_node_193 | 0.4 | n |  | TRUE
271 | bus_LV_2547-1_0_5_node_297 | 0.4 | n |  | TRUE
272 | bus_LV_2547-1_0_5_node_298 | 0.4 | n |  | TRUE
273 | bus_LV_2547-1_0_5_node_201 | 0.4 | n |  | TRUE
274 | bus_LV_2547-1_0_5_node_205 | 0.4 | n |  | TRUE
275 | bus_LV_2547-1_0_5_node_208 | 0.4 | n |  | TRUE
276 | bus_LV_2547-1_0_5_node_210 | 0.4 | n |  | TRUE
277 | bus_LV_2547-1_0_5_node_211 | 0.4 | n |  | TRUE
278 | bus_LV_2547-1_0_5_node_213 | 0.4 | n |  | TRUE
279 | bus_LV_2547-1_0_5_node_228 | 0.4 | n |  | TRUE
280 | bus_LV_2547-1_0_5_node_226 | 0.4 | n |  | TRUE
281 | bus_LV_2547-1_0_5_node_238 | 0.4 | n |  | TRUE
282 | bus_LV_2547-1_0_5_node_227 | 0.4 | n |  | TRUE
283 | bus_LV_2547-1_0_5_node_313 | 0.4 | n |  | TRUE
284 | bus_LV_2547-1_0_5_node_289 | 0.4 | n |  | TRUE
285 | bus_LV_2547-1_0_5_node_220 | 0.4 | n |  | TRUE
286 | bus_LV_2547-1_0_5_node_221 | 0.4 | n |  | TRUE
287 | bus_LV_2547-1_0_5_node_222 | 0.4 | n |  | TRUE
288 | bus_LV_2547-1_0_5_node_223 | 0.4 | n |  | TRUE
289 | bus_LV_2547-1_0_5_node_224 | 0.4 | n |  | TRUE
290 | bus_LV_2547-1_0_5_node_225 | 0.4 | n |  | TRUE
291 | bus_LV_2547-1_0_5_node_258 | 0.4 | n |  | TRUE
292 | bus_LV_2547-1_0_5_node_259 | 0.4 | n |  | TRUE
293 | bus_LV_2547-1_0_5_node_237 | 0.4 | n |  | TRUE
294 | bus_LV_2547-1_0_5_node_241 | 0.4 | n |  | TRUE
295 | bus_LV_2547-1_0_5_node_239 | 0.4 | n |  | TRUE
296 | bus_LV_2547-1_0_5_node_240 | 0.4 | n |  | TRUE
297 | bus_LV_2547-1_0_5_node_273 | 0.4 | n |  | TRUE
298 | bus_LV_2547-1_0_5_node_294 | 0.4 | n |  | TRUE
299 | bus_LV_2547-1_0_5_node_242 | 0.4 | n |  | TRUE
300 | bus_LV_2547-1_0_5_node_244 | 0.4 | n |  | TRUE
301 | bus_LV_2547-1_0_5_node_316 | 0.4 | n |  | TRUE
302 | bus_LV_2547-1_0_5_node_317 | 0.4 | n |  | TRUE
303 | bus_LV_2547-1_0_5_node_283 | 0.4 | n |  | TRUE
304 | bus_LV_2547-1_0_5_node_247 | 0.4 | n |  | TRUE
305 | bus_LV_2547-1_0_5_node_249 | 0.4 | n |  | TRUE
306 | bus_LV_2547-1_0_5_node_312 | 0.4 | n |  | TRUE
307 | bus_LV_2547-1_0_5_node_314 | 0.4 | n |  | TRUE
308 | bus_LV_2547-1_0_5_node_253 | 0.4 | n |  | TRUE
309 | bus_LV_2547-1_0_5_node_311 | 0.4 | n |  | TRUE
310 | bus_LV_2547-1_0_5_node_275 | 0.4 | n |  | TRUE
311 | bus_LV_2547-1_0_5_node_296 | 0.4 | n |  | TRUE
312 | bus_LV_2547-1_0_5_node_295 | 0.4 | n |  | TRUE
313 | bus_LV_2547-1_0_5_node_315 | 0.4 | n |  | TRUE
314 | bus_MV_292_0_node_0 | 20 | n |  | TRUE

## load
| name | bus | p_mw | q_mvar | const_z_percent | const_i_percent | sn_mva | scaling | in_service | type
0 | LV_2547-1_0_5_load_0 | 0 | 0.0027695 | 0.00069411 | 0 | 0 |  | 1 | TRUE | wye
1 | LV_2547-1_0_5_load_1 | 1 | 0.0020629 | 0.00051701 | 0 | 0 |  | 1 | TRUE | wye
2 | LV_2547-1_0_5_load_2 | 2 | 0.0017425 | 0.00043672 | 0 | 0 |  | 1 | TRUE | wye
3 | LV_2547-1_0_5_load_3 | 3 | 0.001928 | 0.0004832 | 0 | 0 |  | 1 | TRUE | wye
4 | LV_2547-1_0_5_load_20 | 4 | 0.0018505 | 0.00046378 | 0 | 0 |  | 1 | TRUE | wye
5 | LV_2547-1_0_5_load_4 | 6 | 0.002323 | 0.0005822 | 0 | 0 |  | 1 | TRUE | wye
6 | LV_2547-1_0_5_load_5 | 7 | 0.0011186 | 0.00028035 | 0 | 0 |  | 1 | TRUE | wye
7 | LV_2547-1_0_5_load_6 | 8 | 0.00065217 | 0.00016345 | 0 | 0 |  | 1 | TRUE | wye
8 | LV_2547-1_0_5_load_7 | 9 | 0.00073324 | 0.00018377 | 0 | 0 |  | 1 | TRUE | wye
9 | LV_2547-1_0_5_load_8 | 12 | 0.001079 | 0.00027042 | 0 | 0 |  | 1 | TRUE | wye
10 | LV_2547-1_0_5_load_12 | 16 | 0.0042294 | 0.00106 | 0 | 0 |  | 1 | TRUE | wye
11 | LV_2547-1_0_5_load_13 | 17 | 0.0013722 | 0.0003439 | 0 | 0 |  | 1 | TRUE | wye
12 | LV_2547-1_0_5_load_14 | 18 | 0.0029234 | 0.00073267 | 0 | 0 |  | 1 | TRUE | wye
13 | LV_2547-1_0_5_load_140 | 19 | 0.00099259 | 0.00024877 | 0 | 0 |  | 1 | TRUE | wye
14 | LV_2547-1_0_5_load_138 | 20 | 0.0024295 | 0.0006089 | 0 | 0 |  | 1 | TRUE | wye
15 | LV_2547-1_0_5_load_215 | 21 | 0.0061251 | 0.0015351 | 0 | 0 |  | 1 | TRUE | wye
16 | LV_2547-1_0_5_load_268 | 23 | 0.005542 | 0.0013889 | 0 | 0 |  | 1 | TRUE | wye
17 | LV_2547-1_0_5_load_180 | 27 | 0.0027688 | 0.00069392 | 0 | 0 |  | 1 | TRUE | wye
18 | LV_2547-1_0_5_load_15 | 28 | 0.0026924 | 0.00067479 | 0 | 0 |  | 1 | TRUE | wye
19 | LV_2547-1_0_5_load_16 | 29 | 0.00087322 | 0.00021885 | 0 | 0 |  | 1 | TRUE | wye
20 | LV_2547-1_0_5_load_293 | 34 | 0.0014693 | 0.00036824 | 0 | 0 |  | 1 | TRUE | wye
21 | LV_2547-1_0_5_load_301 | 36 | 0.00128 | 0.00032079 | 0 | 0 |  | 1 | TRUE | wye
22 | LV_2547-1_0_5_load_231 | 37 | 0.0049595 | 0.001243 | 0 | 0 |  | 1 | TRUE | wye
23 | LV_2547-1_0_5_load_232 | 39 | 0.0011734 | 0.00029408 | 0 | 0 |  | 1 | TRUE | wye
24 | LV_2547-1_0_5_load_229 | 40 | 0.00050981 | 0.00012777 | 0 | 0 |  | 1 | TRUE | wye
25 | LV_2547-1_0_5_load_113 | 42 | 0.003264 | 0.00081803 | 0 | 0 |  | 1 | TRUE | wye
26 | LV_2547-1_0_5_load_75 | 43 | 0.0011155 | 0.00027957 | 0 | 0 |  | 1 | TRUE | wye
27 | LV_2547-1_0_5_load_73 | 45 | 0.00089032 | 0.00022314 | 0 | 0 |  | 1 | TRUE | wye
28 | LV_2547-1_0_5_load_22 | 46 | 0.0010632 | 0.00026645 | 0 | 0 |  | 1 | TRUE | wye
29 | LV_2547-1_0_5_load_85 | 49 | 0.00092127 | 0.00023089 | 0 | 0 |  | 1 | TRUE | wye
30 | LV_2547-1_0_5_load_81 | 50 | 0.0013585 | 0.00034047 | 0 | 0 |  | 1 | TRUE | wye
31 | LV_2547-1_0_5_load_245 | 51 | 0.0013067 | 0.0003275 | 0 | 0 |  | 1 | TRUE | wye
32 | LV_2547-1_0_5_load_198 | 52 | 0.0015733 | 0.00039432 | 0 | 0 |  | 1 | TRUE | wye
33 | LV_2547-1_0_5_load_82 | 53 | 0.00076277 | 0.00019117 | 0 | 0 |  | 1 | TRUE | wye
34 | LV_2547-1_0_5_load_300 | 55 | 0.0010844 | 0.00027178 | 0 | 0 |  | 1 | TRUE | wye
35 | LV_2547-1_0_5_load_149 | 56 | 0.0014205 | 0.00035602 | 0 | 0 |  | 1 | TRUE | wye
36 | LV_2547-1_0_5_load_24 | 58 | 0.002124 | 0.00053232 | 0 | 0 |  | 1 | TRUE | wye
37 | LV_2547-1_0_5_load_25 | 59 | 0.0011229 | 0.00028141 | 0 | 0 |  | 1 | TRUE | wye
38 | LV_2547-1_0_5_load_27 | 61 | 0.0060744 | 0.0015224 | 0 | 0 |  | 1 | TRUE | wye
39 | LV_2547-1_0_5_load_28 | 62 | 0.0015166 | 0.00038009 | 0 | 0 |  | 1 | TRUE | wye
40 | LV_2547-1_0_5_load_29 | 63 | 0.0017528 | 0.0004393 | 0 | 0 |  | 1 | TRUE | wye
41 | LV_2547-1_0_5_load_80 | 64 | 0.002064 | 0.00051728 | 0 | 0 |  | 1 | TRUE | wye
42 | LV_2547-1_0_5_load_78 | 65 | 0.002935 | 0.00073558 | 0 | 0 |  | 1 | TRUE | wye
43 | LV_2547-1_0_5_load_146 | 66 | 0.0025988 | 0.00065132 | 0 | 0 |  | 1 | TRUE | wye
44 | LV_2547-1_0_5_load_155 | 67 | 0.0011574 | 0.00029007 | 0 | 0 |  | 1 | TRUE | wye
45 | LV_2547-1_0_5_load_147 | 68 | 0.001643 | 0.00041179 | 0 | 0 |  | 1 | TRUE | wye
46 | LV_2547-1_0_5_load_156 | 69 | 0.0015138 | 0.0003794 | 0 | 0 |  | 1 | TRUE | wye
47 | LV_2547-1_0_5_load_30 | 70 | 0.0037593 | 0.00094217 | 0 | 0 |  | 1 | TRUE | wye
48 | LV_2547-1_0_5_load_31 | 71 | 0.0014564 | 0.00036501 | 0 | 0 |  | 1 | TRUE | wye
49 | LV_2547-1_0_5_load_32 | 72 | 0.0045836 | 0.0011488 | 0 | 0 |  | 1 | TRUE | wye
50 | LV_2547-1_0_5_load_56 | 74 | 0.0016839 | 0.00042203 | 0 | 0 |  | 1 | TRUE | wye
51 | LV_2547-1_0_5_load_200 | 75 | 0.0012735 | 0.00031916 | 0 | 0 |  | 1 | TRUE | wye
52 | LV_2547-1_0_5_load_55 | 76 | 0.0015039 | 0.0003769 | 0 | 0 |  | 1 | TRUE | wye
53 | LV_2547-1_0_5_load_199 | 77 | 0.00067376 | 0.00016886 | 0 | 0 |  | 1 | TRUE | wye
54 | LV_2547-1_0_5_load_34 | 78 | 0.0027272 | 0.0006835 | 0 | 0 |  | 1 | TRUE | wye
55 | LV_2547-1_0_5_load_35 | 79 | 0.0003517 | 8.8145e-05 | 0 | 0 |  | 1 | TRUE | wye
56 | LV_2547-1_0_5_load_37 | 81 | 0.00026419 | 6.6213e-05 | 0 | 0 |  | 1 | TRUE | wye
57 | LV_2547-1_0_5_load_38 | 82 | 0.002278 | 0.00057093 | 0 | 0 |  | 1 | TRUE | wye
58 | LV_2547-1_0_5_load_39 | 83 | 0.0027615 | 0.00069209 | 0 | 0 |  | 1 | TRUE | wye
59 | LV_2547-1_0_5_load_150 | 85 | 0.0018409 | 0.00046136 | 0 | 0 |  | 1 | TRUE | wye
60 | LV_2547-1_0_5_load_65 | 87 | 0.00046403 | 0.0001163 | 0 | 0 |  | 1 | TRUE | wye
61 | LV_2547-1_0_5_load_60 | 88 | 0.00018576 | 4.6557e-05 | 0 | 0 |  | 1 | TRUE | wye
62 | LV_2547-1_0_5_load_151 | 89 | 0.0030285 | 0.00075901 | 0 | 0 |  | 1 | TRUE | wye
63 | LV_2547-1_0_5_load_40 | 90 | 0.0057054 | 0.0014299 | 0 | 0 |  | 1 | TRUE | wye
64 | LV_2547-1_0_5_load_41 | 91 | 0.010563 | 0.0026472 | 0 | 0 |  | 1 | TRUE | wye
65 | LV_2547-1_0_5_load_43 | 93 | 0.0033344 | 0.00083569 | 0 | 0 |  | 1 | TRUE | wye
66 | LV_2547-1_0_5_load_45 | 94 | 0.0050321 | 0.0012612 | 0 | 0 |  | 1 | TRUE | wye
67 | LV_2547-1_0_5_load_266 | 95 | 0.002585 | 0.00064786 | 0 | 0 |  | 1 | TRUE | wye
68 | LV_2547-1_0_5_load_267 | 98 | 0.002381 | 0.00059673 | 0 | 0 |  | 1 | TRUE | wye
69 | LV_2547-1_0_5_load_46 | 99 | 0.0068426 | 0.0017149 | 0 | 0 |  | 1 | TRUE | wye
70 | LV_2547-1_0_5_load_47 | 100 | 0.0032457 | 0.00081344 | 0 | 0 |  | 1 | TRUE | wye
71 | LV_2547-1_0_5_load_48 | 101 | 0.0027411 | 0.00068699 | 0 | 0 |  | 1 | TRUE | wye
72 | LV_2547-1_0_5_load_49 | 102 | 0.0032599 | 0.000817 | 0 | 0 |  | 1 | TRUE | wye
73 | LV_2547-1_0_5_load_129 | 103 | 0.0077832 | 0.0019506 | 0 | 0 |  | 1 | TRUE | wye
74 | LV_2547-1_0_5_load_50 | 105 | 0.0021004 | 0.00052641 | 0 | 0 |  | 1 | TRUE | wye
75 | LV_2547-1_0_5_load_51 | 106 | 0.0014277 | 0.0003578 | 0 | 0 |  | 1 | TRUE | wye
76 | LV_2547-1_0_5_load_53 | 108 | 0.00074034 | 0.00018555 | 0 | 0 |  | 1 | TRUE | wye
77 | LV_2547-1_0_5_load_251 | 110 | 0.0011266 | 0.00028236 | 0 | 0 |  | 1 | TRUE | wye
78 | LV_2547-1_0_5_load_234 | 112 | 0.0013846 | 0.00034702 | 0 | 0 |  | 1 | TRUE | wye
79 | LV_2547-1_0_5_load_252 | 113 | 0.0017283 | 0.00043316 | 0 | 0 |  | 1 | TRUE | wye
80 | LV_2547-1_0_5_load_218 | 114 | 0.0036504 | 0.00091489 | 0 | 0 |  | 1 | TRUE | wye
81 | LV_2547-1_0_5_load_202 | 115 | 0.0027125 | 0.0006798 | 0 | 0 |  | 1 | TRUE | wye
82 | LV_2547-1_0_5_load_233 | 116 | 0.0012313 | 0.00030858 | 0 | 0 |  | 1 | TRUE | wye
83 | LV_2547-1_0_5_load_59 | 119 | 0.0013963 | 0.00034994 | 0 | 0 |  | 1 | TRUE | wye
84 | LV_2547-1_0_5_load_310 | 121 | 0.0045774 | 0.0011472 | 0 | 0 |  | 1 | TRUE | wye
85 | LV_2547-1_0_5_load_121 | 122 | 0.00066786 | 0.00016738 | 0 | 0 |  | 1 | TRUE | wye
86 | LV_2547-1_0_5_load_309 | 124 | 0.0020444 | 0.00051236 | 0 | 0 |  | 1 | TRUE | wye
87 | LV_2547-1_0_5_load_119 | 125 | 0.00077171 | 0.00019341 | 0 | 0 |  | 1 | TRUE | wye
88 | LV_2547-1_0_5_load_61 | 126 | 0.00081713 | 0.00020479 | 0 | 0 |  | 1 | TRUE | wye
89 | LV_2547-1_0_5_load_63 | 127 | 0.0015563 | 0.00039005 | 0 | 0 |  | 1 | TRUE | wye
90 | LV_2547-1_0_5_load_93 | 128 | 0.00036515 | 9.1515e-05 | 0 | 0 |  | 1 | TRUE | wye
91 | LV_2547-1_0_5_load_91 | 131 | 0.0017639 | 0.00044208 | 0 | 0 |  | 1 | TRUE | wye
92 | LV_2547-1_0_5_load_66 | 133 | 0.0015748 | 0.00039467 | 0 | 0 |  | 1 | TRUE | wye
93 | LV_2547-1_0_5_load_67 | 134 | 0.003135 | 0.0007857 | 0 | 0 |  | 1 | TRUE | wye
94 | LV_2547-1_0_5_load_68 | 135 | 0.0022379 | 0.00056087 | 0 | 0 |  | 1 | TRUE | wye
95 | LV_2547-1_0_5_load_69 | 136 | 0.0030101 | 0.0007544 | 0 | 0 |  | 1 | TRUE | wye
96 | LV_2547-1_0_5_load_168 | 139 | 0.0010207 | 0.00025582 | 0 | 0 |  | 1 | TRUE | wye
97 | LV_2547-1_0_5_load_169 | 140 | 0.0022641 | 0.00056744 | 0 | 0 |  | 1 | TRUE | wye
98 | LV_2547-1_0_5_load_71 | 143 | 0.0012864 | 0.00032239 | 0 | 0 |  | 1 | TRUE | wye
99 | LV_2547-1_0_5_load_72 | 144 | 0.0016926 | 0.0004242 | 0 | 0 |  | 1 | TRUE | wye
100 | LV_2547-1_0_5_load_74 | 145 | 0.0020169 | 0.00050549 | 0 | 0 |  | 1 | TRUE | wye
101 | LV_2547-1_0_5_load_76 | 146 | 0.0018248 | 0.00045734 | 0 | 0 |  | 1 | TRUE | wye
102 | LV_2547-1_0_5_load_77 | 147 | 0.0013584 | 0.00034045 | 0 | 0 |  | 1 | TRUE | wye
103 | LV_2547-1_0_5_load_170 | 148 | 0.0023595 | 0.00059135 | 0 | 0 |  | 1 | TRUE | wye
104 | LV_2547-1_0_5_load_216 | 149 | 0.0019323 | 0.00048429 | 0 | 0 |  | 1 | TRUE | wye
105 | LV_2547-1_0_5_load_114 | 151 | 0.0031582 | 0.00079153 | 0 | 0 |  | 1 | TRUE | wye
106 | LV_2547-1_0_5_load_115 | 152 | 0.00084566 | 0.00021194 | 0 | 0 |  | 1 | TRUE | wye
107 | LV_2547-1_0_5_load_319 | 155 | 0.0012943 | 0.00032438 | 0 | 0 |  | 1 | TRUE | wye
108 | LV_2547-1_0_5_load_278 | 157 | 0.0033793 | 0.00084694 | 0 | 0 |  | 1 | TRUE | wye
109 | LV_2547-1_0_5_load_307 | 158 | 0.0010026 | 0.00025127 | 0 | 0 |  | 1 | TRUE | wye
110 | LV_2547-1_0_5_load_279 | 159 | 0.00081002 | 0.00020301 | 0 | 0 |  | 1 | TRUE | wye
111 | LV_2547-1_0_5_load_159 | 160 | 0.0015274 | 0.0003828 | 0 | 0 |  | 1 | TRUE | wye
112 | LV_2547-1_0_5_load_158 | 161 | 0.0015361 | 0.00038497 | 0 | 0 |  | 1 | TRUE | wye
113 | LV_2547-1_0_5_load_86 | 163 | 0.0052351 | 0.001312 | 0 | 0 |  | 1 | TRUE | wye
114 | LV_2547-1_0_5_load_90 | 166 | 0.0015103 | 0.00037853 | 0 | 0 |  | 1 | TRUE | wye
115 | LV_2547-1_0_5_load_263 | 167 | 0.0032158 | 0.00080596 | 0 | 0 |  | 1 | TRUE | wye
116 | LV_2547-1_0_5_load_262 | 169 | 0.0041834 | 0.0010485 | 0 | 0 |  | 1 | TRUE | wye
117 | LV_2547-1_0_5_load_189 | 170 | 0.0024493 | 0.00061385 | 0 | 0 |  | 1 | TRUE | wye
118 | LV_2547-1_0_5_load_190 | 171 | 0.0028406 | 0.00071192 | 0 | 0 |  | 1 | TRUE | wye
119 | LV_2547-1_0_5_load_94 | 172 | 0.00098773 | 0.00024755 | 0 | 0 |  | 1 | TRUE | wye
120 | LV_2547-1_0_5_load_97 | 175 | 0.0019852 | 0.00049755 | 0 | 0 |  | 1 | TRUE | wye
121 | LV_2547-1_0_5_load_236 | 176 | 0.0015582 | 0.00039053 | 0 | 0 |  | 1 | TRUE | wye
122 | LV_2547-1_0_5_load_235 | 177 | 0.0017646 | 0.00044224 | 0 | 0 |  | 1 | TRUE | wye
123 | LV_2547-1_0_5_load_243 | 179 | 0.0028581 | 0.00071631 | 0 | 0 |  | 1 | TRUE | wye
124 | LV_2547-1_0_5_load_148 | 180 | 0.0017766 | 0.00044526 | 0 | 0 |  | 1 | TRUE | wye
125 | LV_2547-1_0_5_load_104 | 181 | 0.0039004 | 0.00097754 | 0 | 0 |  | 1 | TRUE | wye
126 | LV_2547-1_0_5_load_98 | 182 | 0.0021051 | 0.00052758 | 0 | 0 |  | 1 | TRUE | wye
127 | LV_2547-1_0_5_load_99 | 183 | 0.0012125 | 0.00030387 | 0 | 0 |  | 1 | TRUE | wye
128 | LV_2547-1_0_5_load_100 | 184 | 0.002253 | 0.00056465 | 0 | 0 |  | 1 | TRUE | wye
129 | LV_2547-1_0_5_load_101 | 185 | 0.0010824 | 0.00027127 | 0 | 0 |  | 1 | TRUE | wye
130 | LV_2547-1_0_5_load_102 | 186 | 0.0019541 | 0.00048973 | 0 | 0 |  | 1 | TRUE | wye
131 | LV_2547-1_0_5_load_261 | 187 | 0.0016146 | 0.00040465 | 0 | 0 |  | 1 | TRUE | wye
132 | LV_2547-1_0_5_load_103 | 188 | 0.0022973 | 0.00057575 | 0 | 0 |  | 1 | TRUE | wye
133 | LV_2547-1_0_5_load_304 | 191 | 0.0017478 | 0.00043803 | 0 | 0 |  | 1 | TRUE | wye
134 | LV_2547-1_0_5_load_302 | 192 | 0.0012726 | 0.00031895 | 0 | 0 |  | 1 | TRUE | wye
135 | LV_2547-1_0_5_load_305 | 193 | 0.00092088 | 0.00023079 | 0 | 0 |  | 1 | TRUE | wye
136 | LV_2547-1_0_5_load_303 | 194 | 0.0012594 | 0.00031564 | 0 | 0 |  | 1 | TRUE | wye
137 | LV_2547-1_0_5_load_108 | 195 | 0.0019003 | 0.00047627 | 0 | 0 |  | 1 | TRUE | wye
138 | LV_2547-1_0_5_load_109 | 196 | 0.0026548 | 0.00066535 | 0 | 0 |  | 1 | TRUE | wye
139 | LV_2547-1_0_5_load_281 | 198 | 0.00096296 | 0.00024134 | 0 | 0 |  | 1 | TRUE | wye
140 | LV_2547-1_0_5_load_144 | 200 | 0.0017726 | 0.00044425 | 0 | 0 |  | 1 | TRUE | wye
141 | LV_2547-1_0_5_load_277 | 201 | 0.001275 | 0.00031954 | 0 | 0 |  | 1 | TRUE | wye
142 | LV_2547-1_0_5_load_274 | 202 | 0.00055228 | 0.00013841 | 0 | 0 |  | 1 | TRUE | wye
143 | LV_2547-1_0_5_load_145 | 203 | 0.002071 | 0.00051904 | 0 | 0 |  | 1 | TRUE | wye
144 | LV_2547-1_0_5_load_176 | 204 | 0.0021613 | 0.00054166 | 0 | 0 |  | 1 | TRUE | wye
145 | LV_2547-1_0_5_load_255 | 207 | 0.00083229 | 0.00020859 | 0 | 0 |  | 1 | TRUE | wye
146 | LV_2547-1_0_5_load_290 | 208 | 0.0018345 | 0.00045977 | 0 | 0 |  | 1 | TRUE | wye
147 | LV_2547-1_0_5_load_118 | 209 | 0.00089916 | 0.00022535 | 0 | 0 |  | 1 | TRUE | wye
148 | LV_2547-1_0_5_load_122 | 211 | 0.0018039 | 0.00045211 | 0 | 0 |  | 1 | TRUE | wye
149 | LV_2547-1_0_5_load_123 | 212 | 0.0013539 | 0.00033931 | 0 | 0 |  | 1 | TRUE | wye
150 | LV_2547-1_0_5_load_124 | 213 | 0.0017084 | 0.00042817 | 0 | 0 |  | 1 | TRUE | wye
151 | LV_2547-1_0_5_load_162 | 214 | 0.0022403 | 0.00056146 | 0 | 0 |  | 1 | TRUE | wye
152 | LV_2547-1_0_5_load_187 | 215 | 0.0010977 | 0.00027511 | 0 | 0 |  | 1 | TRUE | wye
153 | LV_2547-1_0_5_load_195 | 216 | 0.0010769 | 0.0002699 | 0 | 0 |  | 1 | TRUE | wye
154 | LV_2547-1_0_5_load_163 | 217 | 0.0041864 | 0.0010492 | 0 | 0 |  | 1 | TRUE | wye
155 | LV_2547-1_0_5_load_161 | 218 | 0.0020742 | 0.00051984 | 0 | 0 |  | 1 | TRUE | wye
156 | LV_2547-1_0_5_load_125 | 220 | 0.0025936 | 0.00065002 | 0 | 0 |  | 1 | TRUE | wye
157 | LV_2547-1_0_5_load_130 | 223 | 0.0026331 | 0.00065992 | 0 | 0 |  | 1 | TRUE | wye
158 | LV_2547-1_0_5_load_254 | 224 | 0.0019471 | 0.00048798 | 0 | 0 |  | 1 | TRUE | wye
159 | LV_2547-1_0_5_load_142 | 225 | 0.001458 | 0.0003654 | 0 | 0 |  | 1 | TRUE | wye
160 | LV_2547-1_0_5_load_131 | 227 | 0.0016816 | 0.00042144 | 0 | 0 |  | 1 | TRUE | wye
161 | LV_2547-1_0_5_load_133 | 228 | 0.0018191 | 0.00045591 | 0 | 0 |  | 1 | TRUE | wye
162 | LV_2547-1_0_5_load_318 | 230 | 0.0020014 | 0.0005016 | 0 | 0 |  | 1 | TRUE | wye
163 | LV_2547-1_0_5_load_246 | 231 | 0.01392 | 0.0034886 | 0 | 0 |  | 1 | TRUE | wye
164 | LV_2547-1_0_5_load_165 | 232 | 0.0053139 | 0.0013318 | 0 | 0 |  | 1 | TRUE | wye
165 | LV_2547-1_0_5_load_164 | 233 | 0.0037926 | 0.0009505 | 0 | 0 |  | 1 | TRUE | wye
166 | LV_2547-1_0_5_load_139 | 234 | 0.0050715 | 0.001271 | 0 | 0 |  | 1 | TRUE | wye
167 | LV_2547-1_0_5_load_143 | 235 | 0.0028055 | 0.00070313 | 0 | 0 |  | 1 | TRUE | wye
168 | LV_2547-1_0_5_load_171 | 236 | 0.0016899 | 0.00042352 | 0 | 0 |  | 1 | TRUE | wye
169 | LV_2547-1_0_5_load_172 | 237 | 0.0013167 | 0.00032999 | 0 | 0 |  | 1 | TRUE | wye
170 | LV_2547-1_0_5_load_306 | 238 | 0.002126 | 0.00053284 | 0 | 0 |  | 1 | TRUE | wye
171 | LV_2547-1_0_5_load_152 | 239 | 0.0059163 | 0.0014828 | 0 | 0 |  | 1 | TRUE | wye
172 | LV_2547-1_0_5_load_153 | 240 | 0.0032418 | 0.00081248 | 0 | 0 |  | 1 | TRUE | wye
173 | LV_2547-1_0_5_load_154 | 241 | 0.0046235 | 0.0011588 | 0 | 0 |  | 1 | TRUE | wye
174 | LV_2547-1_0_5_load_272 | 243 | 0.0020921 | 0.00052434 | 0 | 0 |  | 1 | TRUE | wye
175 | LV_2547-1_0_5_load_270 | 244 | 0.012092 | 0.0030306 | 0 | 0 |  | 1 | TRUE | wye
176 | LV_2547-1_0_5_load_157 | 245 | 0.0016755 | 0.00041993 | 0 | 0 |  | 1 | TRUE | wye
177 | LV_2547-1_0_5_load_207 | 246 | 0.00060708 | 0.00015215 | 0 | 0 |  | 1 | TRUE | wye
178 | LV_2547-1_0_5_load_160 | 248 | 0.0014462 | 0.00036245 | 0 | 0 |  | 1 | TRUE | wye
179 | LV_2547-1_0_5_load_260 | 249 | 0.00066305 | 0.00016618 | 0 | 0 |  | 1 | TRUE | wye
180 | LV_2547-1_0_5_load_280 | 250 | 0.00031228 | 7.8264e-05 | 0 | 0 |  | 1 | TRUE | wye
181 | LV_2547-1_0_5_load_265 | 251 | 0.002442 | 0.00061202 | 0 | 0 |  | 1 | TRUE | wye
182 | LV_2547-1_0_5_load_173 | 255 | 0.0013162 | 0.00032988 | 0 | 0 |  | 1 | TRUE | wye
183 | LV_2547-1_0_5_load_174 | 256 | 0.00585 | 0.0014661 | 0 | 0 |  | 1 | TRUE | wye
184 | LV_2547-1_0_5_load_175 | 257 | 0.00083432 | 0.0002091 | 0 | 0 |  | 1 | TRUE | wye
185 | LV_2547-1_0_5_load_285 | 259 | 0.00083506 | 0.00020929 | 0 | 0 |  | 1 | TRUE | wye
186 | LV_2547-1_0_5_load_284 | 260 | 0.00053409 | 0.00013386 | 0 | 0 |  | 1 | TRUE | wye
187 | LV_2547-1_0_5_load_184 | 263 | 0.0023428 | 0.00058715 | 0 | 0 |  | 1 | TRUE | wye
188 | LV_2547-1_0_5_load_219 | 264 | 0.0029709 | 0.00074457 | 0 | 0 |  | 1 | TRUE | wye
189 | LV_2547-1_0_5_load_186 | 265 | 0.0013601 | 0.00034087 | 0 | 0 |  | 1 | TRUE | wye
190 | LV_2547-1_0_5_load_191 | 269 | 0.00096572 | 0.00024203 | 0 | 0 |  | 1 | TRUE | wye
191 | LV_2547-1_0_5_load_193 | 270 | 0.0020511 | 0.00051405 | 0 | 0 |  | 1 | TRUE | wye
192 | LV_2547-1_0_5_load_297 | 271 | 0.0015137 | 0.00037937 | 0 | 0 |  | 1 | TRUE | wye
193 | LV_2547-1_0_5_load_298 | 272 | 0.0013587 | 0.00034053 | 0 | 0 |  | 1 | TRUE | wye
194 | LV_2547-1_0_5_load_201 | 273 | 0.0048575 | 0.0012174 | 0 | 0 |  | 1 | TRUE | wye
195 | LV_2547-1_0_5_load_205 | 274 | 0.0026133 | 0.00065496 | 0 | 0 |  | 1 | TRUE | wye
196 | LV_2547-1_0_5_load_208 | 275 | 0.002105 | 0.00052756 | 0 | 0 |  | 1 | TRUE | wye
197 | LV_2547-1_0_5_load_213 | 278 | 0.0019641 | 0.00049224 | 0 | 0 |  | 1 | TRUE | wye
198 | LV_2547-1_0_5_load_228 | 279 | 0.0022071 | 0.00055315 | 0 | 0 |  | 1 | TRUE | wye
199 | LV_2547-1_0_5_load_226 | 280 | 0.0012587 | 0.00031546 | 0 | 0 |  | 1 | TRUE | wye
200 | LV_2547-1_0_5_load_238 | 281 | 0.0054091 | 0.0013556 | 0 | 0 |  | 1 | TRUE | wye
201 | LV_2547-1_0_5_load_227 | 282 | 0.00061923 | 0.00015519 | 0 | 0 |  | 1 | TRUE | wye
202 | LV_2547-1_0_5_load_313 | 283 | 0.0038557 | 0.00096633 | 0 | 0 |  | 1 | TRUE | wye
203 | LV_2547-1_0_5_load_289 | 284 | 0.0012333 | 0.00030909 | 0 | 0 |  | 1 | TRUE | wye
204 | LV_2547-1_0_5_load_220 | 285 | 0.0018401 | 0.00046118 | 0 | 0 |  | 1 | TRUE | wye
205 | LV_2547-1_0_5_load_221 | 286 | 0.0019824 | 0.00049683 | 0 | 0 |  | 1 | TRUE | wye
206 | LV_2547-1_0_5_load_222 | 287 | 0.0016595 | 0.0004159 | 0 | 0 |  | 1 | TRUE | wye
207 | LV_2547-1_0_5_load_223 | 288 | 0.00034103 | 8.547e-05 | 0 | 0 |  | 1 | TRUE | wye
208 | LV_2547-1_0_5_load_224 | 289 | 0.00077995 | 0.00019547 | 0 | 0 |  | 1 | TRUE | wye
209 | LV_2547-1_0_5_load_225 | 290 | 0.00065144 | 0.00016327 | 0 | 0 |  | 1 | TRUE | wye
210 | LV_2547-1_0_5_load_258 | 291 | 0.00053723 | 0.00013464 | 0 | 0 |  | 1 | TRUE | wye
211 | LV_2547-1_0_5_load_259 | 292 | 0.00087802 | 0.00022005 | 0 | 0 |  | 1 | TRUE | wye
212 | LV_2547-1_0_5_load_237 | 293 | 0.0041954 | 0.0010515 | 0 | 0 |  | 1 | TRUE | wye
213 | LV_2547-1_0_5_load_241 | 294 | 0.0024213 | 0.00060684 | 0 | 0 |  | 1 | TRUE | wye
214 | LV_2547-1_0_5_load_239 | 295 | 0.0043769 | 0.0010969 | 0 | 0 |  | 1 | TRUE | wye
215 | LV_2547-1_0_5_load_294 | 298 | 0.0074893 | 0.001877 | 0 | 0 |  | 1 | TRUE | wye
216 | LV_2547-1_0_5_load_242 | 299 | 0.0028896 | 0.0007242 | 0 | 0 |  | 1 | TRUE | wye
217 | LV_2547-1_0_5_load_317 | 302 | 0.00185 | 0.00046365 | 0 | 0 |  | 1 | TRUE | wye
218 | LV_2547-1_0_5_load_247 | 304 | 0.0011847 | 0.00029692 | 0 | 0 |  | 1 | TRUE | wye
219 | LV_2547-1_0_5_load_312 | 306 | 0.0043134 | 0.001081 | 0 | 0 |  | 1 | TRUE | wye
220 | LV_2547-1_0_5_load_314 | 307 | 0.0015685 | 0.0003931 | 0 | 0 |  | 1 | TRUE | wye
221 | LV_2547-1_0_5_load_253 | 308 | 0.00094101 | 0.00023584 | 0 | 0 |  | 1 | TRUE | wye
222 | LV_2547-1_0_5_load_275 | 310 | 0.0067528 | 0.0016924 | 0 | 0 |  | 1 | TRUE | wye
223 | LV_2547-1_0_5_load_295 | 312 | 0.0074543 | 0.0018682 | 0 | 0 |  | 1 | TRUE | wye
224 | LV_2547-1_0_5_load_315 | 313 | 0.0029899 | 0.00074934 | 0 | 0 |  | 1 | TRUE | wye

## ext_grid
| name | bus | vm_pu | va_degree | slack_weight | in_service
0 |  | 42 | 1 | 0 | 1 | TRUE

## line
| name | std_type | from_bus | to_bus | length_km | r_ohm_per_km | x_ohm_per_km | c_nf_per_km | g_us_per_km | max_i_ka | df | parallel | type | in_service
0 | LV_2547-1_0_5_line_0 |  | 0 | 1 | 0.023199 | 0.125 | 0.08 | 261 | 0 | 0.364 | 1 | 1 | cs | TRUE
1 | LV_2547-1_0_5_line_1 |  | 0 | 2 | 0.016604 | 0.125 | 0.08 | 261 | 0 | 0.364 | 1 | 1 | cs | TRUE
2 | LV_2547-1_0_5_line_2 |  | 1 | 3 | 0.0044816 | 0.125 | 0.08 | 261 | 0 | 0.364 | 1 | 1 | cs | TRUE
3 | LV_2547-1_0_5_line_3 |  | 3 | 4 | 0.019135 | 0.125 | 0.08 | 261 | 0 | 0.364 | 1 | 1 | cs | TRUE
4 | LV_2547-1_0_5_line_4 |  | 4 | 5 | 0.024925 | 0.125 | 0.08 | 261 | 0 | 0.364 | 1 | 1 | cs | TRUE
5 | LV_2547-1_0_5_line_5 |  | 5 | 42 | 0.012973 | 0.125 | 0.08 | 261 | 0 | 0.364 | 1 | 1 | cs | TRUE
6 | LV_2547-1_0_5_line_6 |  | 5 | 43 | 0.032194 | 0.125 | 0.08 | 261 | 0 | 0.364 | 1 | 1 | cs | TRUE
7 | LV_2547-1_0_5_line_7 |  | 6 | 7 | 0.020013 | 0.125 | 0.08 | 261 | 0 | 0.364 | 1 | 1 | cs | TRUE
8 | LV_2547-1_0_5_line_8 |  | 6 | 8 | 0.0036159 | 0.125 | 0.08 | 261 | 0 | 0.364 | 1 | 1 | cs | TRUE
9 | LV_2547-1_0_5_line_9 |  | 7 | 9 | 0.036909 | 0.125 | 0.08 | 261 | 0 | 0.364 | 1 | 1 | cs | TRUE
10 | LV_2547-1_0_5_line_10 |  | 9 | 10 | 0.027742 | 0.125 | 0.08 | 261 | 0 | 0.364 | 1 | 1 | cs | TRUE
11 | LV_2547-1_0_5_line_11 |  | 10 | 11 | 0.018224 | 0.125 | 0.08 | 261 | 0 | 0.364 | 1 | 1 | cs | TRUE
12 | LV_2547-1_0_5_line_12 |  | 11 | 130 | 0.014392 | 0.125 | 0.08 | 261 | 0 | 0.364 | 1 | 1 | cs | TRUE
13 | LV_2547-1_0_5_line_13 |  | 11 | 290 | 0.067392 | 0.125 | 0.08 | 261 | 0 | 0.364 | 1 | 1 | cs | TRUE
14 | LV_2547-1_0_5_line_14 |  | 12 | 13 | 0.019559 | 0.125 | 0.08 | 261 | 0 | 0.364 | 1 | 4 | cs | TRUE
15 | LV_2547-1_0_5_line_15 |  | 12 | 14 | 0.018396 | 0.125 | 0.08 | 261 | 0 | 0.364 | 1 | 4 | cs | TRUE
16 | LV_2547-1_0_5_line_16 |  | 13 | 15 | 0.00776 | 0.125 | 0.08 | 261 | 0 | 0.364 | 1 | 1 | cs | TRUE
17 | LV_2547-1_0_5_line_17 |  | 13 | 16 | 0.014612 | 0.125 | 0.08 | 261 | 0 | 0.364 | 1 | 4 | cs | TRUE
18 | LV_2547-1_0_5_line_18 |  | 14 | 17 | 0.014947 | 0.125 | 0.08 | 261 | 0 | 0.364 | 1 | 1 | cs | TRUE
19 | LV_2547-1_0_5_line_19 |  | 14 | 18 | 0.018343 | 0.125 | 0.08 | 261 | 0 | 0.364 | 1 | 4 | cs | TRUE
20 | LV_2547-1_0_5_line_20 |  | 15 | 19 | 0.0067016 | 0.125 | 0.08 | 261 | 0 | 0.364 | 1 | 1 | cs | TRUE
21 | LV_2547-1_0_5_line_21 |  | 16 | 20 | 0.0058396 | 0.125 | 0.08 | 261 | 0 | 0.364 | 1 | 4 | cs | TRUE
22 | LV_2547-1_0_5_line_22 |  | 17 | 21 | 0.00084975 | 0.125 | 0.08 | 261 | 0 | 0.364 | 1 | 1 | cs | TRUE
23 | LV_2547-1_0_5_line_23 |  | 18 | 22 | 0.0027111 | 0.125 | 0.08 | 261 | 0 | 0.364 | 1 | 4 | cs | TRUE
24 | LV_2547-1_0_5_line_24 |  | 20 | 25 | 0.018816 | 0.125 | 0.08 | 261 | 0 | 0.364 | 1 | 4 | cs | TRUE
25 | LV_2547-1_0_5_line_25 |  | 22 | 26 | 0.018532 | 0.125 | 0.08 | 261 | 0 | 0.364 | 1 | 1 | cs | TRUE
26 | LV_2547-1_0_5_line_26 |  | 22 | 27 | 0.020543 | 0.125 | 0.08 | 261 | 0 | 0.364 | 1 | 4 | cs | TRUE
27 | LV_2547-1_0_5_line_27 |  | 23 | 24 | 0.0059476 | 0.125 | 0.08 | 261 | 0 | 0.364 | 1 | 1 | cs | TRUE
28 | LV_2547-1_0_5_line_28 |  | 24 | 95 | 0.014639 | 0.125 | 0.08 | 261 | 0 | 0.364 | 1 | 1 | cs | TRUE
29 | LV_2547-1_0_5_line_29 |  | 24 | 92 | 0.025069 | 0.125 | 0.08 | 261 | 0 | 0.364 | 1 | 1 | cs | TRUE
30 | LV_2547-1_0_5_line_30 |  | 25 | 96 | 0.016219 | 0.125 | 0.08 | 261 | 0 | 0.364 | 1 | 4 | cs | TRUE
31 | LV_2547-1_0_5_line_31 |  | 25 | 97 | 0.015213 | 0.125 | 0.08 | 261 | 0 | 0.364 | 1 | 4 | cs | TRUE
32 | LV_2547-1_0_5_line_32 |  | 25 | 93 | 0.011372 | 0.125 | 0.08 | 261 | 0 | 0.364 | 1 | 1 | cs | TRUE
33 | LV_2547-1_0_5_line_33 |  | 26 | 265 | 0.010084 | 0.125 | 0.08 | 261 | 0 | 0.364 | 1 | 1 | cs | TRUE
34 | LV_2547-1_0_5_line_34 |  | 27 | 261 | 0.022237 | 0.125 | 0.08 | 261 | 0 | 0.364 | 1 | 4 | cs | TRUE
35 | LV_2547-1_0_5_line_35 |  | 28 | 29 | 5.5968e-05 | 0.125 | 0.08 | 261 | 0 | 0.364 | 1 | 1 | cs | TRUE
36 | LV_2547-1_0_5_line_36 |  | 28 | 30 | 0.014031 | 0.125 | 0.08 | 261 | 0 | 0.364 | 1 | 1 | cs | TRUE
37 | LV_2547-1_0_5_line_37 |  | 30 | 31 | 0.052163 | 0.125 | 0.08 | 261 | 0 | 0.364 | 1 | 1 | cs | TRUE
38 | LV_2547-1_0_5_line_38 |  | 30 | 32 | 0.012666 | 0.125 | 0.08 | 261 | 0 | 0.364 | 1 | 1 | cs | TRUE
39 | LV_2547-1_0_5_line_39 |  | 31 | 33 | 0.02521 | 0.125 | 0.08 | 261 | 0 | 0.364 | 1 | 1 | cs | TRUE
40 | LV_2547-1_0_5_line_40 |  | 31 | 34 | 0.018202 | 0.125 | 0.08 | 261 | 0 | 0.364 | 1 | 1 | cs | TRUE
41 | LV_2547-1_0_5_line_41 |  | 32 | 35 | 0.044242 | 0.125 | 0.08 | 261 | 0 | 0.364 | 1 | 1 | cs | TRUE
42 | LV_2547-1_0_5_line_42 |  | 32 | 36 | 0.011942 | 0.125 | 0.08 | 261 | 0 | 0.364 | 1 | 1 | cs | TRUE
43 | LV_2547-1_0_5_line_43 |  | 33 | 37 | 0.011822 | 0.125 | 0.08 | 261 | 0 | 0.364 | 1 | 1 | cs | TRUE
44 | LV_2547-1_0_5_line_44 |  | 33 | 38 | 0.07467 | 0.125 | 0.08 | 261 | 0 | 0.364 | 1 | 1 | cs | TRUE
45 | LV_2547-1_0_5_line_45 |  | 34 | 39 | 0.081943 | 0.125 | 0.08 | 261 | 0 | 0.364 | 1 | 1 | cs | TRUE
46 | LV_2547-1_0_5_line_46 |  | 35 | 40 | 0.011677 | 0.125 | 0.08 | 261 | 0 | 0.364 | 1 | 1 | cs | TRUE
47 | LV_2547-1_0_5_line_47 |  | 35 | 41 | 0.022356 | 0.125 | 0.08 | 261 | 0 | 0.364 | 1 | 1 | cs | TRUE
48 | LV_2547-1_0_5_line_48 |  | 38 | 269 | 0.035242 | 0.125 | 0.08 | 261 | 0 | 0.364 | 1 | 1 | cs | TRUE
49 | LV_2547-1_0_5_line_49 |  | 41 | 277 | 0.01344 | 0.125 | 0.08 | 261 | 0 | 0.364 | 1 | 1 | cs | TRUE
50 | LV_2547-1_0_5_line_50 |  | 41 | 275 | 0.016118 | 0.125 | 0.08 | 261 | 0 | 0.364 | 1 | 1 | cs | TRUE
51 | LV_2547-1_0_5_line_51 |  | 42 | 44 | 0.0083721 | 0.125 | 0.08 | 261 | 0 | 0.364 | 1 | 4 | cs | TRUE
52 | LV_2547-1_0_5_line_52 |  | 43 | 45 | 0.018501 | 0.125 | 0.08 | 261 | 0 | 0.364 | 1 | 1 | cs | TRUE
53 | LV_2547-1_0_5_line_53 |  | 44 | 97 | 0.028464 | 0.125 | 0.08 | 261 | 0 | 0.364 | 1 | 4 | cs | TRUE
54 | LV_2547-1_0_5_line_54 |  | 44 | 195 | 0.031213 | 0.125 | 0.08 | 261 | 0 | 0.364 | 1 | 1 | cs | TRUE
55 | LV_2547-1_0_5_line_55 |  | 45 | 143 | 0.010234 | 0.125 | 0.08 | 261 | 0 | 0.364 | 1 | 1 | cs | TRUE
56 | LV_2547-1_0_5_line_56 |  | 46 | 47 | 0.053044 | 0.125 | 0.08 | 261 | 0 | 0.364 | 1 | 1 | cs | TRUE
57 | LV_2547-1_0_5_line_57 |  | 47 | 48 | 0.027953 | 0.125 | 0.08 | 261 | 0 | 0.364 | 1 | 1 | cs | TRUE
58 | LV_2547-1_0_5_line_58 |  | 47 | 49 | 0.018442 | 0.125 | 0.08 | 261 | 0 | 0.364 | 1 | 1 | cs | TRUE
59 | LV_2547-1_0_5_line_59 |  | 47 | 50 | 0.031367 | 0.125 | 0.08 | 261 | 0 | 0.364 | 1 | 1 | cs | TRUE
60 | LV_2547-1_0_5_line_60 |  | 48 | 157 | 0.011835 | 0.125 | 0.08 | 261 | 0 | 0.364 | 1 | 1 | cs | TRUE
61 | LV_2547-1_0_5_line_61 |  | 49 | 158 | 0.04206 | 0.125 | 0.08 | 261 | 0 | 0.364 | 1 | 1 | cs | TRUE
62 | LV_2547-1_0_5_line_62 |  | 50 | 53 | 0.040019 | 0.125 | 0.08 | 261 | 0 | 0.364 | 1 | 1 | cs | TRUE
63 | LV_2547-1_0_5_line_63 |  | 51 | 52 | 0.0036802 | 0.125 | 0.08 | 261 | 0 | 0.364 | 1 | 1 | cs | TRUE
64 | LV_2547-1_0_5_line_64 |  | 52 | 219 | 0.036904 | 0.125 | 0.08 | 261 | 0 | 0.364 | 1 | 1 | cs | TRUE
65 | LV_2547-1_0_5_line_65 |  | 53 | 150 | 0.21647 | 0.125 | 0.08 | 261 | 0 | 0.364 | 1 | 1 | cs | TRUE
66 | LV_2547-1_0_5_line_66 |  | 54 | 55 | 0.010287 | 0.125 | 0.08 | 261 | 0 | 0.364 | 1 | 1 | cs | TRUE
67 | LV_2547-1_0_5_line_67 |  | 54 | 56 | 0.030565 | 0.125 | 0.08 | 261 | 0 | 0.364 | 1 | 1 | cs | TRUE
68 | LV_2547-1_0_5_line_68 |  | 54 | 57 | 0.033462 | 0.125 | 0.08 | 261 | 0 | 0.364 | 1 | 1 | cs | TRUE
69 | LV_2547-1_0_5_line_69 |  | 56 | 185 | 0.0051129 | 0.125 | 0.08 | 261 | 0 | 0.364 | 1 | 1 | cs | TRUE
70 | LV_2547-1_0_5_line_70 |  | 57 | 271 | 0.025312 | 0.125 | 0.08 | 261 | 0 | 0.364 | 1 | 1 | cs | TRUE
71 | LV_2547-1_0_5_line_71 |  | 57 | 219 | 0.023421 | 0.125 | 0.08 | 261 | 0 | 0.364 | 1 | 1 | cs | TRUE
72 | LV_2547-1_0_5_line_72 |  | 58 | 59 | 0.01149 | 0.125 | 0.08 | 261 | 0 | 0.364 | 1 | 1 | cs | TRUE
73 | LV_2547-1_0_5_line_73 |  | 58 | 60 | 0.022128 | 0.125 | 0.08 | 261 | 0 | 0.364 | 1 | 1 | cs | TRUE
74 | LV_2547-1_0_5_line_74 |  | 59 | 61 | 0.021465 | 0.125 | 0.08 | 261 | 0 | 0.364 | 1 | 1 | cs | TRUE
75 | LV_2547-1_0_5_line_75 |  | 60 | 62 | 0.018392 | 0.125 | 0.08 | 261 | 0 | 0.364 | 1 | 1 | cs | TRUE
76 | LV_2547-1_0_5_line_76 |  | 60 | 63 | 0.0099403 | 0.125 | 0.08 | 261 | 0 | 0.364 | 1 | 1 | cs | TRUE
77 | LV_2547-1_0_5_line_77 |  | 61 | 64 | 0.044104 | 0.125 | 0.08 | 261 | 0 | 0.364 | 1 | 1 | cs | TRUE
78 | LV_2547-1_0_5_line_78 |  | 62 | 66 | 0.011856 | 0.125 | 0.08 | 261 | 0 | 0.364 | 1 | 1 | cs | TRUE
79 | LV_2547-1_0_5_line_79 |  | 63 | 67 | 0.0257 | 0.125 | 0.08 | 261 | 0 | 0.364 | 1 | 1 | cs | TRUE
80 | LV_2547-1_0_5_line_80 |  | 64 | 65 | 0.024297 | 0.125 | 0.08 | 261 | 0 | 0.364 | 1 | 1 | cs | TRUE
81 | LV_2547-1_0_5_line_81 |  | 65 | 146 | 0.0077353 | 0.125 | 0.08 | 261 | 0 | 0.364 | 1 | 1 | cs | TRUE
82 | LV_2547-1_0_5_line_82 |  | 66 | 68 | 0.010691 | 0.125 | 0.08 | 261 | 0 | 0.364 | 1 | 1 | cs | TRUE
83 | LV_2547-1_0_5_line_83 |  | 67 | 69 | 0.0043345 | 0.125 | 0.08 | 261 | 0 | 0.364 | 1 | 1 | cs | TRUE
84 | LV_2547-1_0_5_line_84 |  | 68 | 236 | 0.058758 | 0.125 | 0.08 | 261 | 0 | 0.364 | 1 | 1 | cs | TRUE
85 | LV_2547-1_0_5_line_85 |  | 69 | 245 | 0.013301 | 0.125 | 0.08 | 261 | 0 | 0.364 | 1 | 1 | cs | TRUE
86 | LV_2547-1_0_5_line_86 |  | 70 | 71 | 0.015231 | 0.125 | 0.08 | 261 | 0 | 0.364 | 1 | 1 | cs | TRUE
87 | LV_2547-1_0_5_line_87 |  | 70 | 72 | 0.0042871 | 0.125 | 0.08 | 261 | 0 | 0.364 | 1 | 1 | cs | TRUE
88 | LV_2547-1_0_5_line_88 |  | 71 | 73 | 0.010891 | 0.125 | 0.08 | 261 | 0 | 0.364 | 1 | 1 | cs | TRUE
89 | LV_2547-1_0_5_line_89 |  | 73 | 74 | 0.0070268 | 0.125 | 0.08 | 261 | 0 | 0.364 | 1 | 1 | cs | TRUE
90 | LV_2547-1_0_5_line_90 |  | 73 | 75 | 0.019362 | 0.125 | 0.08 | 261 | 0 | 0.364 | 1 | 1 | cs | TRUE
91 | LV_2547-1_0_5_line_91 |  | 74 | 76 | 0.015262 | 0.125 | 0.08 | 261 | 0 | 0.364 | 1 | 1 | cs | TRUE
92 | LV_2547-1_0_5_line_92 |  | 75 | 77 | 0.0098789 | 0.125 | 0.08 | 261 | 0 | 0.364 | 1 | 1 | cs | TRUE
93 | LV_2547-1_0_5_line_93 |  | 77 | 217 | 0.011269 | 0.125 | 0.08 | 261 | 0 | 0.364 | 1 | 1 | cs | TRUE
94 | LV_2547-1_0_5_line_94 |  | 78 | 79 | 0.030961 | 0.125 | 0.08 | 261 | 0 | 0.364 | 1 | 4 | cs | TRUE
95 | LV_2547-1_0_5_line_95 |  | 78 | 80 | 0.02355 | 0.125 | 0.08 | 261 | 0 | 0.364 | 1 | 4 | cs | TRUE
96 | LV_2547-1_0_5_line_96 |  | 79 | 81 | 0.0089151 | 0.125 | 0.08 | 261 | 0 | 0.364 | 1 | 4 | cs | TRUE
97 | LV_2547-1_0_5_line_97 |  | 80 | 82 | 0.0041183 | 0.125 | 0.08 | 261 | 0 | 0.364 | 1 | 4 | cs | TRUE
98 | LV_2547-1_0_5_line_98 |  | 80 | 83 | 0.021165 | 0.125 | 0.08 | 261 | 0 | 0.364 | 1 | 1 | cs | TRUE
99 | LV_2547-1_0_5_line_99 |  | 81 | 84 | 0.013472 | 0.125 | 0.08 | 261 | 0 | 0.364 | 1 | 4 | cs | TRUE
100 | LV_2547-1_0_5_line_100 |  | 82 | 85 | 0.023977 | 0.125 | 0.08 | 261 | 0 | 0.364 | 1 | 4 | cs | TRUE
101 | LV_2547-1_0_5_line_101 |  | 84 | 86 | 0.016661 | 0.125 | 0.08 | 261 | 0 | 0.364 | 1 | 1 | cs | TRUE
102 | LV_2547-1_0_5_line_102 |  | 84 | 87 | 0.012384 | 0.125 | 0.08 | 261 | 0 | 0.364 | 1 | 4 | cs | TRUE
103 | LV_2547-1_0_5_line_103 |  | 84 | 88 | 0.0054078 | 0.125 | 0.08 | 261 | 0 | 0.364 | 1 | 1 | cs | TRUE
104 | LV_2547-1_0_5_line_104 |  | 85 | 89 | 0.01985 | 0.125 | 0.08 | 261 | 0 | 0.364 | 1 | 4 | cs | TRUE
105 | LV_2547-1_0_5_line_105 |  | 86 | 128 | 0.013775 | 0.125 | 0.08 | 261 | 0 | 0.364 | 1 | 1 | cs | TRUE
106 | LV_2547-1_0_5_line_106 |  | 87 | 129 | 0.027379 | 0.125 | 0.08 | 261 | 0 | 0.364 | 1 | 4 | cs | TRUE
107 | LV_2547-1_0_5_line_107 |  | 88 | 126 | 0.018591 | 0.125 | 0.08 | 261 | 0 | 0.364 | 1 | 1 | cs | TRUE
108 | LV_2547-1_0_5_line_108 |  | 89 | 177 | 0.0016254 | 0.125 | 0.08 | 261 | 0 | 0.364 | 1 | 4 | cs | TRUE
109 | LV_2547-1_0_5_line_109 |  | 90 | 91 | 0.0143 | 0.125 | 0.08 | 261 | 0 | 0.364 | 1 | 1 | cs | TRUE
110 | LV_2547-1_0_5_line_110 |  | 90 | 92 | 0.022596 | 0.125 | 0.08 | 261 | 0 | 0.364 | 1 | 1 | cs | TRUE
111 | LV_2547-1_0_5_line_111 |  | 91 | 93 | 0.019444 | 0.125 | 0.08 | 261 | 0 | 0.364 | 1 | 1 | cs | TRUE
112 | LV_2547-1_0_5_line_112 |  | 92 | 94 | 0.026833 | 0.125 | 0.08 | 261 | 0 | 0.364 | 1 | 1 | cs | TRUE
113 | LV_2547-1_0_5_line_113 |  | 95 | 98 | 0.012681 | 0.125 | 0.08 | 261 | 0 | 0.364 | 1 | 1 | cs | TRUE
114 | LV_2547-1_0_5_line_114 |  | 96 | 231 | 0.017205 | 0.125 | 0.08 | 261 | 0 | 0.364 | 1 | 4 | cs | TRUE
115 | LV_2547-1_0_5_line_115 |  | 96 | 232 | 0.0117 | 0.125 | 0.08 | 261 | 0 | 0.364 | 1 | 1 | cs | TRUE
116 | LV_2547-1_0_5_line_116 |  | 97 | 200 | 0.014001 | 0.125 | 0.08 | 261 | 0 | 0.364 | 1 | 1 | cs | TRUE
117 | LV_2547-1_0_5_line_117 |  | 98 | 223 | 0.0010587 | 0.125 | 0.08 | 261 | 0 | 0.364 | 1 | 1 | cs | TRUE
118 | LV_2547-1_0_5_line_118 |  | 99 | 100 | 0.013477 | 0.125 | 0.08 | 261 | 0 | 0.364 | 1 | 1 | cs | TRUE
119 | LV_2547-1_0_5_line_119 |  | 99 | 101 | 0.0024876 | 0.125 | 0.08 | 261 | 0 | 0.364 | 1 | 1 | cs | TRUE
120 | LV_2547-1_0_5_line_120 |  | 100 | 102 | 0.019848 | 0.125 | 0.08 | 261 | 0 | 0.364 | 1 | 1 | cs | TRUE
121 | LV_2547-1_0_5_line_121 |  | 102 | 103 | 0.01189 | 0.125 | 0.08 | 261 | 0 | 0.364 | 1 | 1 | cs | TRUE
122 | LV_2547-1_0_5_line_122 |  | 103 | 104 | 0.006586 | 0.125 | 0.08 | 261 | 0 | 0.364 | 1 | 1 | cs | TRUE
123 | LV_2547-1_0_5_line_123 |  | 104 | 223 | 0.017871 | 0.125 | 0.08 | 261 | 0 | 0.364 | 1 | 1 | cs | TRUE
124 | LV_2547-1_0_5_line_124 |  | 104 | 220 | 0.031326 | 0.125 | 0.08 | 261 | 0 | 0.364 | 1 | 1 | cs | TRUE
125 | LV_2547-1_0_5_line_125 |  | 105 | 106 | 0.010081 | 0.125 | 0.08 | 261 | 0 | 0.364 | 1 | 1 | cs | TRUE
126 | LV_2547-1_0_5_line_126 |  | 105 | 107 | 0.020828 | 0.125 | 0.08 | 261 | 0 | 0.364 | 1 | 1 | cs | TRUE
127 | LV_2547-1_0_5_line_127 |  | 107 | 108 | 0.0061892 | 0.125 | 0.08 | 261 | 0 | 0.364 | 1 | 1 | cs | TRUE
128 | LV_2547-1_0_5_line_128 |  | 107 | 109 | 0.043853 | 0.125 | 0.08 | 261 | 0 | 0.364 | 1 | 1 | cs | TRUE
129 | LV_2547-1_0_5_line_129 |  | 108 | 110 | 0.024062 | 0.125 | 0.08 | 261 | 0 | 0.364 | 1 | 1 | cs | TRUE
130 | LV_2547-1_0_5_line_130 |  | 109 | 111 | 0.019214 | 0.125 | 0.08 | 261 | 0 | 0.364 | 1 | 1 | cs | TRUE
131 | LV_2547-1_0_5_line_131 |  | 109 | 112 | 0.024035 | 0.125 | 0.08 | 261 | 0 | 0.364 | 1 | 1 | cs | TRUE
132 | LV_2547-1_0_5_line_132 |  | 110 | 113 | 0.00090936 | 0.125 | 0.08 | 261 | 0 | 0.364 | 1 | 1 | cs | TRUE
133 | LV_2547-1_0_5_line_133 |  | 111 | 114 | 0.012863 | 0.125 | 0.08 | 261 | 0 | 0.364 | 1 | 4 | cs | TRUE
134 | LV_2547-1_0_5_line_134 |  | 111 | 115 | 0.023973 | 0.125 | 0.08 | 261 | 0 | 0.364 | 1 | 4 | cs | TRUE
135 | LV_2547-1_0_5_line_135 |  | 112 | 116 | 0.00058219 | 0.125 | 0.08 | 261 | 0 | 0.364 | 1 | 1 | cs | TRUE
136 | LV_2547-1_0_5_line_136 |  | 113 | 308 | 0.021971 | 0.125 | 0.08 | 261 | 0 | 0.364 | 1 | 1 | cs | TRUE
137 | LV_2547-1_0_5_line_137 |  | 114 | 254 | 0.016114 | 0.125 | 0.08 | 261 | 0 | 0.364 | 1 | 4 | cs | TRUE
138 | LV_2547-1_0_5_line_138 |  | 115 | 273 | 0.027452 | 0.125 | 0.08 | 261 | 0 | 0.364 | 1 | 4 | cs | TRUE
139 | LV_2547-1_0_5_line_139 |  | 117 | 118 | 0.026254 | 0.125 | 0.08 | 261 | 0 | 0.364 | 1 | 1 | cs | TRUE
140 | LV_2547-1_0_5_line_140 |  | 117 | 119 | 0.020208 | 0.125 | 0.08 | 261 | 0 | 0.364 | 1 | 1 | cs | TRUE
141 | LV_2547-1_0_5_line_141 |  | 118 | 120 | 0.006601 | 0.125 | 0.08 | 261 | 0 | 0.364 | 1 | 4 | cs | TRUE
142 | LV_2547-1_0_5_line_142 |  | 118 | 121 | 0.020044 | 0.125 | 0.08 | 261 | 0 | 0.364 | 1 | 4 | cs | TRUE
143 | LV_2547-1_0_5_line_143 |  | 119 | 122 | 0.018935 | 0.125 | 0.08 | 261 | 0 | 0.364 | 1 | 1 | cs | TRUE
144 | LV_2547-1_0_5_line_144 |  | 120 | 123 | 0.003009 | 0.125 | 0.08 | 261 | 0 | 0.364 | 1 | 4 | cs | TRUE
145 | LV_2547-1_0_5_line_145 |  | 121 | 124 | 0.0023039 | 0.125 | 0.08 | 261 | 0 | 0.364 | 1 | 4 | cs | TRUE
146 | LV_2547-1_0_5_line_146 |  | 122 | 125 | 0.039207 | 0.125 | 0.08 | 261 | 0 | 0.364 | 1 | 1 | cs | TRUE
147 | LV_2547-1_0_5_line_147 |  | 123 | 251 | 0.019659 | 0.125 | 0.08 | 261 | 0 | 0.364 | 1 | 1 | cs | TRUE
148 | LV_2547-1_0_5_line_148 |  | 123 | 231 | 0.024386 | 0.125 | 0.08 | 261 | 0 | 0.364 | 1 | 4 | cs | TRUE
149 | LV_2547-1_0_5_line_149 |  | 124 | 243 | 0.021382 | 0.125 | 0.08 | 261 | 0 | 0.364 | 1 | 4 | cs | TRUE
150 | LV_2547-1_0_5_line_150 |  | 125 | 209 | 0.0078255 | 0.125 | 0.08 | 261 | 0 | 0.364 | 1 | 1 | cs | TRUE
151 | LV_2547-1_0_5_line_151 |  | 126 | 127 | 0.0016147 | 0.125 | 0.08 | 261 | 0 | 0.364 | 1 | 1 | cs | TRUE
152 | LV_2547-1_0_5_line_152 |  | 128 | 130 | 0.029543 | 0.125 | 0.08 | 261 | 0 | 0.364 | 1 | 1 | cs | TRUE
153 | LV_2547-1_0_5_line_153 |  | 129 | 132 | 0.022214 | 0.125 | 0.08 | 261 | 0 | 0.364 | 1 | 4 | cs | TRUE
154 | LV_2547-1_0_5_line_154 |  | 129 | 131 | 0.010824 | 0.125 | 0.08 | 261 | 0 | 0.364 | 1 | 1 | cs | TRUE
155 | LV_2547-1_0_5_line_155 |  | 132 | 148 | 0.011679 | 0.125 | 0.08 | 261 | 0 | 0.364 | 1 | 4 | cs | TRUE
156 | LV_2547-1_0_5_line_156 |  | 132 | 147 | 0.011537 | 0.125 | 0.08 | 261 | 0 | 0.364 | 1 | 1 | cs | TRUE
157 | LV_2547-1_0_5_line_157 |  | 133 | 134 | 0.025472 | 0.125 | 0.08 | 261 | 0 | 0.364 | 1 | 1 | cs | TRUE
158 | LV_2547-1_0_5_line_158 |  | 133 | 135 | 0.046791 | 0.125 | 0.08 | 261 | 0 | 0.364 | 1 | 1 | cs | TRUE
159 | LV_2547-1_0_5_line_159 |  | 134 | 136 | 0.05152 | 0.125 | 0.08 | 261 | 0 | 0.364 | 1 | 1 | cs | TRUE
160 | LV_2547-1_0_5_line_160 |  | 135 | 137 | 0.00035334 | 0.125 | 0.08 | 261 | 0 | 0.364 | 1 | 1 | cs | TRUE
161 | LV_2547-1_0_5_line_161 |  | 136 | 138 | 0.045105 | 0.125 | 0.08 | 261 | 0 | 0.364 | 1 | 1 | cs | TRUE
162 | LV_2547-1_0_5_line_162 |  | 137 | 139 | 0.027894 | 0.125 | 0.08 | 261 | 0 | 0.364 | 1 | 1 | cs | TRUE
163 | LV_2547-1_0_5_line_163 |  | 137 | 140 | 0.018644 | 0.125 | 0.08 | 261 | 0 | 0.364 | 1 | 1 | cs | TRUE
164 | LV_2547-1_0_5_line_164 |  | 138 | 141 | 0.003539 | 0.125 | 0.08 | 261 | 0 | 0.364 | 1 | 1 | cs | TRUE
165 | LV_2547-1_0_5_line_165 |  | 140 | 142 | 0.012786 | 0.125 | 0.08 | 261 | 0 | 0.364 | 1 | 1 | cs | TRUE
166 | LV_2547-1_0_5_line_166 |  | 141 | 229 | 0.039449 | 0.125 | 0.08 | 261 | 0 | 0.364 | 1 | 1 | cs | TRUE
167 | LV_2547-1_0_5_line_167 |  | 141 | 227 | 0.027218 | 0.125 | 0.08 | 261 | 0 | 0.364 | 1 | 1 | cs | TRUE
168 | LV_2547-1_0_5_line_168 |  | 142 | 252 | 0.038402 | 0.125 | 0.08 | 261 | 0 | 0.364 | 1 | 1 | cs | TRUE
169 | LV_2547-1_0_5_line_169 |  | 142 | 253 | 0.02048 | 0.125 | 0.08 | 261 | 0 | 0.364 | 1 | 1 | cs | TRUE
170 | LV_2547-1_0_5_line_170 |  | 143 | 144 | 0.0081387 | 0.125 | 0.08 | 261 | 0 | 0.364 | 1 | 1 | cs | TRUE
171 | LV_2547-1_0_5_line_171 |  | 144 | 145 | 0.0047473 | 0.125 | 0.08 | 261 | 0 | 0.364 | 1 | 1 | cs | TRUE
172 | LV_2547-1_0_5_line_172 |  | 146 | 147 | 0.0055124 | 0.125 | 0.08 | 261 | 0 | 0.364 | 1 | 1 | cs | TRUE
173 | LV_2547-1_0_5_line_173 |  | 148 | 149 | 0.013683 | 0.125 | 0.08 | 261 | 0 | 0.364 | 1 | 4 | cs | TRUE
174 | LV_2547-1_0_5_line_174 |  | 149 | 254 | 0.014033 | 0.125 | 0.08 | 261 | 0 | 0.364 | 1 | 4 | cs | TRUE
175 | LV_2547-1_0_5_line_175 |  | 150 | 153 | 0.053644 | 0.125 | 0.08 | 261 | 0 | 0.364 | 1 | 1 | cs | TRUE
176 | LV_2547-1_0_5_line_176 |  | 151 | 152 | 0.0018181 | 0.125 | 0.08 | 261 | 0 | 0.364 | 1 | 1 | cs | TRUE
177 | LV_2547-1_0_5_line_177 |  | 151 | 153 | 0.028631 | 0.125 | 0.08 | 261 | 0 | 0.364 | 1 | 1 | cs | TRUE
178 | LV_2547-1_0_5_line_178 |  | 151 | 154 | 0.26168 | 0.125 | 0.08 | 261 | 0 | 0.364 | 1 | 1 | cs | TRUE
179 | LV_2547-1_0_5_line_179 |  | 154 | 156 | 0.058374 | 0.125 | 0.08 | 261 | 0 | 0.364 | 1 | 1 | cs | TRUE
180 | LV_2547-1_0_5_line_180 |  | 155 | 156 | 0.14519 | 0.125 | 0.08 | 261 | 0 | 0.364 | 1 | 1 | cs | TRUE
181 | LV_2547-1_0_5_line_181 |  | 156 | 207 | 0.019223 | 0.125 | 0.08 | 261 | 0 | 0.364 | 1 | 1 | cs | TRUE
182 | LV_2547-1_0_5_line_182 |  | 156 | 205 | 0.035156 | 0.125 | 0.08 | 261 | 0 | 0.364 | 1 | 1 | cs | TRUE
183 | LV_2547-1_0_5_line_183 |  | 157 | 159 | 0.03728 | 0.125 | 0.08 | 261 | 0 | 0.364 | 1 | 1 | cs | TRUE
184 | LV_2547-1_0_5_line_184 |  | 158 | 162 | 0.021284 | 0.125 | 0.08 | 261 | 0 | 0.364 | 1 | 1 | cs | TRUE
185 | LV_2547-1_0_5_line_185 |  | 159 | 250 | 0.046601 | 0.125 | 0.08 | 261 | 0 | 0.364 | 1 | 1 | cs | TRUE
186 | LV_2547-1_0_5_line_186 |  | 160 | 161 | 0.021172 | 0.125 | 0.08 | 261 | 0 | 0.364 | 1 | 1 | cs | TRUE
187 | LV_2547-1_0_5_line_187 |  | 161 | 248 | 0.010379 | 0.125 | 0.08 | 261 | 0 | 0.364 | 1 | 1 | cs | TRUE
188 | LV_2547-1_0_5_line_188 |  | 162 | 283 | 0.056396 | 0.125 | 0.08 | 261 | 0 | 0.364 | 1 | 1 | cs | TRUE
189 | LV_2547-1_0_5_line_189 |  | 163 | 164 | 0.033193 | 0.125 | 0.08 | 261 | 0 | 0.364 | 1 | 1 | cs | TRUE
190 | LV_2547-1_0_5_line_190 |  | 164 | 165 | 0.006654 | 0.125 | 0.08 | 261 | 0 | 0.364 | 1 | 1 | cs | TRUE
191 | LV_2547-1_0_5_line_191 |  | 164 | 166 | 0.026194 | 0.125 | 0.08 | 261 | 0 | 0.364 | 1 | 1 | cs | TRUE
192 | LV_2547-1_0_5_line_192 |  | 165 | 167 | 0.029117 | 0.125 | 0.08 | 261 | 0 | 0.364 | 1 | 1 | cs | TRUE
193 | LV_2547-1_0_5_line_193 |  | 166 | 168 | 0.03605 | 0.125 | 0.08 | 261 | 0 | 0.364 | 1 | 1 | cs | TRUE
194 | LV_2547-1_0_5_line_194 |  | 167 | 169 | 0.00055109 | 0.125 | 0.08 | 261 | 0 | 0.364 | 1 | 1 | cs | TRUE
195 | LV_2547-1_0_5_line_195 |  | 168 | 170 | 0.0055938 | 0.125 | 0.08 | 261 | 0 | 0.364 | 1 | 1 | cs | TRUE
196 | LV_2547-1_0_5_line_196 |  | 168 | 171 | 0.036545 | 0.125 | 0.08 | 261 | 0 | 0.364 | 1 | 1 | cs | TRUE
197 | LV_2547-1_0_5_line_197 |  | 170 | 262 | 0.0087303 | 0.125 | 0.08 | 261 | 0 | 0.364 | 1 | 1 | cs | TRUE
198 | LV_2547-1_0_5_line_198 |  | 172 | 173 | 0.025988 | 0.125 | 0.08 | 261 | 0 | 0.364 | 1 | 1 | cs | TRUE
199 | LV_2547-1_0_5_line_199 |  | 173 | 174 | 0.034929 | 0.125 | 0.08 | 261 | 0 | 0.364 | 1 | 1 | cs | TRUE
200 | LV_2547-1_0_5_line_200 |  | 173 | 175 | 0.015651 | 0.125 | 0.08 | 261 | 0 | 0.364 | 1 | 1 | cs | TRUE
201 | LV_2547-1_0_5_line_201 |  | 174 | 176 | 0.059658 | 0.125 | 0.08 | 261 | 0 | 0.364 | 1 | 4 | cs | TRUE
202 | LV_2547-1_0_5_line_202 |  | 174 | 177 | 0.016617 | 0.125 | 0.08 | 261 | 0 | 0.364 | 1 | 4 | cs | TRUE
203 | LV_2547-1_0_5_line_203 |  | 175 | 178 | 0.024799 | 0.125 | 0.08 | 261 | 0 | 0.364 | 1 | 1 | cs | TRUE
204 | LV_2547-1_0_5_line_204 |  | 176 | 179 | 0.027885 | 0.125 | 0.08 | 261 | 0 | 0.364 | 1 | 4 | cs | TRUE
205 | LV_2547-1_0_5_line_205 |  | 178 | 180 | 0.026667 | 0.125 | 0.08 | 261 | 0 | 0.364 | 1 | 1 | cs | TRUE
206 | LV_2547-1_0_5_line_206 |  | 178 | 181 | 0.0033366 | 0.125 | 0.08 | 261 | 0 | 0.364 | 1 | 1 | cs | TRUE
207 | LV_2547-1_0_5_line_207 |  | 179 | 294 | 0.026341 | 0.125 | 0.08 | 261 | 0 | 0.364 | 1 | 4 | cs | TRUE
208 | LV_2547-1_0_5_line_208 |  | 180 | 193 | 0.01375 | 0.125 | 0.08 | 261 | 0 | 0.364 | 1 | 1 | cs | TRUE
209 | LV_2547-1_0_5_line_209 |  | 181 | 188 | 0.022308 | 0.125 | 0.08 | 261 | 0 | 0.364 | 1 | 1 | cs | TRUE
210 | LV_2547-1_0_5_line_210 |  | 182 | 183 | 0.0072113 | 0.125 | 0.08 | 261 | 0 | 0.364 | 1 | 1 | cs | TRUE
211 | LV_2547-1_0_5_line_211 |  | 182 | 184 | 0.028578 | 0.125 | 0.08 | 261 | 0 | 0.364 | 1 | 1 | cs | TRUE
212 | LV_2547-1_0_5_line_212 |  | 183 | 185 | 0.030667 | 0.125 | 0.08 | 261 | 0 | 0.364 | 1 | 1 | cs | TRUE
213 | LV_2547-1_0_5_line_213 |  | 184 | 186 | 0.0058867 | 0.125 | 0.08 | 261 | 0 | 0.364 | 1 | 1 | cs | TRUE
214 | LV_2547-1_0_5_line_214 |  | 186 | 187 | 0.013887 | 0.125 | 0.08 | 261 | 0 | 0.364 | 1 | 1 | cs | TRUE
215 | LV_2547-1_0_5_line_215 |  | 188 | 189 | 0.017172 | 0.125 | 0.08 | 261 | 0 | 0.364 | 1 | 1 | cs | TRUE
216 | LV_2547-1_0_5_line_216 |  | 189 | 190 | 0.04522 | 0.125 | 0.08 | 261 | 0 | 0.364 | 1 | 1 | cs | TRUE
217 | LV_2547-1_0_5_line_217 |  | 190 | 191 | 0.040772 | 0.125 | 0.08 | 261 | 0 | 0.364 | 1 | 1 | cs | TRUE
218 | LV_2547-1_0_5_line_218 |  | 190 | 192 | 0.016657 | 0.125 | 0.08 | 261 | 0 | 0.364 | 1 | 1 | cs | TRUE
219 | LV_2547-1_0_5_line_219 |  | 192 | 194 | 0.0014325 | 0.125 | 0.08 | 261 | 0 | 0.364 | 1 | 1 | cs | TRUE
220 | LV_2547-1_0_5_line_220 |  | 193 | 238 | 0.021861 | 0.125 | 0.08 | 261 | 0 | 0.364 | 1 | 1 | cs | TRUE
221 | LV_2547-1_0_5_line_221 |  | 195 | 196 | 0.00058438 | 0.125 | 0.08 | 261 | 0 | 0.364 | 1 | 1 | cs | TRUE
222 | LV_2547-1_0_5_line_222 |  | 196 | 197 | 0.013332 | 0.125 | 0.08 | 261 | 0 | 0.364 | 1 | 1 | cs | TRUE
223 | LV_2547-1_0_5_line_223 |  | 197 | 198 | 0.014747 | 0.125 | 0.08 | 261 | 0 | 0.364 | 1 | 1 | cs | TRUE
224 | LV_2547-1_0_5_line_224 |  | 197 | 199 | 0.003367 | 0.125 | 0.08 | 261 | 0 | 0.364 | 1 | 1 | cs | TRUE
225 | LV_2547-1_0_5_line_225 |  | 199 | 201 | 0.020783 | 0.125 | 0.08 | 261 | 0 | 0.364 | 1 | 1 | cs | TRUE
226 | LV_2547-1_0_5_line_226 |  | 199 | 202 | 0.022021 | 0.125 | 0.08 | 261 | 0 | 0.364 | 1 | 1 | cs | TRUE
227 | LV_2547-1_0_5_line_227 |  | 200 | 203 | 0.021112 | 0.125 | 0.08 | 261 | 0 | 0.364 | 1 | 1 | cs | TRUE
228 | LV_2547-1_0_5_line_228 |  | 202 | 310 | 0.048081 | 0.125 | 0.08 | 261 | 0 | 0.364 | 1 | 1 | cs | TRUE
229 | LV_2547-1_0_5_line_229 |  | 204 | 205 | 0.011336 | 0.125 | 0.08 | 261 | 0 | 0.364 | 1 | 1 | cs | TRUE
230 | LV_2547-1_0_5_line_230 |  | 206 | 207 | 0.0097349 | 0.125 | 0.08 | 261 | 0 | 0.364 | 1 | 1 | cs | TRUE
231 | LV_2547-1_0_5_line_231 |  | 206 | 208 | 0.10002 | 0.125 | 0.08 | 261 | 0 | 0.364 | 1 | 1 | cs | TRUE
232 | LV_2547-1_0_5_line_232 |  | 209 | 210 | 0.038922 | 0.125 | 0.08 | 261 | 0 | 0.364 | 1 | 1 | cs | TRUE
233 | LV_2547-1_0_5_line_233 |  | 210 | 211 | 0.015988 | 0.125 | 0.08 | 261 | 0 | 0.364 | 1 | 1 | cs | TRUE
234 | LV_2547-1_0_5_line_234 |  | 210 | 212 | 0.012981 | 0.125 | 0.08 | 261 | 0 | 0.364 | 1 | 1 | cs | TRUE
235 | LV_2547-1_0_5_line_235 |  | 210 | 213 | 0.038732 | 0.125 | 0.08 | 261 | 0 | 0.364 | 1 | 1 | cs | TRUE
236 | LV_2547-1_0_5_line_236 |  | 211 | 214 | 0.032775 | 0.125 | 0.08 | 261 | 0 | 0.364 | 1 | 1 | cs | TRUE
237 | LV_2547-1_0_5_line_237 |  | 212 | 215 | 0.025524 | 0.125 | 0.08 | 261 | 0 | 0.364 | 1 | 1 | cs | TRUE
238 | LV_2547-1_0_5_line_238 |  | 213 | 216 | 0.031317 | 0.125 | 0.08 | 261 | 0 | 0.364 | 1 | 1 | cs | TRUE
239 | LV_2547-1_0_5_line_239 |  | 214 | 217 | 0.02913 | 0.125 | 0.08 | 261 | 0 | 0.364 | 1 | 1 | cs | TRUE
240 | LV_2547-1_0_5_line_240 |  | 215 | 218 | 0.01205 | 0.125 | 0.08 | 261 | 0 | 0.364 | 1 | 1 | cs | TRUE
241 | LV_2547-1_0_5_line_241 |  | 216 | 219 | 0.0075662 | 0.125 | 0.08 | 261 | 0 | 0.364 | 1 | 1 | cs | TRUE
242 | LV_2547-1_0_5_line_242 |  | 218 | 248 | 0.034391 | 0.125 | 0.08 | 261 | 0 | 0.364 | 1 | 1 | cs | TRUE
243 | LV_2547-1_0_5_line_243 |  | 220 | 221 | 0.013597 | 0.125 | 0.08 | 261 | 0 | 0.364 | 1 | 1 | cs | TRUE
244 | LV_2547-1_0_5_line_244 |  | 221 | 222 | 0.037666 | 0.125 | 0.08 | 261 | 0 | 0.364 | 1 | 1 | cs | TRUE
245 | LV_2547-1_0_5_line_245 |  | 222 | 224 | 0.022506 | 0.125 | 0.08 | 261 | 0 | 0.364 | 1 | 1 | cs | TRUE
246 | LV_2547-1_0_5_line_246 |  | 222 | 225 | 0.010572 | 0.125 | 0.08 | 261 | 0 | 0.364 | 1 | 1 | cs | TRUE
247 | LV_2547-1_0_5_line_247 |  | 225 | 226 | 0.017624 | 0.125 | 0.08 | 261 | 0 | 0.364 | 1 | 1 | cs | TRUE
248 | LV_2547-1_0_5_line_248 |  | 226 | 235 | 0.01231 | 0.125 | 0.08 | 261 | 0 | 0.364 | 1 | 1 | cs | TRUE
249 | LV_2547-1_0_5_line_249 |  | 226 | 234 | 0.018817 | 0.125 | 0.08 | 261 | 0 | 0.364 | 1 | 1 | cs | TRUE
250 | LV_2547-1_0_5_line_250 |  | 227 | 228 | 0.02676 | 0.125 | 0.08 | 261 | 0 | 0.364 | 1 | 1 | cs | TRUE
251 | LV_2547-1_0_5_line_251 |  | 229 | 230 | 0.035832 | 0.125 | 0.08 | 261 | 0 | 0.364 | 1 | 1 | cs | TRUE
252 | LV_2547-1_0_5_line_252 |  | 232 | 233 | 0.029184 | 0.125 | 0.08 | 261 | 0 | 0.364 | 1 | 1 | cs | TRUE
253 | LV_2547-1_0_5_line_253 |  | 236 | 237 | 0.0058342 | 0.125 | 0.08 | 261 | 0 | 0.364 | 1 | 1 | cs | TRUE
254 | LV_2547-1_0_5_line_254 |  | 239 | 240 | 0.0052421 | 0.125 | 0.08 | 261 | 0 | 0.364 | 1 | 1 | cs | TRUE
255 | LV_2547-1_0_5_line_255 |  | 240 | 241 | 0.032556 | 0.125 | 0.08 | 261 | 0 | 0.364 | 1 | 1 | cs | TRUE
256 | LV_2547-1_0_5_line_256 |  | 241 | 242 | 0.016054 | 0.125 | 0.08 | 261 | 0 | 0.364 | 1 | 1 | cs | TRUE
257 | LV_2547-1_0_5_line_257 |  | 242 | 243 | 0.010826 | 0.125 | 0.08 | 261 | 0 | 0.364 | 1 | 4 | cs | TRUE
258 | LV_2547-1_0_5_line_258 |  | 242 | 244 | 0.017344 | 0.125 | 0.08 | 261 | 0 | 0.364 | 1 | 2 | cs | TRUE
259 | LV_2547-1_0_5_line_259 |  | 244 | 296 | 0.0015342 | 0.125 | 0.08 | 261 | 0 | 0.364 | 1 | 1 | cs | TRUE
260 | LV_2547-1_0_5_line_260 |  | 246 | 247 | 0.024774 | 0.125 | 0.08 | 261 | 0 | 0.364 | 1 | 1 | cs | TRUE
261 | LV_2547-1_0_5_line_261 |  | 247 | 267 | 0.016686 | 0.125 | 0.08 | 261 | 0 | 0.364 | 1 | 4 | cs | TRUE
262 | LV_2547-1_0_5_line_262 |  | 247 | 273 | 0.022767 | 0.125 | 0.08 | 261 | 0 | 0.364 | 1 | 4 | cs | TRUE
263 | LV_2547-1_0_5_line_263 |  | 248 | 249 | 0.024079 | 0.125 | 0.08 | 261 | 0 | 0.364 | 1 | 1 | cs | TRUE
264 | LV_2547-1_0_5_line_264 |  | 250 | 278 | 0.0798 | 0.125 | 0.08 | 261 | 0 | 0.364 | 1 | 1 | cs | TRUE
265 | LV_2547-1_0_5_line_265 |  | 252 | 308 | 0.018402 | 0.125 | 0.08 | 261 | 0 | 0.364 | 1 | 1 | cs | TRUE
266 | LV_2547-1_0_5_line_266 |  | 253 | 305 | 0.037687 | 0.125 | 0.08 | 261 | 0 | 0.364 | 1 | 1 | cs | TRUE
267 | LV_2547-1_0_5_line_267 |  | 253 | 304 | 0.025547 | 0.125 | 0.08 | 261 | 0 | 0.364 | 1 | 1 | cs | TRUE
268 | LV_2547-1_0_5_line_268 |  | 255 | 256 | 0.024376 | 0.125 | 0.08 | 261 | 0 | 0.364 | 1 | 1 | cs | TRUE
269 | LV_2547-1_0_5_line_269 |  | 256 | 257 | 0.012786 | 0.125 | 0.08 | 261 | 0 | 0.364 | 1 | 1 | cs | TRUE
270 | LV_2547-1_0_5_line_270 |  | 257 | 258 | 0.0091714 | 0.125 | 0.08 | 261 | 0 | 0.364 | 1 | 1 | cs | TRUE
271 | LV_2547-1_0_5_line_271 |  | 258 | 259 | 0.01166 | 0.125 | 0.08 | 261 | 0 | 0.364 | 1 | 1 | cs | TRUE
272 | LV_2547-1_0_5_line_272 |  | 258 | 260 | 0.0069888 | 0.125 | 0.08 | 261 | 0 | 0.364 | 1 | 1 | cs | TRUE
273 | LV_2547-1_0_5_line_273 |  | 259 | 309 | 0.056722 | 0.125 | 0.08 | 261 | 0 | 0.364 | 1 | 1 | cs | TRUE
274 | LV_2547-1_0_5_line_274 |  | 260 | 303 | 0.0056038 | 0.125 | 0.08 | 261 | 0 | 0.364 | 1 | 1 | cs | TRUE
275 | LV_2547-1_0_5_line_275 |  | 261 | 262 | 0.009423 | 0.125 | 0.08 | 261 | 0 | 0.364 | 1 | 4 | cs | TRUE
276 | LV_2547-1_0_5_line_276 |  | 261 | 263 | 0.018247 | 0.125 | 0.08 | 261 | 0 | 0.364 | 1 | 1 | cs | TRUE
277 | LV_2547-1_0_5_line_277 |  | 262 | 264 | 0.021033 | 0.125 | 0.08 | 261 | 0 | 0.364 | 1 | 4 | cs | TRUE
278 | LV_2547-1_0_5_line_278 |  | 264 | 266 | 0.01105 | 0.125 | 0.08 | 261 | 0 | 0.364 | 1 | 4 | cs | TRUE
279 | LV_2547-1_0_5_line_279 |  | 266 | 284 | 0.012858 | 0.125 | 0.08 | 261 | 0 | 0.364 | 1 | 1 | cs | TRUE
280 | LV_2547-1_0_5_line_280 |  | 266 | 268 | 0.013903 | 0.125 | 0.08 | 261 | 0 | 0.364 | 1 | 4 | cs | TRUE
281 | LV_2547-1_0_5_line_281 |  | 267 | 268 | 0.012425 | 0.125 | 0.08 | 261 | 0 | 0.364 | 1 | 4 | cs | TRUE
282 | LV_2547-1_0_5_line_282 |  | 268 | 274 | 0.0020299 | 0.125 | 0.08 | 261 | 0 | 0.364 | 1 | 1 | cs | TRUE
283 | LV_2547-1_0_5_line_283 |  | 269 | 270 | 0.017326 | 0.125 | 0.08 | 261 | 0 | 0.364 | 1 | 1 | cs | TRUE
284 | LV_2547-1_0_5_line_284 |  | 271 | 272 | 0.021294 | 0.125 | 0.08 | 261 | 0 | 0.364 | 1 | 1 | cs | TRUE
285 | LV_2547-1_0_5_line_285 |  | 272 | 287 | 0.02082 | 0.125 | 0.08 | 261 | 0 | 0.364 | 1 | 1 | cs | TRUE
286 | LV_2547-1_0_5_line_286 |  | 275 | 276 | 0.015206 | 0.125 | 0.08 | 261 | 0 | 0.364 | 1 | 1 | cs | TRUE
287 | LV_2547-1_0_5_line_287 |  | 276 | 278 | 0.046839 | 0.125 | 0.08 | 261 | 0 | 0.364 | 1 | 1 | cs | TRUE
288 | LV_2547-1_0_5_line_288 |  | 277 | 279 | 0.018818 | 0.125 | 0.08 | 261 | 0 | 0.364 | 1 | 1 | cs | TRUE
289 | LV_2547-1_0_5_line_289 |  | 277 | 280 | 0.033966 | 0.125 | 0.08 | 261 | 0 | 0.364 | 1 | 1 | cs | TRUE
290 | LV_2547-1_0_5_line_290 |  | 279 | 281 | 0.026113 | 0.125 | 0.08 | 261 | 0 | 0.364 | 1 | 1 | cs | TRUE
291 | LV_2547-1_0_5_line_291 |  | 280 | 282 | 0.048438 | 0.125 | 0.08 | 261 | 0 | 0.364 | 1 | 1 | cs | TRUE
292 | LV_2547-1_0_5_line_292 |  | 281 | 293 | 0.02066 | 0.125 | 0.08 | 261 | 0 | 0.364 | 1 | 1 | cs | TRUE
293 | LV_2547-1_0_5_line_293 |  | 282 | 291 | 0.018446 | 0.125 | 0.08 | 261 | 0 | 0.364 | 1 | 1 | cs | TRUE
294 | LV_2547-1_0_5_line_294 |  | 285 | 286 | 0.028905 | 0.125 | 0.08 | 261 | 0 | 0.364 | 1 | 1 | cs | TRUE
295 | LV_2547-1_0_5_line_295 |  | 286 | 287 | 0.023476 | 0.125 | 0.08 | 261 | 0 | 0.364 | 1 | 1 | cs | TRUE
296 | LV_2547-1_0_5_line_296 |  | 288 | 289 | 0.014456 | 0.125 | 0.08 | 261 | 0 | 0.364 | 1 | 1 | cs | TRUE
297 | LV_2547-1_0_5_line_297 |  | 289 | 290 | 0.039719 | 0.125 | 0.08 | 261 | 0 | 0.364 | 1 | 1 | cs | TRUE
298 | LV_2547-1_0_5_line_298 |  | 291 | 292 | 0.033228 | 0.125 | 0.08 | 261 | 0 | 0.364 | 1 | 1 | cs | TRUE
299 | LV_2547-1_0_5_line_299 |  | 293 | 295 | 0.018394 | 0.125 | 0.08 | 261 | 0 | 0.364 | 1 | 1 | cs | TRUE
300 | LV_2547-1_0_5_line_300 |  | 294 | 299 | 0.025667 | 0.125 | 0.08 | 261 | 0 | 0.364 | 1 | 4 | cs | TRUE
301 | LV_2547-1_0_5_line_301 |  | 295 | 296 | 0.034355 | 0.125 | 0.08 | 261 | 0 | 0.364 | 1 | 1 | cs | TRUE
302 | LV_2547-1_0_5_line_302 |  | 296 | 297 | 0.013176 | 0.125 | 0.08 | 261 | 0 | 0.364 | 1 | 1 | cs | TRUE
303 | LV_2547-1_0_5_line_303 |  | 297 | 298 | 0.022955 | 0.125 | 0.08 | 261 | 0 | 0.364 | 1 | 1 | cs | TRUE
304 | LV_2547-1_0_5_line_304 |  | 299 | 300 | 0.00813 | 0.125 | 0.08 | 261 | 0 | 0.364 | 1 | 4 | cs | TRUE
305 | LV_2547-1_0_5_line_305 |  | 300 | 301 | 0.21638 | 0.125 | 0.08 | 261 | 0 | 0.364 | 1 | 3 | cs | TRUE
306 | LV_2547-1_0_5_line_306 |  | 301 | 302 | 0.024822 | 0.125 | 0.08 | 261 | 0 | 0.364 | 1 | 3 | cs | TRUE
307 | LV_2547-1_0_5_line_307 |  | 302 | 303 | 0.1255 | 0.125 | 0.08 | 261 | 0 | 0.364 | 1 | 1 | cs | TRUE
308 | LV_2547-1_0_5_line_308 |  | 305 | 306 | 0.021486 | 0.125 | 0.08 | 261 | 0 | 0.364 | 1 | 1 | cs | TRUE
309 | LV_2547-1_0_5_line_309 |  | 306 | 307 | 0.068505 | 0.125 | 0.08 | 261 | 0 | 0.364 | 1 | 1 | cs | TRUE
310 | LV_2547-1_0_5_line_310 |  | 307 | 313 | 0.021114 | 0.125 | 0.08 | 261 | 0 | 0.364 | 1 | 1 | cs | TRUE
311 | LV_2547-1_0_5_line_311 |  | 309 | 311 | 0.0865 | 0.125 | 0.08 | 261 | 0 | 0.364 | 1 | 1 | cs | TRUE
312 | LV_2547-1_0_5_line_312 |  | 311 | 312 | 0.027468 | 0.125 | 0.08 | 261 | 0 | 0.364 | 1 | 1 | cs | TRUE

## trafo
| name | std_type | hv_bus | lv_bus | sn_mva | vn_hv_kv | vn_lv_kv | vk_percent | vkr_percent | pfe_kw | i0_percent | shift_degree | tap_side | tap_neutral | tap_min | tap_max | tap_step_percent | tap_step_degree | tap_pos | tap_phase_shifter | parallel | df | in_service
0 | LV_2547-1_0_5_trafo_113 | 0.63 MVA 20/0.4 kV | 314 | 42 | 0.63 | 20 | 0.4 | 6 | 1.206 | 1.65 | 0.2619 | 150 | hv | 0 | -2 | 2 | 2.5 | 0 | 0 | FALSE | 1 | 1 | TRUE

## line_geodata
| x0 | y0 | x1 | y1 | x2 | y2 | x3 | y3 | x4 | y4 | x5 | y5 | x6 | y6 | x7 | y7 | x8 | y8 | x9 | y9 | x10 | y10 | x11 | y11
0 | 2610414.6441 | 1234137.5046 | 2610423.2309 | 1234143.9564 | 2610432.4122 | 1234152.3775
1 | 2610401.3698 | 1234127.5306 | 2610414.6441 | 1234137.5046
2 | 2610432.4122 | 1234152.3775 | 2610435.715 | 1234155.4068
3 | 2610449.0427 | 1234169.0712 | 2610447.6459 | 1234167.2242 | 2610444.1562 | 1234163.149 | 2610435.715 | 1234155.4068
4 | 2610460.6153 | 1234191.0836 | 2610453.436 | 1234176.0175 | 2610450.8705 | 1234171.488 | 2610449.0427 | 1234169.0712
5 | 2610460.6153 | 1234191.0836 | 2610473.5878 | 1234191.1874
6 | 2610460.6153 | 1234191.0836 | 2610429.9543 | 1234194.8434 | 2610428.6525 | 1234194.7745
7 | 2610041.3558 | 1234110.0729 | 2610060.9852 | 1234106.1761
8 | 2610037.809 | 1234110.777 | 2610041.3558 | 1234110.0729
9 | 2610060.9852 | 1234106.1761 | 2610097.1879 | 1234098.9893
10 | 2610124.2859 | 1234093.0676 | 2610109.558 | 1234096.5337 | 2610097.1879 | 1234098.9893
11 | 2610135.6637 | 1234078.8115 | 2610127.8135 | 1234088.3707 | 2610124.2859 | 1234093.0676
12 | 2610135.6637 | 1234078.8115 | 2610141.3736 | 1234072.7731 | 2610146.0428 | 1234068.8453
13 | 2610135.6637 | 1234078.8115 | 2610130.4688 | 1234075.8232 | 2610127.7684 | 1234074.7735 | 2610124.3936 | 1234074.1341 | 2610120.8517 | 1234073.9057 | 2610091.261 | 1234075.5567 | 2610085.3334 | 1234076.1582 | 2610069.5967 | 1234078.5877
14 | 2610497.4197 | 1234119.9494 | 2610495.6576 | 1234119.1236 | 2610491.4821 | 1234117.6265 | 2610487.5637 | 1234116.2188 | 2610479.3563 | 1234113.3471 | 2610479.061 | 1234113.229
15 | 2610462.8556 | 1234104.7018 | 2610464.5035 | 1234105.9499 | 2610468.314 | 1234108.4248 | 2610471.3918 | 1234110.0756 | 2610474.2734 | 1234111.3147 | 2610479.061 | 1234113.229
16 | 2610499.4917 | 1234112.4708 | 2610497.4197 | 1234119.9494
17 | 2610497.4197 | 1234119.9494 | 2610498.8185 | 1234120.8191 | 2610500.0576 | 1234122.1109 | 2610501.0765 | 1234123.7359 | 2610501.7779 | 1234125.2158 | 2610502.4476 | 1234127.4628 | 2610503.3815 | 1234132.6543
18 | 2610462.8556 | 1234104.7018 | 2610454.3254 | 1234116.9756
19 | 2610462.8556 | 1234104.7018 | 2610460.7089 | 1234103.0749 | 2610457.5273 | 1234100.1676 | 2610454.6866 | 1234097.1941 | 2610450.1608 | 1234091.5589
20 | 2610499.4917 | 1234112.4708 | 2610501.2042 | 1234105.9917
21 | 2610503.3815 | 1234132.6543 | 2610504.4155 | 1234138.4016
22 | 2610453.8405 | 1234117.6733 | 2610454.3254 | 1234116.9756
23 | 2610448.4631 | 1234089.4452 | 2610450.1608 | 1234091.5589
24 | 2610508.4892 | 1234156.7467 | 2610507.601 | 1234153.9435 | 2610506.7886 | 1234151.0403 | 2610506.173 | 1234148.1708 | 2610504.4155 | 1234138.4016
25 | 2610448.4631 | 1234089.4452 | 2610454.7721 | 1234082.8967 | 2610461.3389 | 1234076.0818
26 | 2610448.4631 | 1234089.4452 | 2610440.3798 | 1234080.4812 | 2610434.656 | 1234074.2344
27 | 2610534.3287 | 1234105.8947 | 2610528.6338 | 1234107.6098
28 | 2610534.3287 | 1234105.8947 | 2610548.6669 | 1234102.9434
29 | 2610553.4316 | 1234119.6701 | 2610552.25 | 1234115.8657 | 2610551.0577 | 1234113.7957 | 2610548.9038 | 1234111.9352 | 2610545.5469 | 1234109.7502 | 2610541.3267 | 1234107.8749 | 2610534.3287 | 1234105.8947
30 | 2610508.4892 | 1234156.7467 | 2610509.6944 | 1234160.0731 | 2610511.0813 | 1234163.3442 | 2610512.4692 | 1234166.0705 | 2610514.2126 | 1234168.9753 | 2610515.7679 | 1234171.1683
31 | 2610508.4892 | 1234156.7467 | 2610505.6772 | 1234158.9431 | 2610503.4026 | 1234161.1516 | 2610501.044 | 1234163.7935 | 2610498.2136 | 1234167.8576
32 | 2610508.4892 | 1234156.7467 | 2610519.1767 | 1234152.8598
33 | 2610461.3389 | 1234076.0818 | 2610464.6848 | 1234080.2458 | 2610466.4407 | 1234084.6515
34 | 2610418.2315 | 1234059.352 | 2610419.7663 | 1234060.3219 | 2610423.2661 | 1234063.063 | 2610429.3499 | 1234068.4436 | 2610434.656 | 1234074.2344
35 | 2610808.8353 | 1234153.4773 | 2610808.7842 | 1234153.4544
36 | 2610795.9782 | 1234147.7202 | 2610808.7842 | 1234153.4544
37 | 2610795.9782 | 1234147.7202 | 2610796.6434 | 1234144.0302 | 2610797.4987 | 1234135.6712 | 2610798.6865 | 1234110.8583 | 2610799.8287 | 1234102.8444 | 2610800.6917 | 1234098.6323 | 2610801.3475 | 1234095.9429
38 | 2610791.8315 | 1234159.6644 | 2610793.9068 | 1234154.7095 | 2610795.429 | 1234150.0873 | 2610795.9782 | 1234147.7202
39 | 2610801.3475 | 1234095.9429 | 2610801.6372 | 1234094.7649 | 2610807.8016 | 1234076.2982 | 2610812.1592 | 1234077.5291
40 | 2610801.3475 | 1234095.9429 | 2610817.6591 | 1234104.0192
41 | 2610791.8315 | 1234159.6644 | 2610770.4321 | 1234198.4159
42 | 2610791.8315 | 1234159.6644 | 2610802.1822 | 1234165.621
43 | 2610812.1592 | 1234077.5291 | 2610822.9943 | 1234082.258
44 | 2610751.8713 | 1234035.2392 | 2610754.8719 | 1234037.6905 | 2610770.0034 | 1234054.0943 | 2610774.6214 | 1234057.8939 | 2610779.5429 | 1234061.227 | 2610807.8016 | 1234076.2982 | 2610812.1592 | 1234077.5291
45 | 2610817.6591 | 1234104.0192 | 2610896.2715 | 1234127.1439
46 | 2610770.4321 | 1234198.4159 | 2610759.8407 | 1234193.499
47 | 2610759.6185 | 1234217.9972 | 2610770.4321 | 1234198.4159
48 | 2610751.8713 | 1234035.2392 | 2610736.5488 | 1234061.8389 | 2610734.904 | 1234066.0751
49 | 2610759.6185 | 1234217.9972 | 2610746.7509 | 1234213.9939
50 | 2610759.6185 | 1234217.9972 | 2610774.2423 | 1234224.774
51 | 2610481.9597 | 1234191.2544 | 2610473.5878 | 1234191.1874
52 | 2610412.5109 | 1234193.9627 | 2610416.14 | 1234191.0059 | 2610417.3899 | 1234190.4077 | 2610418.5484 | 1234190.154 | 2610419.903 | 1234190.2787 | 2610421.8697 | 1234191.0048 | 2610427.5405 | 1234194.439 | 2610428.6525 | 1234194.7745 | 2610428.6525 | 1234194.7745
53 | 2610481.9597 | 1234191.2544 | 2610498.2136 | 1234167.8576
54 | 2610481.9597 | 1234191.2544 | 2610472.2907 | 1234206.102 | 2610468.7993 | 1234211.6215 | 2610465.6608 | 1234217.8378
55 | 2610412.5109 | 1234193.9627 | 2610407.7113 | 1234197.8732 | 2610406.1582 | 1234198.6932 | 2610405.0376 | 1234198.9136 | 2610403.9178 | 1234198.6782 | 2610403.9178 | 1234198.6782
56 | 2610890.1796 | 1234415.2199 | 2610840.9124 | 1234434.8769
57 | 2610879.3806 | 1234389.4291 | 2610887.0139 | 1234408.032 | 2610890.1796 | 1234415.2199
58 | 2610890.1796 | 1234415.2199 | 2610904.0528 | 1234403.0692
59 | 2610890.1796 | 1234415.2199 | 2610894.5413 | 1234426.5347 | 2610897.8273 | 1234434.1565 | 2610900.9124 | 1234439.9545 | 2610903.223 | 1234443.6674
60 | 2610879.3806 | 1234389.4291 | 2610874.6561 | 1234378.5783
61 | 2610904.0528 | 1234403.0692 | 2610910.7389 | 1234397.2132 | 2610917.5585 | 1234388.8427 | 2610931.2302 | 1234371.1309
62 | 2610925.9958 | 1234476.5302 | 2610924.7068 | 1234473.9074 | 2610903.7801 | 1234444.5625 | 2610903.223 | 1234443.6674
63 | 2610749.0733 | 1234374.5732 | 2610745.6479 | 1234373.2277
64 | 2610710.8963 | 1234361.9526 | 2610713.9169 | 1234361.6022 | 2610715.7708 | 1234361.8168 | 2610718.4791 | 1234362.5554 | 2610745.6479 | 1234373.2277
65 | 2610925.9958 | 1234476.5302 | 2610905.1221 | 1234691.993
66 | 2610729.4423 | 1234415.396 | 2610725.6785 | 1234424.9729
67 | 2610729.4423 | 1234415.396 | 2610728.0789 | 1234415.9606 | 2610726.9353 | 1234416.3365 | 2610726.1858 | 1234416.4575 | 2610725.3684 | 1234416.456 | 2610724.4377 | 1234416.3321 | 2610723.1061 | 1234416.0073 | 2610700.4696 | 1234408.0341
68 | 2610729.4423 | 1234415.396 | 2610724.8482 | 1234394.2083 | 2610724.3751 | 1234392.1506 | 2610723.6674 | 1234390.0592 | 2610720.6824 | 1234383.2163
69 | 2610700.4696 | 1234408.0341 | 2610695.6471 | 1234406.3355
70 | 2610720.6824 | 1234383.2163 | 2610716.7839 | 1234383.5874 | 2610713.5823 | 1234383.5705 | 2610710.0863 | 1234383.1529 | 2610704.7451 | 1234381.8092 | 2610696.0061 | 1234379.0464
71 | 2610710.8963 | 1234361.9526 | 2610712.5413 | 1234364.7127 | 2610714.0343 | 1234367.8618 | 2610720.6824 | 1234383.2163
72 | 2610279.3674 | 1234170.4627 | 2610280.5239 | 1234181.8947
73 | 2610289.1827 | 1234201.1034 | 2610283.7116 | 1234195.9908 | 2610281.4568 | 1234191.1173 | 2610280.5239 | 1234181.8947
74 | 2610277.2071 | 1234149.1068 | 2610279.3674 | 1234170.4627
75 | 2610289.1827 | 1234201.1034 | 2610278.664 | 1234216.19
76 | 2610289.1827 | 1234201.1034 | 2610294.9467 | 1234193.0049
77 | 2610250.7532 | 1234113.8178 | 2610277.2071 | 1234149.1068
78 | 2610271.8832 | 1234225.9155 | 2610278.664 | 1234216.19
79 | 2610294.9467 | 1234193.0049 | 2610298.2951 | 1234188.3002 | 2610301.8482 | 1234182.0803 | 2610305.3958 | 1234174.5707 | 2610307.0126 | 1234170.4172
80 | 2610250.7532 | 1234113.8178 | 2610251.8892 | 1234100.2337 | 2610252.4853 | 1234096.8994 | 2610253.3363 | 1234095.0108 | 2610255.3087 | 1234092.4126 | 2610256.0316 | 1234090.6073
81 | 2610256.0316 | 1234090.6073 | 2610256.0917 | 1234090.4572 | 2610256.2235 | 1234088.6453 | 2610254.628 | 1234083.1138
82 | 2610265.7686 | 1234234.6855 | 2610271.8832 | 1234225.9155
83 | 2610308.2159 | 1234166.262 | 2610307.5322 | 1234169.0822 | 2610307.0126 | 1234170.4172
84 | 2610265.7686 | 1234234.6855 | 2610253.0958 | 1234252.8616 | 2610236.7778 | 1234285.623
85 | 2610310.5834 | 1234153.1888 | 2610310.4025 | 1234155.0008 | 2610309.3237 | 1234161.6919 | 2610308.2159 | 1234166.262
86 | 2610535.1956 | 1234312.7357 | 2610538.895 | 1234297.9612
87 | 2610534.1543 | 1234316.8945 | 2610535.1956 | 1234312.7357
88 | 2610542.1752 | 1234287.6076 | 2610540.9518 | 1234290.3404 | 2610540.244 | 1234292.5739 | 2610538.895 | 1234297.9612
89 | 2610542.1752 | 1234287.6076 | 2610541.8837 | 1234285.5392 | 2610541.8946 | 1234283.6714 | 2610542.4297 | 1234280.6483
90 | 2610542.1752 | 1234287.6076 | 2610542.7258 | 1234288.7204 | 2610543.5488 | 1234289.8781 | 2610544.516 | 1234290.8025 | 2610545.5667 | 1234291.5493 | 2610546.9358 | 1234292.0743 | 2610548.6305 | 1234292.4775 | 2610550.4389 | 1234292.7586 | 2610559.409 | 1234293.8358
91 | 2610542.4297 | 1234280.6483 | 2610544.1441 | 1234274.2029 | 2610546.6924 | 1234266.9919 | 2610547.0287 | 1234266.1094
92 | 2610559.409 | 1234293.8358 | 2610569.2175 | 1234295.0136
93 | 2610580.4062 | 1234296.3572 | 2610569.2175 | 1234295.0136
94 | 2610150.4158 | 1234113.2965 | 2610152.7642 | 1234108.9588 | 2610157.7504 | 1234101.1737 | 2610163.2196 | 1234094.1898 | 2610166.8281 | 1234090.9162 | 2610169.3264 | 1234089.1826
95 | 2610139.2033 | 1234134.0065 | 2610150.4158 | 1234113.2965
96 | 2610169.3264 | 1234089.1826 | 2610170.3443 | 1234088.4763 | 2610177.1556 | 1234084.9366
97 | 2610139.2033 | 1234134.0065 | 2610137.4079 | 1234137.7129
98 | 2610119.3613 | 1234140.4991 | 2610123.9076 | 1234137.6717 | 2610128.2933 | 1234135.7558 | 2610132.3748 | 1234134.6954 | 2610139.2033 | 1234134.0065
99 | 2610189.1097 | 1234078.7245 | 2610177.1556 | 1234084.9366
100 | 2610126.9549 | 1234159.2914 | 2610137.4079 | 1234137.7129
101 | 2610189.1097 | 1234078.7245 | 2610186.7535 | 1234062.2327
102 | 2610189.1097 | 1234078.7245 | 2610196.3575 | 1234076.3021 | 2610201.0154 | 1234075.4122
103 | 2610189.1097 | 1234078.7245 | 2610191.2198 | 1234079.7287 | 2610194.2542 | 1234080.2009
104 | 2610126.9549 | 1234159.2914 | 2610125.8578 | 1234161.5562 | 2610123.542 | 1234165.8326 | 2610120.7711 | 1234170.6753 | 2610117.0673 | 1234176.4865
105 | 2610186.7535 | 1234062.2327 | 2610173.4644 | 1234065.8582
106 | 2610227.9085 | 1234070.2745 | 2610201.0154 | 1234075.4122
107 | 2610194.2542 | 1234080.2009 | 2610194.2542 | 1234080.2009 | 2610212.8121 | 1234081.3066
108 | 2610117.0673 | 1234176.4865 | 2610116.1937 | 1234177.8572
109 | 2610550.365 | 1234141.7225 | 2610548.3249 | 1234143.9869 | 2610546.5441 | 1234145.1623 | 2610544.5902 | 1234145.7814 | 2610537.5722 | 1234146.6251 | 2610537.5722 | 1234146.6251
110 | 2610553.4316 | 1234119.6701 | 2610553.5156 | 1234132.0778 | 2610553.0879 | 1234134.2672 | 2610552.402 | 1234136.9343 | 2610550.365 | 1234141.7225
111 | 2610519.1767 | 1234152.8598 | 2610533.983 | 1234147.4749 | 2610537.5722 | 1234146.6251
112 | 2610553.4316 | 1234119.6701 | 2610580.0241 | 1234123.2535
113 | 2610548.6669 | 1234102.9434 | 2610555.6966 | 1234101.4964 | 2610561.1706 | 1234100.921
114 | 2610515.7679 | 1234171.1683 | 2610517.5196 | 1234173.6173 | 2610520.3522 | 1234176.9132 | 2610523.5258 | 1234179.9762 | 2610527.0628 | 1234182.9731 | 2610527.7024 | 1234183.4562
115 | 2610515.7679 | 1234171.1683 | 2610525.0239 | 1234164.0123
116 | 2610498.2136 | 1234167.8576 | 2610488.4608 | 1234165.717 | 2610484.4666 | 1234165.3028
117 | 2610562.2234 | 1234100.8103 | 2610561.1706 | 1234100.921
118 | 2610631.1417 | 1234109.2161 | 2610617.872 | 1234106.863
119 | 2610633.5911 | 1234109.6505 | 2610631.1417 | 1234109.2161
120 | 2610598.3291 | 1234103.3975 | 2610617.872 | 1234106.863
121 | 2610586.6221 | 1234101.3214 | 2610598.3291 | 1234103.3975
122 | 2610580.0783 | 1234100.5834 | 2610586.2838 | 1234101.2615 | 2610586.6221 | 1234101.3214
123 | 2610580.0783 | 1234100.5834 | 2610570.36 | 1234100.3661 | 2610563.2898 | 1234100.6982 | 2610562.2234 | 1234100.8103
124 | 2610580.0783 | 1234100.5834 | 2610578.7713 | 1234069.2843
125 | 2610262.0541 | 1233981.4459 | 2610262.2957 | 1233991.5236
126 | 2610260.6388 | 1234012.2288 | 2610262.4638 | 1233998.5347 | 2610262.2957 | 1233991.5236
127 | 2610260.6388 | 1234012.2288 | 2610256.1365 | 1234011.3983 | 2610254.5344 | 1234011.2298
128 | 2610298.7142 | 1234032.9401 | 2610294.6029 | 1234029.2752 | 2610288.0038 | 1234024.1719 | 2610282.4163 | 1234020.5379 | 2610276.2683 | 1234017.2253 | 2610269.1732 | 1234014.4114 | 2610263.4234 | 1234012.745 | 2610260.6388 | 1234012.2288
129 | 2610254.5344 | 1234011.2298 | 2610246.5707 | 1234010.3924 | 2610240.0243 | 1234009.8587 | 2610233.833 | 1234009.6591 | 2610230.5446 | 1234009.808
130 | 2610313.597 | 1234045.1176 | 2610309.7037 | 1234042.3314 | 2610305.2742 | 1234038.7883 | 2610298.7142 | 1234032.9401
131 | 2610298.7142 | 1234032.9401 | 2610311.3476 | 1234023.9342 | 2610312.8719 | 1234022.2691 | 2610313.9957 | 1234020.2032 | 2610314.6582 | 1234017.9251 | 2610314.9686 | 1234016.4186
132 | 2610230.5446 | 1234009.808 | 2610229.6362 | 1234009.8491
133 | 2610313.597 | 1234045.1176 | 2610311.4654 | 1234047.8378 | 2610309.3581 | 1234049.5685 | 2610307.5545 | 1234050.8439 | 2610305.7888 | 1234052.0083 | 2610303.6752 | 1234053.0497
134 | 2610313.597 | 1234045.1176 | 2610321.1203 | 1234049.8 | 2610327.9414 | 1234053.4362 | 2610331.2312 | 1234055.0318 | 2610334.7257 | 1234056.472
135 | 2610315.0861 | 1234015.8484 | 2610314.9686 | 1234016.4186
136 | 2610208.3723 | 1234015.1141 | 2610210.6937 | 1234014.1667 | 2610217.7895 | 1234012.1554 | 2610224.5743 | 1234010.5104 | 2610229.1018 | 1234009.8733 | 2610229.6362 | 1234009.8491
137 | 2610288.2338 | 1234057.637 | 2610301.0774 | 1234053.9902 | 2610303.6752 | 1234053.0497
138 | 2610334.7257 | 1234056.472 | 2610332.4661 | 1234063.1611 | 2610332.4618 | 1234065.6181 | 2610333.0038 | 1234067.3757 | 2610334.0765 | 1234068.6116 | 2610345.8949 | 1234076.9404
139 | 2610569.1109 | 1234220.2588 | 2610567.867 | 1234217.4882 | 2610566.1017 | 1234214.1831 | 2610561.8301 | 1234207.1157 | 2610560.654 | 1234204.4676 | 2610559.9233 | 1234202.5318 | 2610559.2469 | 1234199.7845 | 2610558.6852 | 1234196.4037
140 | 2610569.1109 | 1234220.2588 | 2610574.9543 | 1234224.4939 | 2610586.08 | 1234231.2006
141 | 2610558.6852 | 1234196.4037 | 2610555.7794 | 1234196.0316 | 2610552.155 | 1234195.3359
142 | 2610558.6852 | 1234196.4037 | 2610562.8397 | 1234196.8891 | 2610569.1363 | 1234197.356 | 2610578.6805 | 1234197.5997
143 | 2610600.15 | 1234243.5048 | 2610598.3958 | 1234241.29 | 2610595.4505 | 1234237.5937 | 2610592.7677 | 1234235.2319 | 2610586.08 | 1234231.2006
144 | 2610549.2271 | 1234194.6081 | 2610552.155 | 1234195.3359
145 | 2610580.9838 | 1234197.6494 | 2610580.3682 | 1234197.6427 | 2610578.6805 | 1234197.5997
146 | 2610626.0759 | 1234272.7883 | 2610615.2293 | 1234262.5439 | 2610600.15 | 1234243.5048
147 | 2610549.2271 | 1234194.6081 | 2610547.8957 | 1234198.4636 | 2610546.2165 | 1234202.1629 | 2610544.7294 | 1234204.1615 | 2610541.5682 | 1234206.9354 | 2610537.3108 | 1234209.196
148 | 2610549.2271 | 1234194.6081 | 2610542.7069 | 1234192.1618 | 2610538.3732 | 1234190.2863 | 2610534.3502 | 1234188.178 | 2610531.0313 | 1234185.9708 | 2610527.7024 | 1234183.4562
149 | 2610580.9838 | 1234197.6494 | 2610592.6979 | 1234197.7758 | 2610602.3646 | 1234197.7092
150 | 2610626.0759 | 1234272.7883 | 2610631.765 | 1234278.1616
151 | 2610214.4239 | 1234081.4027 | 2610212.8121 | 1234081.3066
152 | 2610146.0428 | 1234068.8453 | 2610148.3846 | 1234071.6176 | 2610151.1543 | 1234071.9448 | 2610173.4644 | 1234065.8582
153 | 2610249.903 | 1234066.7323 | 2610227.9085 | 1234070.2745
154 | 2610227.9085 | 1234070.2745 | 2610224.5756 | 1234067.3004 | 2610220.8334 | 1234064.6034 | 2610219.3366 | 1234063.7075
155 | 2610249.903 | 1234066.7323 | 2610261.2667 | 1234064.0358
156 | 2610249.903 | 1234066.7323 | 2610253.1003 | 1234077.8173
157 | 2610202.306 | 1233941.2533 | 2610227.5994 | 1233938.2465
158 | 2610202.306 | 1233941.2533 | 2610175.941 | 1233944.3874 | 2610174.4341 | 1233944.7073 | 2610173.2447 | 1233945.3056 | 2610172.3882 | 1233946.0157 | 2610172.0997 | 1233946.5044 | 2610171.9324 | 1233946.9599 | 2610171.8318 | 1233948.2494 | 2610171.8276 | 1233950.7176 | 2610172.4984 | 1233962.1398
159 | 2610227.5994 | 1233938.2465 | 2610254.0345 | 1233935.1041 | 2610258.728 | 1233934.8008 | 2610262.1948 | 1233934.8068 | 2610266.8115 | 1233935.1149 | 2610268.9536 | 1233935.1408 | 2610272.4056 | 1233934.9244 | 2610277.766 | 1233934.1553 | 2610278.8458 | 1233934.0423
160 | 2610172.4984 | 1233962.1398 | 2610172.5191 | 1233962.4926
161 | 2610323.852 | 1233931.8889 | 2610314.4663 | 1233931.7726 | 2610308.2291 | 1233931.7952 | 2610300.7275 | 1233932.0158 | 2610289.6823 | 1233932.9084 | 2610278.8458 | 1233934.0423
162 | 2610172.5191 | 1233962.4926 | 2610162.321 | 1233963.7982 | 2610153.8348 | 1233964.4398 | 2610144.8357 | 1233965.806
163 | 2610172.5191 | 1233962.4926 | 2610173.6001 | 1233981.1057
164 | 2610323.852 | 1233931.8889 | 2610326.7429 | 1233932.2719 | 2610327.3557 | 1233932.4286
165 | 2610169.4016 | 1233993.0057 | 2610171.6481 | 1233989.5297 | 2610173.6001 | 1233981.1057
166 | 2610327.3557 | 1233932.4286 | 2610333.4766 | 1233933.9846 | 2610336.9269 | 1233934.7577 | 2610340.8092 | 1233935.2091 | 2610366.5884 | 1233936.3433
167 | 2610327.3557 | 1233932.4286 | 2610326.2973 | 1233959.6259
168 | 2610169.4016 | 1233993.0057 | 2610192.2611 | 1234023.9078
169 | 2610155.9589 | 1233997.3077 | 2610155.2802 | 1233991.3363 | 2610157.0974 | 1233991.0058 | 2610163.8869 | 1233991.1063 | 2610169.4016 | 1233993.0057
170 | 2610403.9178 | 1234198.6782 | 2610402.8063 | 1234198.0314 | 2610397.793 | 1234193.3595
171 | 2610394.3201 | 1234190.123 | 2610397.793 | 1234193.3595
172 | 2610254.628 | 1234083.1138 | 2610253.1003 | 1234077.8173
173 | 2610261.2667 | 1234064.0358 | 2610274.5803 | 1234060.8768
174 | 2610288.2338 | 1234057.637 | 2610274.5803 | 1234060.8768
175 | 2610913.2993 | 1234744.0173 | 2610914.594 | 1234727.1761 | 2610913.8566 | 1234716.5461 | 2610910.4797 | 1234704.9106 | 2610905.1221 | 1234691.993
176 | 2610940.5153 | 1234735.573 | 2610939.5272 | 1234734.0469
177 | 2610913.2993 | 1234744.0173 | 2610921.0937 | 1234740.4182 | 2610924.8954 | 1234739.1022 | 2610929.7037 | 1234737.7657 | 2610940.5153 | 1234735.573
178 | 2610940.5153 | 1234735.573 | 2611198.1287 | 1234689.6111
179 | 2611198.1287 | 1234689.6111 | 2611217.8431 | 1234686.2238 | 2611240.0741 | 1234684.7869 | 2611243.0486 | 1234684.7369 | 2611256.1651 | 1234684.5059
180 | 2611256.1651 | 1234684.5059 | 2611215.603 | 1234545.1006
181 | 2611256.1651 | 1234684.5059 | 2611261.4952 | 1234695.4671 | 2611263.7239 | 1234702.1396
182 | 2611289.3657 | 1234673.4952 | 2611276.8205 | 1234679.7865 | 2611268.097 | 1234682.3049 | 2611256.1651 | 1234684.5059
183 | 2610874.6561 | 1234378.5783 | 2610865.8738 | 1234358.4079 | 2610860.5161 | 1234344.097
184 | 2610944.0144 | 1234354.1367 | 2610943.1563 | 1234355.6805 | 2610931.2302 | 1234371.1309
185 | 2610844.6313 | 1234300.2902 | 2610852.0371 | 1234321.4492 | 2610860.5161 | 1234344.097
186 | 2610763.0633 | 1234330.1589 | 2610744.0972 | 1234320.7486
187 | 2610734.7372 | 1234316.2628 | 2610743.3882 | 1234320.3968 | 2610744.0972 | 1234320.7486
188 | 2610944.0144 | 1234354.1367 | 2610945.8748 | 1234350.8159 | 2610948.4689 | 1234343.6608 | 2610949.8235 | 1234339.6386 | 2610950.4365 | 1234335.5483 | 2610950.1548 | 1234332.3125 | 2610949.1313 | 1234329.1421 | 2610946.8586 | 1234326.1361 | 2610943.6105 | 1234322.5835 | 2610939.891 | 1234320.1753 | 2610924.9889 | 1234311.9824
189 | 2610408.5079 | 1233979.4867 | 2610438.7402 | 1233993.1899
190 | 2610408.5079 | 1233979.4867 | 2610410.1334 | 1233976.2209 | 2610411.6896 | 1233973.6443
191 | 2610408.5079 | 1233979.4867 | 2610407.3376 | 1233982.1863 | 2610406.41 | 1233984.5194 | 2610405.4889 | 1233987.5308 | 2610404.8178 | 1233990.3869 | 2610404.3828 | 1233992.454 | 2610404.0682 | 1233994.8772 | 2610403.9206 | 1233997.0671 | 2610403.879 | 1233999.2239 | 2610403.9928 | 1234003.4489 | 2610404.1823 | 1234004.9606
192 | 2610411.6896 | 1233973.6443 | 2610398.3173 | 1233972.1534 | 2610384.4664 | 1233971.629 | 2610382.7167 | 1233971.2003
193 | 2610409.7943 | 1234040.5704 | 2610404.4556 | 1234007.1408 | 2610404.1823 | 1234004.9606
194 | 2610382.7167 | 1233971.2003 | 2610382.1815 | 1233971.0692 | 2610382.1815 | 1233971.0692
195 | 2610409.7943 | 1234040.5704 | 2610410.3475 | 1234044.5182 | 2610410.3903 | 1234046.125
196 | 2610409.7943 | 1234040.5704 | 2610373.8396 | 1234034.03
197 | 2610409.9511 | 1234054.8348 | 2610410.321 | 1234051.0443 | 2610410.4328 | 1234047.7203 | 2610410.3903 | 1234046.125
198 | 2610098.1528 | 1234225.6148 | 2610101.3059 | 1234223.0075 | 2610106.7997 | 1234219.2811 | 2610111.5729 | 1234216.4542 | 2610117.0038 | 1234214.1286 | 2610120.6549 | 1234213.0667
199 | 2610107.716 | 1234192.144 | 2610104.159 | 1234200.8655 | 2610102.28 | 1234206.4546 | 2610099.285 | 1234218.5235 | 2610098.1528 | 1234225.6148
200 | 2610098.1528 | 1234225.6148 | 2610097.5789 | 1234233.8077 | 2610097.6134 | 1234241.2454
201 | 2610107.716 | 1234192.144 | 2610104.1708 | 1234193.8613 | 2610101.8357 | 1234196.1365 | 2610097.118 | 1234201.9321 | 2610088.0218 | 1234214.3798 | 2610069.3779 | 1234237.33
202 | 2610107.716 | 1234192.144 | 2610110.4643 | 1234187.2346 | 2610113.4096 | 1234182.2254 | 2610116.1937 | 1234177.8572
203 | 2610096.0789 | 1234265.9358 | 2610096.8115 | 1234262.3793 | 2610097.2878 | 1234258.222 | 2610097.6454 | 1234248.161 | 2610097.6134 | 1234241.2454
204 | 2610069.3779 | 1234237.33 | 2610066.8984 | 1234240.3822 | 2610058.6558 | 1234249.396 | 2610053.6145 | 1234254.0793 | 2610049.7463 | 1234257.0175
205 | 2610096.0789 | 1234265.9358 | 2610112.1706 | 1234256.9019 | 2610119.6276 | 1234253.4595
206 | 2610096.0789 | 1234265.9358 | 2610095.0917 | 1234269.123
207 | 2610049.7463 | 1234257.0175 | 2610046.3997 | 1234259.5594 | 2610035.077 | 1234268.3123 | 2610029.8912 | 1234274.1754
208 | 2610132.1114 | 1234247.6965 | 2610119.6276 | 1234253.4595
209 | 2610088.657 | 1234290.4794 | 2610089.6634 | 1234286.6486 | 2610095.0917 | 1234269.123
210 | 2610659.3585 | 1234395.7055 | 2610666.4085 | 1234397.2219
211 | 2610631.2138 | 1234390.7612 | 2610656.1679 | 1234395.0193 | 2610659.3585 | 1234395.7055
212 | 2610695.6471 | 1234406.3355 | 2610677.0719 | 1234399.7928 | 2610672.6388 | 1234398.5619 | 2610666.4085 | 1234397.2219
213 | 2610631.2138 | 1234390.7612 | 2610626.0721 | 1234387.8947
214 | 2610612.9027 | 1234383.5131 | 2610620.6565 | 1234385.8505 | 2610626.0721 | 1234387.8947
215 | 2610084.8451 | 1234307.2196 | 2610087.4009 | 1234295.2611 | 2610088.657 | 1234290.4794
216 | 2610084.8451 | 1234307.2196 | 2610112.0567 | 1234315.2593 | 2610128.1237 | 1234320.712
217 | 2610128.1237 | 1234320.712 | 2610133.8862 | 1234310.271 | 2610135.2962 | 1234308.9726 | 2610137.2497 | 1234308.5423 | 2610142.5706 | 1234308.5514 | 2610154.3929 | 1234308.6826 | 2610156.8912 | 1234308.3533 | 2610158.9521 | 1234307.0672 | 2610160.9085 | 1234304.9025
218 | 2610128.1237 | 1234320.712 | 2610143.352 | 1234327.4607
219 | 2610143.352 | 1234327.4607 | 2610144.6617 | 1234328.0411
220 | 2610132.1114 | 1234247.6965 | 2610133.6226 | 1234246.9989 | 2610152.5058 | 1234239.8334
221 | 2610465.6608 | 1234217.8378 | 2610465.3974 | 1234218.3595
222 | 2610459.3887 | 1234230.2608 | 2610465.3974 | 1234218.3595
223 | 2610459.3887 | 1234230.2608 | 2610467.0226 | 1234236.4334 | 2610470.6877 | 1234239.7307
224 | 2610459.3887 | 1234230.2608 | 2610457.5445 | 1234233.0815
225 | 2610444.5316 | 1234216.8489 | 2610457.5445 | 1234233.0815
226 | 2610457.5445 | 1234233.0815 | 2610456.8842 | 1234234.1032 | 2610455.5337 | 1234235.9908 | 2610453.865 | 1234238.0002 | 2610450.2026 | 1234241.785 | 2610446.2827 | 1234245.6138 | 2610442.4664 | 1234249.0355
227 | 2610463.4168 | 1234164.6058 | 2610474.0671 | 1234164.2242 | 2610484.4666 | 1234165.3028
228 | 2610408.8038 | 1234283.3047 | 2610416.6372 | 1234274.8243 | 2610426.6624 | 1234263.8684 | 2610431.6669 | 1234258.7185 | 2610442.4664 | 1234249.0355
229 | 2611289.3657 | 1234673.4952 | 2611295.4895 | 1234668.9596 | 2611298.018 | 1234666.2374
230 | 2611265.6273 | 1234711.6736 | 2611264.1669 | 1234703.4659 | 2611263.7239 | 1234702.1396
231 | 2611265.6273 | 1234711.6736 | 2611317.4503 | 1234797.2179
232 | 2610657.6047 | 1234306.6127 | 2610656.9657 | 1234304.1656 | 2610656.6043 | 1234303.1087 | 2610656.1443 | 1234302.1963 | 2610655.5252 | 1234301.3057 | 2610635.3137 | 1234281.5133 | 2610631.765 | 1234278.1616
233 | 2610657.6047 | 1234306.6127 | 2610641.8346 | 1234303.9822
234 | 2610657.6047 | 1234306.6127 | 2610661.7565 | 1234300.0939 | 2610662.6592 | 1234298.9837 | 2610663.6296 | 1234298.1294 | 2610664.7509 | 1234297.4865 | 2610665.9323 | 1234297.1217 | 2610665.9323 | 1234297.1217
235 | 2610657.6047 | 1234306.6127 | 2610662.2329 | 1234308.8556 | 2610667.8654 | 1234312.3678 | 2610671.3953 | 1234315.0535 | 2610675.6574 | 1234318.8301 | 2610679.442 | 1234322.9393 | 2610683.1733 | 1234327.2708 | 2610686.6182 | 1234331.5804
236 | 2610609.3283 | 1234299.8303 | 2610636.5166 | 1234303.0952 | 2610641.8346 | 1234303.9822
237 | 2610665.9323 | 1234297.1217 | 2610667.1739 | 1234296.9238 | 2610668.7332 | 1234296.9044 | 2610670.5494 | 1234297.0855 | 2610689.0271 | 1234300.1648 | 2610691.1249 | 1234300.6322
238 | 2610686.6182 | 1234331.5804 | 2610706.1721 | 1234356.0425
239 | 2610580.4062 | 1234296.3572 | 2610609.3283 | 1234299.8303
240 | 2610702.732 | 1234303.7911 | 2610701.1093 | 1234303.1216 | 2610697.0771 | 1234301.9581 | 2610691.1249 | 1234300.6322
241 | 2610710.8963 | 1234361.9526 | 2610706.1721 | 1234356.0425
242 | 2610702.732 | 1234303.7911 | 2610705.6018 | 1234304.9752 | 2610717.0241 | 1234308.7202 | 2610722.3264 | 1234310.6531 | 2610729.6096 | 1234313.8125 | 2610734.7372 | 1234316.2628
243 | 2610572.8739 | 1234057.0332 | 2610578.7713 | 1234069.2843
244 | 2610545.6597 | 1234032.9928 | 2610558.6994 | 1234042.6994 | 2610564.6051 | 1234046.0452 | 2610568.9526 | 1234048.7101 | 2610570.6307 | 1234050.0361 | 2610571.6348 | 1234051.5054 | 2610572.1831 | 1234053.8633 | 2610572.8739 | 1234057.0332
245 | 2610545.6597 | 1234032.9928 | 2610561.8154 | 1234018.4236 | 2610562.3929 | 1234017.943
246 | 2610545.6597 | 1234032.9928 | 2610538.3268 | 1234040.6085
247 | 2610526.1029 | 1234053.3039 | 2610538.3268 | 1234040.6085
248 | 2610526.1029 | 1234053.3039 | 2610516.9284 | 1234045.0965
249 | 2610526.1029 | 1234053.3039 | 2610515.8189 | 1234069.062 | 2610515.8189 | 1234069.062
250 | 2610320.4972 | 1233985.4489 | 2610325.0058 | 1233973.8385 | 2610325.6849 | 1233970.7045 | 2610326.025 | 1233966.6248 | 2610326.2973 | 1233959.6259
251 | 2610364.2556 | 1233972.0943 | 2610366.5884 | 1233936.3433
252 | 2610546.5784 | 1234159.2793 | 2610545.9858 | 1234157.0352 | 2610545.3065 | 1234155.9555 | 2610543.7806 | 1234154.1962 | 2610542.4804 | 1234153.2489 | 2610541.028 | 1234152.7572 | 2610539.3025 | 1234152.6429 | 2610538.1742 | 1234152.9078 | 2610537.4317 | 1234153.3289 | 2610525.8257 | 1234163.3924 | 2610525.0239 | 1234164.0123
253 | 2610234.1766 | 1234290.8453 | 2610236.7778 | 1234285.623
254 | 2610609.4748 | 1234148.9808 | 2610610.0815 | 1234143.7739
255 | 2610612.2616 | 1234181.2905 | 2610609.2879 | 1234160.1157 | 2610608.9773 | 1234155.9904 | 2610609.0207 | 1234152.8775 | 2610609.4748 | 1234148.9808
256 | 2610613.1805 | 1234197.2896 | 2610613.0251 | 1234186.7273 | 2610612.2616 | 1234181.2905
257 | 2610613.1805 | 1234197.2896 | 2610605.5351 | 1234197.6874 | 2610602.3646 | 1234197.7092
258 | 2610613.1805 | 1234197.2896 | 2610619.547 | 1234196.7116 | 2610630.3386 | 1234194.8487
259 | 2610631.8504 | 1234194.5878 | 2610630.3386 | 1234194.8487
260 | 2610345.1189 | 1234104.1856 | 2610350.0205 | 1234105.9729 | 2610351.9961 | 1234105.9763 | 2610353.3366 | 1234105.5339 | 2610354.8684 | 1234103.88 | 2610361.805 | 1234093.2856 | 2610362.4578 | 1234092.175
261 | 2610364.885 | 1234076.1917 | 2610365.5649 | 1234081.3182 | 2610365.545 | 1234084.031 | 2610365.1855 | 1234086.2094 | 2610364.7133 | 1234087.8652 | 2610364.0597 | 1234089.4205 | 2610362.4578 | 1234092.175
262 | 2610362.4578 | 1234092.175 | 2610360.2763 | 1234088.758 | 2610358.3427 | 1234086.3754 | 2610355.2367 | 1234083.5239 | 2610345.8949 | 1234076.9404
263 | 2610734.7372 | 1234316.2628 | 2610744.1091 | 1234294.0821
264 | 2610830.5012 | 1234221.7514 | 2610844.6313 | 1234300.2902
265 | 2610192.2611 | 1234023.9078 | 2610198.5884 | 1234019.8161 | 2610204.5356 | 1234016.6799 | 2610208.3723 | 1234015.1141
266 | 2610124.1455 | 1233997.1759 | 2610155.2802 | 1233991.3363 | 2610155.9589 | 1233997.3077
267 | 2610155.9589 | 1233997.3077 | 2610157.8529 | 1234014.1322 | 2610149.6946 | 1234016.9051
268 | 2610103.1477 | 1234689.8838 | 2610093.4703 | 1234681.1944 | 2610087.4867 | 1234674.9361 | 2610085.7381 | 1234672.8633
269 | 2610077.4937 | 1234663.0898 | 2610085.7381 | 1234672.8633
270 | 2610071.4051 | 1234656.2309 | 2610077.4937 | 1234663.0898 | 2610077.4937 | 1234663.0898
271 | 2610071.4051 | 1234656.2309 | 2610063.8486 | 1234665.1108
272 | 2610071.4051 | 1234656.2309 | 2610072.731 | 1234650.8633 | 2610072.7493 | 1234649.4036
273 | 2610025.1429 | 1234699.2127 | 2610031.237 | 1234698.289 | 2610045.8276 | 1234694.5001 | 2610047.3961 | 1234693.4243 | 2610048.7688 | 1234691.7589 | 2610049.2269 | 1234689.3582 | 2610050.2946 | 1234684.546 | 2610051.1788 | 1234680.8007 | 2610052.8409 | 1234678.0463 | 2610063.8486 | 1234665.1108
274 | 2610072.1979 | 1234643.847 | 2610072.7748 | 1234647.3612 | 2610072.7493 | 1234649.4036
275 | 2610409.9511 | 1234054.8348 | 2610415.4567 | 1234057.5794 | 2610418.2315 | 1234059.352
276 | 2610418.2315 | 1234059.352 | 2610410.9726 | 1234076.0934
277 | 2610409.9511 | 1234054.8348 | 2610407.1411 | 1234055.8639 | 2610399.9394 | 1234057.8526 | 2610394.5772 | 1234059.6888 | 2610389.9112 | 1234061.1891
278 | 2610379.1519 | 1234063.6422 | 2610381.9003 | 1234063.18 | 2610385.868 | 1234062.3753 | 2610388.7305 | 1234061.5687 | 2610389.9112 | 1234061.1891
279 | 2610379.1519 | 1234063.6422 | 2610380.0644 | 1234052.5148 | 2610380.1809 | 1234050.8251
280 | 2610365.2395 | 1234063.7959 | 2610369.0539 | 1234064.0805 | 2610373.2169 | 1234064.11 | 2610376.7142 | 1234063.8937 | 2610379.1519 | 1234063.6422
281 | 2610365.2395 | 1234063.7959 | 2610364.674 | 1234071.2773 | 2610364.73 | 1234073.9123 | 2610364.885 | 1234076.1917
282 | 2610365.2395 | 1234063.7959 | 2610363.2238 | 1234063.556
283 | 2610732.5141 | 1234083.1445 | 2610732.913 | 1234075.9409 | 2610733.383 | 1234071.3389 | 2610734.4653 | 1234067.205 | 2610734.904 | 1234066.0751
284 | 2610696.0061 | 1234379.0464 | 2610675.703 | 1234372.6279
285 | 2610655.529 | 1234367.5078 | 2610663.6839 | 1234369.4394 | 2610672.8078 | 1234371.7126 | 2610675.703 | 1234372.6279
286 | 2610788.039 | 1234231.1675 | 2610774.2423 | 1234224.774
287 | 2610788.039 | 1234231.1675 | 2610792.4668 | 1234226.973 | 2610796.7113 | 1234223.712 | 2610802.112 | 1234221.5204 | 2610806.9736 | 1234220.2062 | 2610816.6954 | 1234218.4672 | 2610821.8202 | 1234218.1207 | 2610824.2944 | 1234218.5699 | 2610826.9416 | 1234219.6309 | 2610830.5012 | 1234221.7514
288 | 2610746.7509 | 1234213.9939 | 2610728.8515 | 1234208.1848
289 | 2610746.7509 | 1234213.9939 | 2610753.1363 | 1234219.7866 | 2610764.7922 | 1234228.3239 | 2610765.8498 | 1234229.4821 | 2610766.6498 | 1234230.7843 | 2610766.8363 | 1234232.2966 | 2610766.5691 | 1234233.5636 | 2610765.6509 | 1234234.885 | 2610764.4839 | 1234235.6055 | 2610762.493 | 1234235.8021
290 | 2610728.8515 | 1234208.1848 | 2610704.0137 | 1234200.1239
291 | 2610726.3117 | 1234245.1761 | 2610729.2241 | 1234246.0818 | 2610730.8138 | 1234245.9513 | 2610732.3061 | 1234245.2535 | 2610733.3605 | 1234243.9546 | 2610739.7969 | 1234229.7798 | 2610740.8436 | 1234228.581 | 2610741.9268 | 1234228.1271 | 2610743.7358 | 1234228.1081 | 2610745.6423 | 1234228.5896 | 2610760.246 | 1234235.2421 | 2610762.493 | 1234235.8021
292 | 2610684.0799 | 1234194.7578 | 2610696.4918 | 1234197.6827 | 2610704.0137 | 1234200.1239
293 | 2610726.3117 | 1234245.1761 | 2610722.0023 | 1234263.1112
294 | 2610632.3862 | 1234363.6162 | 2610603.7241 | 1234359.8747
295 | 2610655.529 | 1234367.5078 | 2610655.0289 | 1234367.3894 | 2610648.5977 | 1234366.1216 | 2610639.359 | 1234364.5264 | 2610632.3862 | 1234363.6162
296 | 2610030.5115 | 1234085.6459 | 2610016.2948 | 1234088.2678
297 | 2610030.5115 | 1234085.6459 | 2610064.6036 | 1234079.3585 | 2610069.5967 | 1234078.5877
298 | 2610690.6784 | 1234252.0423 | 2610697.9344 | 1234254.3308 | 2610722.0023 | 1234263.1112
299 | 2610665.9534 | 1234191.7342 | 2610666.8394 | 1234191.7928 | 2610679.3779 | 1234193.6497 | 2610684.0799 | 1234194.7578
300 | 2610012.8862 | 1234293.4013 | 2610029.8912 | 1234274.1754
301 | 2610631.8504 | 1234194.5878 | 2610648.3556 | 1234191.9155 | 2610653.6169 | 1234191.4468 | 2610659.415 | 1234191.3015 | 2610665.9534 | 1234191.7342
302 | 2610631.8504 | 1234194.5878 | 2610634.1121 | 1234203.9197 | 2610634.5336 | 1234205.2323 | 2610635.5292 | 1234207.1908
303 | 2610635.5292 | 1234207.1908 | 2610633.5743 | 1234212.6462 | 2610633.1092 | 1234214.5799 | 2610632.8336 | 1234216.3138 | 2610632.7396 | 1234218.1147 | 2610632.9017 | 1234220.5943 | 2610633.2942 | 1234229.7116
304 | 2610007.9654 | 1234299.8638 | 2610011.531 | 1234294.9334 | 2610012.8862 | 1234293.4013
305 | 2610007.9654 | 1234299.8638 | 2610018.192 | 1234516.0009
306 | 2610006.4558 | 1234536.9495 | 2610010.4693 | 1234526.6389 | 2610012.8187 | 1234520.25 | 2610014.1614 | 1234518.429 | 2610018.192 | 1234516.0009
307 | 2610072.1979 | 1234643.847 | 2610006.4558 | 1234536.9495
308 | 2610124.1455 | 1233997.1759 | 2610121.1588 | 1233977.4256 | 2610121.3355 | 1233975.925
309 | 2610121.3355 | 1233975.925 | 2610054.2007 | 1233989.5576
310 | 2610050.4536 | 1233968.7789 | 2610054.2007 | 1233989.5576
311 | 2610025.1429 | 1234699.2127 | 2610032.8694 | 1234785.3668
312 | 2610032.8694 | 1234785.3668 | 2610036.0082 | 1234791.0867 | 2610035.8671 | 1234794.0104 | 2610034.7442 | 1234795.6874 | 2610031.1084 | 1234797.4935 | 2610019.4122 | 1234799.8857

## bus_geodata
| x | y | coords
0 | 2610414.6441 | 1234137.5046
1 | 2610432.4122 | 1234152.3775
2 | 2610401.3698 | 1234127.5306
3 | 2610435.715 | 1234155.4068
4 | 2610449.0427 | 1234169.0712
5 | 2610460.6153 | 1234191.0836
6 | 2610041.3558 | 1234110.0729
7 | 2610060.9852 | 1234106.1761
8 | 2610037.809 | 1234110.777
9 | 2610097.1879 | 1234098.9893
10 | 2610124.2859 | 1234093.0676
11 | 2610135.6637 | 1234078.8115
12 | 2610479.061 | 1234113.229
13 | 2610497.4197 | 1234119.9494
14 | 2610462.8556 | 1234104.7018
15 | 2610499.4917 | 1234112.4708
16 | 2610503.3815 | 1234132.6543
17 | 2610454.3254 | 1234116.9756
18 | 2610450.1608 | 1234091.5589
19 | 2610501.2042 | 1234105.9917
20 | 2610504.4155 | 1234138.4016
21 | 2610453.8405 | 1234117.6733
22 | 2610448.4631 | 1234089.4452
23 | 2610528.6338 | 1234107.6098
24 | 2610534.3287 | 1234105.8947
25 | 2610508.4892 | 1234156.7467
26 | 2610461.3389 | 1234076.0818
27 | 2610434.656 | 1234074.2344
28 | 2610808.7842 | 1234153.4544
29 | 2610808.8353 | 1234153.4773
30 | 2610795.9782 | 1234147.7202
31 | 2610801.3475 | 1234095.9429
32 | 2610791.8315 | 1234159.6644
33 | 2610812.1592 | 1234077.5291
34 | 2610817.6591 | 1234104.0192
35 | 2610770.4321 | 1234198.4159
36 | 2610802.1822 | 1234165.621
37 | 2610822.9943 | 1234082.258
38 | 2610751.8713 | 1234035.2392
39 | 2610896.2715 | 1234127.1439
40 | 2610759.8407 | 1234193.499
41 | 2610759.6185 | 1234217.9972
42 | 2610473.5878 | 1234191.1874
43 | 2610428.6525 | 1234194.7745
44 | 2610481.9597 | 1234191.2544
45 | 2610412.5109 | 1234193.9627
46 | 2610840.9124 | 1234434.8769
47 | 2610890.1796 | 1234415.2199
48 | 2610879.3806 | 1234389.4291
49 | 2610904.0528 | 1234403.0692
50 | 2610903.223 | 1234443.6674
51 | 2610749.0733 | 1234374.5732
52 | 2610745.6479 | 1234373.2277
53 | 2610925.9958 | 1234476.5302
54 | 2610729.4423 | 1234415.396
55 | 2610725.6785 | 1234424.9729
56 | 2610700.4696 | 1234408.0341
57 | 2610720.6824 | 1234383.2163
58 | 2610280.5239 | 1234181.8947
59 | 2610279.3674 | 1234170.4627
60 | 2610289.1827 | 1234201.1034
61 | 2610277.2071 | 1234149.1068
62 | 2610278.664 | 1234216.19
63 | 2610294.9467 | 1234193.0049
64 | 2610250.7532 | 1234113.8178
65 | 2610256.0316 | 1234090.6073
66 | 2610271.8832 | 1234225.9155
67 | 2610307.0126 | 1234170.4172
68 | 2610265.7686 | 1234234.6855
69 | 2610308.2159 | 1234166.262
70 | 2610535.1956 | 1234312.7357
71 | 2610538.895 | 1234297.9612
72 | 2610534.1543 | 1234316.8945
73 | 2610542.1752 | 1234287.6076
74 | 2610542.4297 | 1234280.6483
75 | 2610559.409 | 1234293.8358
76 | 2610547.0287 | 1234266.1094
77 | 2610569.2175 | 1234295.0136
78 | 2610150.4158 | 1234113.2965
79 | 2610169.3264 | 1234089.1826
80 | 2610139.2033 | 1234134.0065
81 | 2610177.1556 | 1234084.9366
82 | 2610137.4079 | 1234137.7129
83 | 2610119.3613 | 1234140.4991
84 | 2610189.1097 | 1234078.7245
85 | 2610126.9549 | 1234159.2914
86 | 2610186.7535 | 1234062.2327
87 | 2610201.0154 | 1234075.4122
88 | 2610194.2542 | 1234080.2009
89 | 2610117.0673 | 1234176.4865
90 | 2610550.365 | 1234141.7225
91 | 2610537.5722 | 1234146.6251
92 | 2610553.4316 | 1234119.6701
93 | 2610519.1767 | 1234152.8598
94 | 2610580.0241 | 1234123.2535
95 | 2610548.6669 | 1234102.9434
96 | 2610515.7679 | 1234171.1683
97 | 2610498.2136 | 1234167.8576
98 | 2610561.1706 | 1234100.921
99 | 2610631.1417 | 1234109.2161
100 | 2610617.872 | 1234106.863
101 | 2610633.5911 | 1234109.6505
102 | 2610598.3291 | 1234103.3975
103 | 2610586.6221 | 1234101.3214
104 | 2610580.0783 | 1234100.5834
105 | 2610262.2957 | 1233991.5236
106 | 2610262.0541 | 1233981.4459
107 | 2610260.6388 | 1234012.2288
108 | 2610254.5344 | 1234011.2298
109 | 2610298.7142 | 1234032.9401
110 | 2610230.5446 | 1234009.808
111 | 2610313.597 | 1234045.1176
112 | 2610314.9686 | 1234016.4186
113 | 2610229.6362 | 1234009.8491
114 | 2610303.6752 | 1234053.0497
115 | 2610334.7257 | 1234056.472
116 | 2610315.0861 | 1234015.8484
117 | 2610569.1109 | 1234220.2588
118 | 2610558.6852 | 1234196.4037
119 | 2610586.08 | 1234231.2006
120 | 2610552.155 | 1234195.3359
121 | 2610578.6805 | 1234197.5997
122 | 2610600.15 | 1234243.5048
123 | 2610549.2271 | 1234194.6081
124 | 2610580.9837 | 1234197.6494
125 | 2610626.0759 | 1234272.7883
126 | 2610212.8121 | 1234081.3066
127 | 2610214.4239 | 1234081.4027
128 | 2610173.4644 | 1234065.8582
129 | 2610227.9085 | 1234070.2745
130 | 2610146.0428 | 1234068.8453
131 | 2610219.3366 | 1234063.7075
132 | 2610249.903 | 1234066.7323
133 | 2610202.306 | 1233941.2533
134 | 2610227.5994 | 1233938.2465
135 | 2610172.4984 | 1233962.1398
136 | 2610278.8458 | 1233934.0423
137 | 2610172.5191 | 1233962.4926
138 | 2610323.852 | 1233931.8889
139 | 2610144.8357 | 1233965.806
140 | 2610173.6001 | 1233981.1057
141 | 2610327.3557 | 1233932.4286
142 | 2610169.4016 | 1233993.0057
143 | 2610403.9178 | 1234198.6782
144 | 2610397.793 | 1234193.3595
145 | 2610394.3201 | 1234190.123
146 | 2610254.628 | 1234083.1138
147 | 2610253.1003 | 1234077.8173
148 | 2610261.2667 | 1234064.0358
149 | 2610274.5803 | 1234060.8768
150 | 2610905.1221 | 1234691.993
151 | 2610940.5153 | 1234735.573
152 | 2610939.5272 | 1234734.0469
153 | 2610913.2993 | 1234744.0173
154 | 2611198.1287 | 1234689.6111
155 | 2611215.603 | 1234545.1006
156 | 2611256.1651 | 1234684.5059
157 | 2610874.6561 | 1234378.5783
158 | 2610931.2302 | 1234371.1309
159 | 2610860.5161 | 1234344.097
160 | 2610763.0633 | 1234330.1589
161 | 2610744.0972 | 1234320.7486
162 | 2610944.0144 | 1234354.1367
163 | 2610438.7402 | 1233993.1899
164 | 2610408.5079 | 1233979.4867
165 | 2610411.6896 | 1233973.6443
166 | 2610404.1823 | 1234004.9606
167 | 2610382.7167 | 1233971.2003
168 | 2610409.7943 | 1234040.5704
169 | 2610382.1814 | 1233971.0692
170 | 2610410.3903 | 1234046.125
171 | 2610373.8396 | 1234034.03
172 | 2610120.6549 | 1234213.0667
173 | 2610098.1528 | 1234225.6148
174 | 2610107.716 | 1234192.144
175 | 2610097.6134 | 1234241.2454
176 | 2610069.3779 | 1234237.33
177 | 2610116.1937 | 1234177.8572
178 | 2610096.0789 | 1234265.9358
179 | 2610049.7463 | 1234257.0175
180 | 2610119.6276 | 1234253.4595
181 | 2610095.0917 | 1234269.123
182 | 2610659.3585 | 1234395.7055
183 | 2610666.4086 | 1234397.2219
184 | 2610631.2138 | 1234390.7612
185 | 2610695.6471 | 1234406.3355
186 | 2610626.0721 | 1234387.8947
187 | 2610612.9027 | 1234383.5131
188 | 2610088.657 | 1234290.4794
189 | 2610084.8451 | 1234307.2196
190 | 2610128.1237 | 1234320.712
191 | 2610160.9085 | 1234304.9025
192 | 2610143.352 | 1234327.4607
193 | 2610132.1114 | 1234247.6965
194 | 2610144.6617 | 1234328.0411
195 | 2610465.6608 | 1234217.8378
196 | 2610465.3974 | 1234218.3595
197 | 2610459.3887 | 1234230.2608
198 | 2610470.6877 | 1234239.7307
199 | 2610457.5445 | 1234233.0815
200 | 2610484.4666 | 1234165.3028
201 | 2610444.5316 | 1234216.8489
202 | 2610442.4664 | 1234249.0355
203 | 2610463.4168 | 1234164.6058
204 | 2611298.018 | 1234666.2374
205 | 2611289.3657 | 1234673.4952
206 | 2611265.6273 | 1234711.6736
207 | 2611263.7239 | 1234702.1396
208 | 2611317.4503 | 1234797.2179
209 | 2610631.765 | 1234278.1616
210 | 2610657.6047 | 1234306.6127
211 | 2610641.8346 | 1234303.9822
212 | 2610665.9323 | 1234297.1218
213 | 2610686.6182 | 1234331.5804
214 | 2610609.3283 | 1234299.8303
215 | 2610691.1249 | 1234300.6322
216 | 2610706.1721 | 1234356.0425
217 | 2610580.4062 | 1234296.3572
218 | 2610702.732 | 1234303.7911
219 | 2610710.8963 | 1234361.9526
220 | 2610578.7713 | 1234069.2843
221 | 2610572.8739 | 1234057.0332
222 | 2610545.6597 | 1234032.9928
223 | 2610562.2234 | 1234100.8103
224 | 2610562.3929 | 1234017.943
225 | 2610538.3268 | 1234040.6085
226 | 2610526.1029 | 1234053.3039
227 | 2610326.2973 | 1233959.6259
228 | 2610320.4972 | 1233985.4489
229 | 2610366.5884 | 1233936.3433
230 | 2610364.2556 | 1233972.0942
231 | 2610527.7024 | 1234183.4562
232 | 2610525.0239 | 1234164.0123
233 | 2610546.5784 | 1234159.2793
234 | 2610515.8189 | 1234069.062
235 | 2610516.9284 | 1234045.0965
236 | 2610236.7778 | 1234285.623
237 | 2610234.1766 | 1234290.8453
238 | 2610152.5058 | 1234239.8334
239 | 2610610.0815 | 1234143.7739
240 | 2610609.4748 | 1234148.9808
241 | 2610612.2616 | 1234181.2905
242 | 2610613.1805 | 1234197.2896
243 | 2610602.3646 | 1234197.7092
244 | 2610630.3386 | 1234194.8487
245 | 2610310.5834 | 1234153.1888
246 | 2610345.1189 | 1234104.1856
247 | 2610362.4578 | 1234092.175
248 | 2610734.7372 | 1234316.2628
249 | 2610744.1091 | 1234294.0821
250 | 2610844.6313 | 1234300.2902
251 | 2610537.3108 | 1234209.196
252 | 2610192.2611 | 1234023.9078
253 | 2610155.9589 | 1233997.3077
254 | 2610288.2338 | 1234057.637
255 | 2610103.1477 | 1234689.8838
256 | 2610085.7381 | 1234672.8633
257 | 2610077.4937 | 1234663.0898
258 | 2610071.4051 | 1234656.2309
259 | 2610063.8486 | 1234665.1108
260 | 2610072.7493 | 1234649.4036
261 | 2610418.2315 | 1234059.352
262 | 2610409.9511 | 1234054.8348
263 | 2610410.9726 | 1234076.0934
264 | 2610389.9111 | 1234061.1891
265 | 2610466.4407 | 1234084.6515
266 | 2610379.1519 | 1234063.6422
267 | 2610364.885 | 1234076.1917
268 | 2610365.2395 | 1234063.7959
269 | 2610734.904 | 1234066.0751
270 | 2610732.5141 | 1234083.1445
271 | 2610696.0061 | 1234379.0464
272 | 2610675.703 | 1234372.6279
273 | 2610345.8949 | 1234076.9404
274 | 2610363.2238 | 1234063.556
275 | 2610774.2423 | 1234224.774
276 | 2610788.039 | 1234231.1675
277 | 2610746.7509 | 1234213.9939
278 | 2610830.5012 | 1234221.7514
279 | 2610728.8515 | 1234208.1848
280 | 2610762.493 | 1234235.8021
281 | 2610704.0137 | 1234200.1239
282 | 2610726.3117 | 1234245.1761
283 | 2610924.9889 | 1234311.9824
284 | 2610380.1809 | 1234050.8251
285 | 2610603.7241 | 1234359.8747
286 | 2610632.3862 | 1234363.6162
287 | 2610655.529 | 1234367.5078
288 | 2610016.2948 | 1234088.2678
289 | 2610030.5115 | 1234085.6459
290 | 2610069.5967 | 1234078.5877
291 | 2610722.0023 | 1234263.1112
292 | 2610690.6784 | 1234252.0423
293 | 2610684.0799 | 1234194.7578
294 | 2610029.8912 | 1234274.1754
295 | 2610665.9534 | 1234191.7342
296 | 2610631.8504 | 1234194.5878
297 | 2610635.5292 | 1234207.1908
298 | 2610633.2942 | 1234229.7116
299 | 2610012.8862 | 1234293.4013
300 | 2610007.9654 | 1234299.8638
301 | 2610018.192 | 1234516.0009
302 | 2610006.4558 | 1234536.9495
303 | 2610072.1979 | 1234643.847
304 | 2610149.6946 | 1234016.9051
305 | 2610124.1455 | 1233997.1759
306 | 2610121.3355 | 1233975.925
307 | 2610054.2007 | 1233989.5576
308 | 2610208.3723 | 1234015.1141
309 | 2610025.1429 | 1234699.2127
310 | 2610408.8038 | 1234283.3047
311 | 2610032.8694 | 1234785.3668
312 | 2610019.4122 | 1234799.8857
313 | 2610050.4536 | 1233968.7789
314 | 2610481.9597 | 1234191.2544

## line_std_types
| c_nf_per_km | r_ohm_per_km | x_ohm_per_km | max_i_ka | type | q_mm2 | alpha | voltage_rating
NAYY 4x50 SE | 210 | 0.642 | 0.083 | 0.142 | cs | 50 | 0.00403 | LV
NAYY 4x120 SE | 264 | 0.225 | 0.08 | 0.242 | cs | 120 | 0.00403 | LV
NAYY 4x150 SE | 261 | 0.208 | 0.08 | 0.27 | cs | 150 | 0.00403 | LV
NA2XS2Y 1x95 RM/25 12/20 kV | 216 | 0.313 | 0.132 | 0.252 | cs | 95 | 0.00403 | MV
NA2XS2Y 1x185 RM/25 12/20 kV | 273 | 0.161 | 0.117 | 0.362 | cs | 185 | 0.00403 | MV
NA2XS2Y 1x240 RM/25 12/20 kV | 304 | 0.122 | 0.112 | 0.421 | cs | 240 | 0.00403 | MV
NA2XS2Y 1x95 RM/25 6/10 kV | 315 | 0.313 | 0.123 | 0.249 | cs | 95 | 0.00403 | MV
NA2XS2Y 1x185 RM/25 6/10 kV | 406 | 0.161 | 0.11 | 0.358 | cs | 185 | 0.00403 | MV
NA2XS2Y 1x240 RM/25 6/10 kV | 456 | 0.122 | 0.105 | 0.416 | cs | 240 | 0.00403 | MV
NA2XS2Y 1x150 RM/25 12/20 kV | 250 | 0.206 | 0.116 | 0.319 | cs | 150 | 0.00403 | MV
NA2XS2Y 1x120 RM/25 12/20 kV | 230 | 0.253 | 0.119 | 0.283 | cs | 120 | 0.00403 | MV
NA2XS2Y 1x70 RM/25 12/20 kV | 190 | 0.443 | 0.132 | 0.22 | cs | 70 | 0.00403 | MV
NA2XS2Y 1x150 RM/25 6/10 kV | 360 | 0.206 | 0.11 | 0.315 | cs | 150 | 0.00403 | MV
NA2XS2Y 1x120 RM/25 6/10 kV | 340 | 0.253 | 0.113 | 0.28 | cs | 120 | 0.00403 | MV
NA2XS2Y 1x70 RM/25 6/10 kV | 280 | 0.443 | 0.123 | 0.217 | cs | 70 | 0.00403 | MV
N2XS(FL)2Y 1x120 RM/35 64/110 kV | 112 | 0.153 | 0.166 | 0.366 | cs | 120 | 0.00393 | HV
N2XS(FL)2Y 1x185 RM/35 64/110 kV | 125 | 0.099 | 0.156 | 0.457 | cs | 185 | 0.00393 | HV
N2XS(FL)2Y 1x240 RM/35 64/110 kV | 135 | 0.075 | 0.149 | 0.526 | cs | 240 | 0.00393 | HV
N2XS(FL)2Y 1x300 RM/35 64/110 kV | 144 | 0.06 | 0.144 | 0.588 | cs | 300 | 0.00393 | HV
15-AL1/3-ST1A 0.4 | 11 | 1.8769 | 0.35 | 0.105 | ol | 16 | 0.00403 | LV
24-AL1/4-ST1A 0.4 | 11.25 | 1.2012 | 0.335 | 0.14 | ol | 24 | 0.00403 | LV
48-AL1/8-ST1A 0.4 | 12.2 | 0.5939 | 0.3 | 0.21 | ol | 48 | 0.00403 | LV
94-AL1/15-ST1A 0.4 | 13.2 | 0.306 | 0.29 | 0.35 | ol | 94 | 0.00403 | LV
34-AL1/6-ST1A 10.0 | 9.7 | 0.8342 | 0.36 | 0.17 | ol | 34 | 0.00403 | MV
48-AL1/8-ST1A 10.0 | 10.1 | 0.5939 | 0.35 | 0.21 | ol | 48 | 0.00403 | MV
70-AL1/11-ST1A 10.0 | 10.4 | 0.4132 | 0.339 | 0.29 | ol | 70 | 0.00403 | MV
94-AL1/15-ST1A 10.0 | 10.75 | 0.306 | 0.33 | 0.35 | ol | 94 | 0.00403 | MV
122-AL1/20-ST1A 10.0 | 11.1 | 0.2376 | 0.323 | 0.41 | ol | 122 | 0.00403 | MV
149-AL1/24-ST1A 10.0 | 11.25 | 0.194 | 0.315 | 0.47 | ol | 149 | 0.00403 | MV
34-AL1/6-ST1A 20.0 | 9.15 | 0.8342 | 0.382 | 0.17 | ol | 34 | 0.00403 | MV
48-AL1/8-ST1A 20.0 | 9.5 | 0.5939 | 0.372 | 0.21 | ol | 48 | 0.00403 | MV
70-AL1/11-ST1A 20.0 | 9.7 | 0.4132 | 0.36 | 0.29 | ol | 70 | 0.00403 | MV
94-AL1/15-ST1A 20.0 | 10 | 0.306 | 0.35 | 0.35 | ol | 94 | 0.00403 | MV
122-AL1/20-ST1A 20.0 | 10.3 | 0.2376 | 0.344 | 0.41 | ol | 122 | 0.00403 | MV
149-AL1/24-ST1A 20.0 | 10.5 | 0.194 | 0.337 | 0.47 | ol | 149 | 0.00403 | MV
184-AL1/30-ST1A 20.0 | 10.75 | 0.1571 | 0.33 | 0.535 | ol | 184 | 0.00403 | MV
243-AL1/39-ST1A 20.0 | 11 | 0.1188 | 0.32 | 0.645 | ol | 243 | 0.00403 | MV
48-AL1/8-ST1A 110.0 | 8 | 0.5939 | 0.46 | 0.21 | ol | 48 | 0.00403 | HV
70-AL1/11-ST1A 110.0 | 8.4 | 0.4132 | 0.45 | 0.29 | ol | 70 | 0.00403 | HV
94-AL1/15-ST1A 110.0 | 8.65 | 0.306 | 0.44 | 0.35 | ol | 94 | 0.00403 | HV
122-AL1/20-ST1A 110.0 | 8.5 | 0.2376 | 0.43 | 0.41 | ol | 122 | 0.00403 | HV
149-AL1/24-ST1A 110.0 | 8.75 | 0.194 | 0.41 | 0.47 | ol | 149 | 0.00403 | HV
184-AL1/30-ST1A 110.0 | 8.8 | 0.1571 | 0.4 | 0.535 | ol | 184 | 0.00403 | HV
243-AL1/39-ST1A 110.0 | 9 | 0.1188 | 0.39 | 0.645 | ol | 243 | 0.00403 | HV
305-AL1/39-ST1A 110.0 | 9.2 | 0.0949 | 0.38 | 0.74 | ol | 305 | 0.00403 | HV
490-AL1/64-ST1A 110.0 | 9.75 | 0.059 | 0.37 | 0.96 | ol | 490 | 0.00403 | HV
679-AL1/86-ST1A 110.0 | 9.95 | 0.042 | 0.36 | 1.15 | ol | 679 | 0.00403 | HV
490-AL1/64-ST1A 220.0 | 10 | 0.059 | 0.285 | 0.96 | ol | 490 | 0.00403 | HV
679-AL1/86-ST1A 220.0 | 11.7 | 0.042 | 0.275 | 1.15 | ol | 679 | 0.00403 | HV
490-AL1/64-ST1A 380.0 | 11 | 0.059 | 0.253 | 0.96 | ol | 490 | 0.00403 | HV
679-AL1/86-ST1A 380.0 | 14.6 | 0.042 | 0.25 | 1.15 | ol | 679 | 0.00403 | HV

## trafo_std_types
| i0_percent | pfe_kw | vkr_percent | sn_mva | vn_lv_kv | vn_hv_kv | vk_percent | shift_degree | vector_group | tap_side | tap_neutral | tap_min | tap_max | tap_step_degree | tap_step_percent | tap_phase_shifter
160 MVA 380/110 kV | 0.06 | 60 | 0.25 | 160 | 110 | 380 | 12.2 | 0 | Yy0 | hv | 0 | -9 | 9 | 0 | 1.5 | FALSE
100 MVA 220/110 kV | 0.06 | 55 | 0.26 | 100 | 110 | 220 | 12 | 0 | Yy0 | hv | 0 | -9 | 9 | 0 | 1.5 | FALSE
63 MVA 110/20 kV | 0.04 | 22 | 0.32 | 63 | 20 | 110 | 18 | 150 | YNd5 | hv | 0 | -9 | 9 | 0 | 1.5 | FALSE
40 MVA 110/20 kV | 0.05 | 18 | 0.34 | 40 | 20 | 110 | 16.2 | 150 | YNd5 | hv | 0 | -9 | 9 | 0 | 1.5 | FALSE
25 MVA 110/20 kV | 0.07 | 14 | 0.41 | 25 | 20 | 110 | 12 | 150 | YNd5 | hv | 0 | -9 | 9 | 0 | 1.5 | FALSE
63 MVA 110/10 kV | 0.04 | 22 | 0.32 | 63 | 10 | 110 | 18 | 150 | YNd5 | hv | 0 | -9 | 9 | 0 | 1.5 | FALSE
40 MVA 110/10 kV | 0.05 | 18 | 0.34 | 40 | 10 | 110 | 16.2 | 150 | YNd5 | hv | 0 | -9 | 9 | 0 | 1.5 | FALSE
25 MVA 110/10 kV | 0.07 | 14 | 0.41 | 25 | 10 | 110 | 12 | 150 | YNd5 | hv | 0 | -9 | 9 | 0 | 1.5 | FALSE
0.25 MVA 20/0.4 kV | 0.32 | 0.8 | 1.44 | 0.25 | 0.4 | 20 | 6 | 150 | Yzn5 | hv | 0 | -2 | 2 | 0 | 2.5 | FALSE
0.4 MVA 20/0.4 kV | 0.3375 | 1.35 | 1.425 | 0.4 | 0.4 | 20 | 6 | 150 | Dyn5 | hv | 0 | -2 | 2 | 0 | 2.5 | FALSE
0.63 MVA 20/0.4 kV | 0.2619 | 1.65 | 1.206 | 0.63 | 0.4 | 20 | 6 | 150 | Dyn5 | hv | 0 | -2 | 2 | 0 | 2.5 | FALSE
0.25 MVA 10/0.4 kV | 0.24 | 0.6 | 1.2 | 0.25 | 0.4 | 10 | 4 | 150 | Dyn5 | hv | 0 | -2 | 2 | 0 | 2.5 | FALSE
0.4 MVA 10/0.4 kV | 0.2375 | 0.95 | 1.325 | 0.4 | 0.4 | 10 | 4 | 150 | Dyn5 | hv | 0 | -2 | 2 | 0 | 2.5 | FALSE
0.63 MVA 10/0.4 kV | 0.1873 | 1.18 | 1.0794 | 0.63 | 0.4 | 10 | 4 | 150 | Dyn5 | hv | 0 | -2 | 2 | 0 | 2.5 | FALSE

## trafo3w_std_types
| sn_hv_mva | sn_mv_mva | sn_lv_mva | vn_hv_kv | vn_mv_kv | vn_lv_kv | vk_hv_percent | vk_mv_percent | vk_lv_percent | vkr_hv_percent | vkr_mv_percent | vkr_lv_percent | pfe_kw | i0_percent | shift_mv_degree | shift_lv_degree | vector_group | tap_side | tap_neutral | tap_min | tap_max | tap_step_percent
63/25/38 MVA 110/20/10 kV | 63 | 25 | 38 | 110 | 20 | 10 | 10.4 | 10.4 | 10.4 | 0.28 | 0.32 | 0.35 | 35 | 0.89 | 0 | 0 | YN0yn0yn0 | hv | 0 | -10 | 10 | 1.2
63/25/38 MVA 110/10/10 kV | 63 | 25 | 38 | 110 | 10 | 10 | 10.4 | 10.4 | 10.4 | 0.28 | 0.32 | 0.35 | 35 | 0.89 | 0 | 0 | YN0yn0yn0 | hv | 0 | -10 | 10 | 1.2

## fuse_std_types
| fuse_type | i_rated_a | t_avg | t_min | t_total | x_avg | x_min | x_total
HV 100A | HV 100A | 100 | 0 | [10.0, 3.64, 0.854, 0.281, 0.1, 0.0531, 0.022, 0.01] | [10.0, 4.267, 1.21, 0.403, 0.1, 0.058, 0.022, 0.01] | 0 | [300.0, 350.0, 450.0, 550.0, 700.0, 850.0, 1200.0, 1752.0] | [600.0, 700.0, 900.0, 1150.0, 1665.0, 2000.0, 3000.0, 4313.0]
HV 10A | HV 10A | 10 | 0 | [10.0, 1675.0, 0.344, 0.156, 0.1, 0.0417, 0.0171, 0.01] | [10.0, 1.3, 0.3, 0.155, 0.1, 0.0555, 0.023, 0.01] | 0 | [30.0, 32.0, 35.0, 37.0, 39.0, 50.0, 70.0, 88.0] | [60.0, 70.0, 80.0, 87.0, 94.0, 110.0, 150.0, 216.0]
HV 125A | HV 125A | 125 | 0 | [10.0, 1.82, 0.344, 0.1, 0.0467, 0.0269, 0.01] | [10.0, 2.478, 0.426, 0.1, 0.0427, 0.0211, 0.01] | 0 | [375.0, 500.0, 700.0, 925.0, 1200.0, 1500.0, 2341.0] | [750.0, 1000.0, 1500.0, 2200.0, 3000.0, 4000.0, 5765.0]
HV 160A | HV 160A | 160 | 0 | [10.0, 4.15, 1.03, 0.198, 0.1, 0.051, 0.0172, 0.01] | [10.0, 2.3, 0.734, 0.274, 0.1, 0.046, 0.0177, 0.01] | 0 | [480.0, 550.0, 700.0, 1000.0, 1260.0, 1600.0, 2500.0, 3227.0] | [960.0, 1300.0, 1700.0, 2200.0, 2996.0, 4000.0, 6000.0, 7946.0]
HV 16A | HV 16A | 16 | 0 | [10.0, 0.352, 0.164, 0.1, 0.0649, 0.0342, 0.01] | [10.0, 2.34, 0.722, 0.181, 0.1, 0.055, 0.0296, 0.01] | 0 | [48.0, 60.0, 65.0, 71.0, 80.0, 100.0, 162.0] | [96.0, 110.0, 125.0, 150.0, 168.0, 200.0, 250.0, 398.0]
HV 200A | HV 200A | 200 | 0 | [10.0, 4.267, 1.21, 0.403, 0.1, 0.058, 0.022, 0.01] | [10.0, 3.73, 1.654, 0.328, 0.1, 0.0531, 0.019, 0.01] | 0 | [600.0, 700.0, 900.0, 1150.0, 1665.0, 2000.0, 3000.0, 4313.0] | [1200.0, 1500.0, 1800.0, 2700.0, 3960.0, 5000.0, 7500.0, 10620.0]
HV 20A | HV 20A | 20 | 0 | [10.0, 1.3, 0.3, 0.155, 0.1, 0.0555, 0.023, 0.01] | [10.0, 1.3, 0.161, 0.1, 0.0611, 0.0399, 0.0141, 0.01] | 0 | [60.0, 70.0, 80.0, 87.0, 94.0, 110.0, 150.0, 216.0] | [120.0, 150.0, 200.0, 223.0, 260.0, 300.0, 450.0, 532.0]
HV 25A | HV 25A | 25 | 0 | [10.0, 2.512, 0.833, 0.299, 0.1, 0.0372, 0.0223, 0.01] | [10.0, 3.125, 0.597, 0.198, 0.1, 0.0378, 0.022, 0.01] | 0 | [75.0, 82.0, 90.0, 100.0, 124.0, 170.0, 200.0, 289.0] | [150.0, 170.0, 210.0, 250.0, 294.0, 400.0, 500.0, 711.0]
HV 31.5A | HV 31.5A | 31.5 | 0 | [10.0, 2.34, 0.722, 0.181, 0.1, 0.055, 0.0296, 0.01] | [10.0, 2.84, 0.368, 0.164, 0.1, 0.0621, 0.0378, 0.0195, 0.01] | 0 | [95.0, 110.0, 125.0, 150.0, 165.0, 200.0, 250.0, 390.0] | [189.0, 220.0, 300.0, 350.0, 393.0, 450.0, 530.0, 700.0, 960.0]
HV 40A | HV 40A | 40 | 0 | [10.0, 1.3, 0.161, 0.1, 0.0611, 0.0399, 0.0141, 0.01] | [10.0, 2.05, 0.369, 0.198, 0.1, 0.051, 0.0298, 0.01] | 0 | [120.0, 150.0, 200.0, 223.0, 260.0, 300.0, 450.0, 532.0] | [240.0, 300.0, 400.0, 450.0, 530.0, 650.0, 800.0, 1311.0]
HV 50A | HV 50A | 50 | 0 | [10.0, 3.215, 0.597, 0.198, 0.1, 0.0378, 0.022, 0.01] | [10.0, 3.64, 0.854, 0.281, 0.1, 0.0531, 0.022, 0.01] | 0 | [150.0, 170.0, 210.0, 250.0, 294.0, 400.0, 500.0, 711.0] | [300.0, 350.0, 450.0, 550.0, 700.0, 850.0, 1200.0, 1752.0]
HV 6.3A | HV 6.3A | 6.3 | 0 | [10.0, 1.39, 0.344, 0.168, 0.1, 0.056, 0.0263, 0.01] | [10.0, 1.711, 0.516, 0.198, 0.1, 0.0634, 0.0303, 0.01] | 0 | [19.0, 19.5, 20.4, 20.8, 22.0, 25.0, 32.0, 48.0] | [38.0, 40.0, 43.0, 48.0, 53.0, 60.0, 75.0, 118.0]
HV 63A | HV 63A | 63 | 0 | [10.0, 2.84, 0.368, 0.164, 0.1, 0.0621, 0.0378, 0.0195, 0.01] | [10.0, 1.82, 0.344, 0.1, 0.0467, 0.0269, 0.01] | 0 | [189.0, 220.0, 300.0, 350.0, 393.0, 450.0, 530.0, 700.0, 961.0] | [378.0, 500.0, 700.0, 934.0, 1200.0, 1500.0, 2366.0]
HV 80A | HV 80A | 80 | 0 | [10.0, 2.05, 0.369, 0.198, 0.1, 0.051, 0.0298, 0.01] | [10.0, 4.15, 1.03, 0.198, 0.1, 0.051, 0.0172, 0.01] | 0 | [240.0, 300.0, 400.0, 450.0, 530.0, 650.0, 800.0, 1311.0] | [480.0, 550.0, 700.0, 1000.0, 1260.0, 1600.0, 2500.0, 3227.0]
Siemens NH-1-100 | Siemens NH-1-100 | 100 | [5400.0, 2000.0, 400.0, 20.0, 1.0, 0.2, 0.012, 0.004] | 0 | 0 | [150.0, 190.0, 250.0, 430.0, 900.0, 1250.0, 2700.0, 3600.0] | 0 | 0
Siemens NH-1-125 | Siemens NH-1-125 | 125 | [4800.0, 120.0, 7.0, 0.1, 0.004] | 0 | 0 | [180.0, 400.0, 740.0, 2000.0, 4250.0] | 0 | 0
Siemens NH-1-16 | Siemens NH-1-16 | 16 | [4000.0, 400.0, 2.0, 0.1, 0.04, 0.01] | 0 | 0 | [26.0, 35.0, 75.0, 150.0, 200.0, 300.0] | 0 | 0
Siemens NH-1-160 | Siemens NH-1-160 | 160 | [4800.0, 120.0, 7.0, 0.1, 0.004] | 0 | 0 | [210.0, 500.0, 900.0, 2300.0, 5000.0] | 0 | 0
Siemens NH-1-25 | Siemens NH-1-25 | 25 | [4000.0, 1000.0, 10.0, 0.2, 0.02, 0.01] | 0 | 0 | [40.0, 50.0, 100.0, 210.0, 400.0, 500.0] | 0 | 0
Siemens NH-1-50 | Siemens NH-1-50 | 50 | [4000.0, 40.0, 4.0, 1.0, 0.02, 0.01] | 0 | 0 | [86.0, 200.0, 300.0, 400.0, 1000.0, 1280.0] | 0 | 0
Siemens NH-1-63 | Siemens NH-1-63 | 63 | [4000.0, 100.0, 10.0, 2.0, 0.04, 0.01] | 0 | 0 | [100.0, 200.0, 300.0, 400.0, 1000.0, 1500.0] | 0 | 0
Siemens NH-1-80 | Siemens NH-1-80 | 80 | [4800.0, 120.0, 7.0, 0.1, 0.01] | 0 | 0 | [150.58, 250.0, 450.0, 1150.0, 2470.0] | 0 | 0
Siemens NH-2-1000 | Siemens NH-2-1000 | 1000 | [4800.0, 120.0, 7.0, 0.1, 0.004] | 0 | 0 | [1900.0, 3500.0, 8400.0, 24000.0, 52000.0] | 0 | 0
Siemens NH-2-200 | Siemens NH-2-200 | 200 | [4800.0, 120.0, 7.0, 0.1, 0.004] | 0 | 0 | [280.0, 650.0, 1200.0, 3000.0, 7000.0] | 0 | 0
Siemens NH-2-224 | Siemens NH-2-224 | 224 | [4800.0, 120.0, 7.0, 0.2, 0.04, 0.004] | 0 | 0 | [400.0, 750.0, 1453.0, 3025.0, 4315.0, 7600.0] | 0 | 0
Siemens NH-2-250 | Siemens NH-2-250 | 250 | [4800.0, 120.0, 7.0, 0.1, 0.004] | 0 | 0 | [450.0, 800.0, 1650.0, 4000.0, 8500.0] | 0 | 0
Siemens NH-2-315 | Siemens NH-2-315 | 315 | [4800.0, 120.0, 7.0, 0.1, 0.004] | 0 | 0 | [550.0, 920.0, 1900.0, 5000.0, 11000.0] | 0 | 0
Siemens NH-2-355 | Siemens NH-2-355 | 355 | [4800.0, 120.0, 6.0, 0.1, 0.004] | 0 | 0 | [650.0, 1116.27, 2350.0, 5840.0, 12790.0] | 0 | 0
Siemens NH-2-400 | Siemens NH-2-400 | 400 | [4800.0, 120.0, 7.0, 0.1, 0.004] | 0 | 0 | [720.0, 1350.0, 2800.0, 6500.0, 15000.0] | 0 | 0
Siemens NH-2-425 | Siemens NH-2-425 | 425 | [4800.0, 120.0, 7.0, 0.1, 0.004] | 0 | 0 | [850.0, 1500.0, 3050.0, 7500.0, 16500.0] | 0 | 0
Siemens NH-2-630 | Siemens NH-2-630 | 630 | [4800.0, 120.0, 7.0, 0.1, 0.004] | 0 | 0 | [1200.0, 2000.0, 4800.0, 12000.0, 26000.0] | 0 | 0

## res_bus
| vm_pu | va_degree | p_mw | q_mvar
0 | 0.99929 | -0.013609 | 0.0027695 | 0.00069411
1 | 0.99939 | -0.011782 | 0.0020629 | 0.00051701
2 | 0.99927 | -0.014114 | 0.0017425 | 0.00043672
3 | 0.99941 | -0.011267 | 0.001928 | 0.0004832
4 | 0.99956 | -0.0084281 | 0.0018505 | 0.00046378
5 | 0.9998 | -0.0039263 | 0 | 0
6 | 0.97794 | -0.42457 | 0.002323 | 0.0005822
7 | 0.97799 | -0.42349 | 0.0011186 | 0.00028035
8 | 0.97794 | -0.42461 | 0.00065217 | 0.00016345
9 | 0.97813 | -0.42073 | 0.00073324 | 0.00018377
10 | 0.97826 | -0.41829 | 0 | 0
11 | 0.97834 | -0.41669 | 0 | 0
12 | 0.99129 | -0.16573 | 0.001079 | 0.00027042
13 | 0.99222 | -0.1479 | 0 | 0
14 | 0.99042 | -0.18245 | 0 | 0
15 | 0.99222 | -0.14804 | 0 | 0
16 | 0.99292 | -0.13453 | 0.0042294 | 0.00106
17 | 0.99032 | -0.18444 | 0.0013722 | 0.0003439
18 | 0.98958 | -0.19853 | 0.0029234 | 0.00073267
19 | 0.99221 | -0.14815 | 0.00099259 | 0.00024877
20 | 0.99321 | -0.12909 | 0.0024295 | 0.0006089
21 | 0.99031 | -0.18453 | 0.0061251 | 0.0015351
22 | 0.98946 | -0.20088 | 0 | 0
23 | 0.98889 | -0.21272 | 0.005542 | 0.0013889
24 | 0.98892 | -0.21213 | 0 | 0
25 | 0.99414 | -0.11136 | 0 | 0
26 | 0.98943 | -0.20133 | 0 | 0
27 | 0.98854 | -0.21854 | 0.0027688 | 0.00069392
28 | 0.98153 | -0.35501 | 0.0026924 | 0.00067479
29 | 0.98153 | -0.35501 | 0.00087322 | 0.00021885
30 | 0.98158 | -0.35411 | 0 | 0
31 | 0.98107 | -0.36414 | 0 | 0
32 | 0.98175 | -0.35086 | 0 | 0
33 | 0.98088 | -0.36779 | 0 | 0
34 | 0.98102 | -0.36501 | 0.0014693 | 0.00036824
35 | 0.98238 | -0.33848 | 0 | 0
36 | 0.98173 | -0.35113 | 0.00128 | 0.00032079
37 | 0.98083 | -0.36885 | 0.0049595 | 0.001243
38 | 0.98067 | -0.37187 | 0 | 0
39 | 0.98094 | -0.36676 | 0.0011734 | 0.00029408
40 | 0.98237 | -0.33859 | 0.00050981 | 0.00012777
41 | 0.98271 | -0.33203 | 0 | 0
42 | 1 | 0 | -0.52755 | -0.1347
43 | 0.99959 | -0.0078586 | 0.0011155 | 0.00027957
44 | 0.99903 | -0.018298 | 0 | 0
45 | 0.99949 | -0.0097587 | 0.00089032 | 0.00022314
46 | 0.97652 | -0.45308 | 0.0010632 | 0.00026645
47 | 0.97657 | -0.45204 | 0 | 0
48 | 0.97707 | -0.44228 | 0 | 0
49 | 0.97647 | -0.45399 | 0.00092127 | 0.00023089
50 | 0.97621 | -0.45909 | 0.0013585 | 0.00034047
51 | 0.98078 | -0.36986 | 0.0013067 | 0.0003275
52 | 0.98078 | -0.36977 | 0.0015733 | 0.00039432
53 | 0.97581 | -0.46708 | 0.00076277 | 0.00019117
54 | 0.98003 | -0.38453 | 0 | 0
55 | 0.98002 | -0.38473 | 0.0010844 | 0.00027178
56 | 0.9797 | -0.39099 | 0.0014205 | 0.00035602
57 | 0.98042 | -0.3768 | 0 | 0
58 | 0.97701 | -0.44288 | 0.002124 | 0.00053232
59 | 0.97719 | -0.43932 | 0.0011229 | 0.00028141
60 | 0.9767 | -0.44889 | 0 | 0
61 | 0.97755 | -0.43222 | 0.0060744 | 0.0015224
62 | 0.97655 | -0.45184 | 0.0015166 | 0.00038009
63 | 0.97665 | -0.45 | 0.0017528 | 0.0004393
64 | 0.97854 | -0.41278 | 0.002064 | 0.00051728
65 | 0.97913 | -0.40117 | 0.002935 | 0.00073558
66 | 0.97647 | -0.45341 | 0.0025988 | 0.00065132
67 | 0.97654 | -0.45204 | 0.0011574 | 0.00029007
68 | 0.97643 | -0.45432 | 0.001643 | 0.00041179
69 | 0.97653 | -0.45229 | 0.0015138 | 0.0003794
70 | 0.98049 | -0.37546 | 0.0037593 | 0.00094217
71 | 0.98061 | -0.37316 | 0.0014564 | 0.00036501
72 | 0.98047 | -0.37582 | 0.0045836 | 0.0011488
73 | 0.98071 | -0.37122 | 0 | 0
74 | 0.98069 | -0.37163 | 0.0016839 | 0.00042203
75 | 0.98094 | -0.36667 | 0.0012735 | 0.00031916
76 | 0.98067 | -0.37204 | 0.0015039 | 0.0003769
77 | 0.98107 | -0.36411 | 0.00067376 | 0.00016886
78 | 0.97805 | -0.42244 | 0.0027272 | 0.0006835
79 | 0.97849 | -0.41382 | 0.0003517 | 8.8145e-05
80 | 0.97773 | -0.42871 | 0 | 0
81 | 0.97861 | -0.41133 | 0.00026419 | 6.6213e-05
82 | 0.97767 | -0.42976 | 0.002278 | 0.00057093
83 | 0.97767 | -0.42978 | 0.0027615 | 0.00069209
84 | 0.97881 | -0.40754 | 0 | 0
85 | 0.97738 | -0.43559 | 0.0018409 | 0.00046136
86 | 0.9787 | -0.40966 | 0 | 0
87 | 0.97901 | -0.40353 | 0.00046403 | 0.0001163
88 | 0.97879 | -0.40779 | 0.00018576 | 4.6557e-05
89 | 0.97714 | -0.44026 | 0.0030285 | 0.00075901
90 | 0.99125 | -0.16697 | 0.0057054 | 0.0014299
91 | 0.99206 | -0.15135 | 0.010563 | 0.0026472
92 | 0.99009 | -0.18942 | 0 | 0
93 | 0.99335 | -0.12652 | 0.0033344 | 0.00083569
94 | 0.98997 | -0.19182 | 0.0050321 | 0.0012612
95 | 0.98831 | -0.22397 | 0.002585 | 0.00064786
96 | 0.99341 | -0.12525 | 0 | 0
97 | 0.99583 | -0.07901 | 0 | 0
98 | 0.98781 | -0.23366 | 0.002381 | 0.00059673
99 | 0.98648 | -0.25959 | 0.0068426 | 0.0017149
100 | 0.9866 | -0.25728 | 0.0032457 | 0.00081344
101 | 0.98647 | -0.25971 | 0.0027411 | 0.00068699
102 | 0.98683 | -0.25272 | 0.0032599 | 0.000817
103 | 0.98701 | -0.24929 | 0.0077832 | 0.0019506
104 | 0.98715 | -0.24648 | 0 | 0
105 | 0.97931 | -0.3976 | 0.0021004 | 0.00052641
106 | 0.9793 | -0.39786 | 0.0014277 | 0.0003578
107 | 0.97938 | -0.39626 | 0 | 0
108 | 0.97919 | -0.40001 | 0.00074034 | 0.00018555
109 | 0.98088 | -0.36691 | 0 | 0
110 | 0.97846 | -0.41429 | 0.0011266 | 0.00028236
111 | 0.98159 | -0.35317 | 0 | 0
112 | 0.98082 | -0.36805 | 0.0013846 | 0.00034702
113 | 0.97843 | -0.41481 | 0.0017283 | 0.00043316
114 | 0.98125 | -0.3598 | 0.0036504 | 0.00091489
115 | 0.98244 | -0.33656 | 0.0027125 | 0.0006798
116 | 0.98082 | -0.36806 | 0.0012313 | 0.00030858
117 | 0.9898 | -0.19452 | 0 | 0
118 | 0.99134 | -0.16497 | 0 | 0
119 | 0.98862 | -0.21733 | 0.0013963 | 0.00034994
120 | 0.9916 | -0.16003 | 0 | 0
121 | 0.99086 | -0.17433 | 0.0045774 | 0.0011472
122 | 0.98754 | -0.23828 | 0.00066786 | 0.00016738
123 | 0.99172 | -0.15779 | 0 | 0
124 | 0.9908 | -0.17536 | 0.0020444 | 0.00051236
125 | 0.98531 | -0.28134 | 0.00077171 | 0.00019341
126 | 0.97875 | -0.4086 | 0.00081713 | 0.00020479
127 | 0.97875 | -0.40864 | 0.0015563 | 0.00039005
128 | 0.97861 | -0.4114 | 0.00036515 | 9.1515e-05
129 | 0.97947 | -0.3946 | 0 | 0
130 | 0.97843 | -0.41496 | 0 | 0
131 | 0.97945 | -0.39494 | 0.0017639 | 0.00044208
132 | 0.97985 | -0.38718 | 0 | 0
133 | 0.97521 | -0.47807 | 0.0015748 | 0.00039467
134 | 0.97494 | -0.48351 | 0.003135 | 0.0007857
135 | 0.97579 | -0.46673 | 0.0022379 | 0.00056087
136 | 0.97453 | -0.49156 | 0.0030101 | 0.0007544
137 | 0.97579 | -0.46663 | 0 | 0
138 | 0.9743 | -0.49612 | 0 | 0
139 | 0.97577 | -0.46715 | 0.0010207 | 0.00025582
140 | 0.97608 | -0.461 | 0.0022641 | 0.00056744
141 | 0.97428 | -0.49648 | 0 | 0
142 | 0.9763 | -0.45662 | 0 | 0
143 | 0.99945 | -0.010651 | 0.0012864 | 0.00032239
144 | 0.99942 | -0.011178 | 0.0016926 | 0.0004242
145 | 0.99941 | -0.011345 | 0.0020169 | 0.00050549
146 | 0.97934 | -0.39707 | 0.0018248 | 0.00045734
147 | 0.9795 | -0.39396 | 0.0013584 | 0.00034045
148 | 0.98013 | -0.38157 | 0.0023595 | 0.00059135
149 | 0.98048 | -0.37485 | 0.0019323 | 0.00048429
150 | 0.97376 | -0.50739 | 0 | 0
151 | 0.97299 | -0.52275 | 0.0031582 | 0.00079153
152 | 0.97298 | -0.52278 | 0.00084566 | 0.00021194
153 | 0.97326 | -0.51741 | 0 | 0
154 | 0.97149 | -0.55237 | 0 | 0
155 | 0.97098 | -0.56247 | 0.0012943 | 0.00032438
156 | 0.97116 | -0.55899 | 0 | 0
157 | 0.97728 | -0.43814 | 0.0033793 | 0.00084694
158 | 0.97628 | -0.45773 | 0.0010026 | 0.00025127
159 | 0.97806 | -0.42284 | 0.00081002 | 0.00020301
160 | 0.98211 | -0.34372 | 0.0015274 | 0.0003828
161 | 0.98214 | -0.34313 | 0.0015361 | 0.00038497
162 | 0.97621 | -0.45923 | 0 | 0
163 | 0.98597 | -0.26824 | 0.0052351 | 0.001312
164 | 0.98613 | -0.26512 | 0 | 0
165 | 0.98609 | -0.26601 | 0 | 0
166 | 0.98644 | -0.25919 | 0.0015103 | 0.00037853
167 | 0.98589 | -0.26987 | 0.0032158 | 0.00080596
168 | 0.98691 | -0.25006 | 0 | 0
169 | 0.98589 | -0.26991 | 0.0041834 | 0.0010485
170 | 0.98699 | -0.24836 | 0.0024493 | 0.00061385
171 | 0.98681 | -0.25192 | 0.0028406 | 0.00071192
172 | 0.97632 | -0.45631 | 0.00098773 | 0.00024755
173 | 0.97635 | -0.45584 | 0 | 0
174 | 0.97694 | -0.44417 | 0 | 0
175 | 0.97609 | -0.46079 | 0.0019852 | 0.00049755
176 | 0.97654 | -0.45192 | 0.0015582 | 0.00039053
177 | 0.97712 | -0.44062 | 0.0017646 | 0.00044224
178 | 0.97574 | -0.46773 | 0 | 0
179 | 0.97637 | -0.45535 | 0.0028581 | 0.00071631
180 | 0.97562 | -0.47009 | 0.0017766 | 0.00044526
181 | 0.97571 | -0.46837 | 0.0039004 | 0.00097754
182 | 0.97934 | -0.39807 | 0.0021051 | 0.00052758
183 | 0.97939 | -0.39703 | 0.0012125 | 0.00030387
184 | 0.97918 | -0.4011 | 0.002253 | 0.00056465
185 | 0.97965 | -0.39194 | 0.0010824 | 0.00027127
186 | 0.97916 | -0.40148 | 0.0019541 | 0.00048973
187 | 0.97914 | -0.40189 | 0.0016146 | 0.00040465
188 | 0.97557 | -0.47106 | 0.0022973 | 0.00057575
189 | 0.97551 | -0.47241 | 0 | 0
190 | 0.97533 | -0.47596 | 0 | 0
191 | 0.97526 | -0.47726 | 0.0017478 | 0.00043803
192 | 0.97529 | -0.47673 | 0.0012726 | 0.00031895
193 | 0.97558 | -0.47086 | 0.00092088 | 0.00023079
194 | 0.97528 | -0.47676 | 0.0012594 | 0.00031564
195 | 0.99863 | -0.025988 | 0.0019003 | 0.00047627
196 | 0.99863 | -0.026113 | 0.0026548 | 0.00066535
197 | 0.99851 | -0.028338 | 0 | 0
198 | 0.9985 | -0.028586 | 0.00096296 | 0.00024134
199 | 0.99848 | -0.028843 | 0 | 0
200 | 0.99578 | -0.079956 | 0.0017726 | 0.00044425
201 | 0.99846 | -0.029306 | 0.001275 | 0.00031954
202 | 0.99834 | -0.031656 | 0.00055228 | 0.00013841
203 | 0.99574 | -0.080725 | 0.002071 | 0.00051904
204 | 0.97106 | -0.56085 | 0.0021613 | 0.00054166
205 | 0.97109 | -0.56039 | 0 | 0
206 | 0.97109 | -0.56027 | 0 | 0
207 | 0.97111 | -0.55994 | 0.00083229 | 0.00020859
208 | 0.97092 | -0.56366 | 0.0018345 | 0.00045977
209 | 0.98488 | -0.28985 | 0.00089916 | 0.00022535
210 | 0.98273 | -0.33164 | 0 | 0
211 | 0.98239 | -0.33833 | 0.0018039 | 0.00045211
212 | 0.98261 | -0.33392 | 0.0013539 | 0.00033931
213 | 0.98177 | -0.35037 | 0.0017084 | 0.00042817
214 | 0.98174 | -0.35099 | 0.0022403 | 0.00056146
215 | 0.98242 | -0.33776 | 0.0010977 | 0.00027511
216 | 0.98105 | -0.36456 | 0.0010769 | 0.0002699
217 | 0.98123 | -0.36107 | 0.0041864 | 0.0010492
218 | 0.98234 | -0.33934 | 0.0020742 | 0.00051984
219 | 0.98088 | -0.36785 | 0 | 0
220 | 0.98675 | -0.25426 | 0.0025936 | 0.00065002
221 | 0.98661 | -0.25701 | 0 | 0
222 | 0.98622 | -0.26462 | 0 | 0
223 | 0.98777 | -0.23442 | 0.0026331 | 0.00065992
224 | 0.98618 | -0.26541 | 0.0019471 | 0.00048798
225 | 0.98613 | -0.26639 | 0.001458 | 0.0003654
226 | 0.986 | -0.26888 | 0 | 0
227 | 0.97419 | -0.49823 | 0.0016816 | 0.00042144
228 | 0.97415 | -0.49912 | 0.0018191 | 0.00045591
229 | 0.97421 | -0.49793 | 0 | 0
230 | 0.97414 | -0.49925 | 0.0020014 | 0.0005016
231 | 0.99268 | -0.13932 | 0.01392 | 0.0034886
232 | 0.99331 | -0.12713 | 0.0053139 | 0.0013318
233 | 0.99321 | -0.12909 | 0.0037926 | 0.0009505
234 | 0.98591 | -0.27059 | 0.0050715 | 0.001271
235 | 0.98597 | -0.2695 | 0.0028055 | 0.00070313
236 | 0.97626 | -0.45755 | 0.0016899 | 0.00042352
237 | 0.97625 | -0.45769 | 0.0013167 | 0.00032999
238 | 0.97554 | -0.47171 | 0.002126 | 0.00053284
239 | 0.98957 | -0.19916 | 0.0059163 | 0.0014828
240 | 0.9896 | -0.19861 | 0.0032418 | 0.00081248
241 | 0.98987 | -0.19331 | 0.0046235 | 0.0011588
242 | 0.99008 | -0.18937 | 0 | 0
243 | 0.99032 | -0.18473 | 0.0020921 | 0.00052434
244 | 0.98941 | -0.20214 | 0.012092 | 0.0030306
245 | 0.97651 | -0.4527 | 0.0016755 | 0.00041993
246 | 0.98427 | -0.30101 | 0.00060708 | 0.00015215
247 | 0.98428 | -0.30074 | 0 | 0
248 | 0.98217 | -0.34256 | 0.0014462 | 0.00036245
249 | 0.98216 | -0.34285 | 0.00066305 | 0.00016618
250 | 0.97907 | -0.40306 | 0.00031228 | 7.8264e-05
251 | 0.99167 | -0.15864 | 0.002442 | 0.00061202
252 | 0.97733 | -0.4364 | 0 | 0
253 | 0.97611 | -0.46038 | 0 | 0
254 | 0.98083 | -0.36784 | 0 | 0
255 | 0.97231 | -0.53532 | 0.0013162 | 0.00032988
256 | 0.97234 | -0.53473 | 0.00585 | 0.0014661
257 | 0.97243 | -0.53304 | 0.00083432 | 0.0002091
258 | 0.9725 | -0.53169 | 0 | 0
259 | 0.9724 | -0.53347 | 0.00083506 | 0.00020929
260 | 0.9726 | -0.52959 | 0.00053409 | 0.00013386
261 | 0.98756 | -0.23741 | 0 | 0
262 | 0.98715 | -0.24532 | 0 | 0
263 | 0.98752 | -0.23818 | 0.0023428 | 0.00058715
264 | 0.98633 | -0.26118 | 0.0029709 | 0.00074457
265 | 0.98942 | -0.20157 | 0.0013601 | 0.00034087
266 | 0.9859 | -0.26937 | 0 | 0
267 | 0.98491 | -0.28862 | 0 | 0
268 | 0.98537 | -0.2796 | 0 | 0
269 | 0.98058 | -0.3738 | 0.00096572 | 0.00024203
270 | 0.98054 | -0.37444 | 0.0020511 | 0.00051405
271 | 0.98023 | -0.38064 | 0.0015137 | 0.00037937
272 | 0.98009 | -0.38328 | 0.0013587 | 0.00034053
273 | 0.98343 | -0.31723 | 0.0048575 | 0.0012174
274 | 0.98537 | -0.2797 | 0.0026133 | 0.00065496
275 | 0.98229 | -0.34009 | 0.002105 | 0.00052756
276 | 0.98193 | -0.34713 | 0 | 0
277 | 0.98325 | -0.32143 | 0 | 0
278 | 0.98082 | -0.36883 | 0.0019641 | 0.00049224
279 | 0.98407 | -0.3055 | 0.0022071 | 0.00055315
280 | 0.98315 | -0.32345 | 0.0012587 | 0.00031546
281 | 0.98526 | -0.28241 | 0.0054091 | 0.0013556
282 | 0.98306 | -0.32523 | 0.00061923 | 0.00015519
283 | 0.976 | -0.46321 | 0.0038557 | 0.00096633
284 | 0.98589 | -0.26965 | 0.0012333 | 0.00030909
285 | 0.97985 | -0.38795 | 0.0018401 | 0.00046118
286 | 0.9799 | -0.38698 | 0.0019824 | 0.00049683
287 | 0.97999 | -0.38535 | 0.0016595 | 0.0004159
288 | 0.97818 | -0.41977 | 0.00034103 | 8.547e-05
289 | 0.97819 | -0.41968 | 0.00077995 | 0.00019547
290 | 0.97823 | -0.41887 | 0.00065144 | 0.00016327
291 | 0.98303 | -0.3257 | 0.00053723 | 0.00013464
292 | 0.98301 | -0.32623 | 0.00087802 | 0.00022005
293 | 0.98631 | -0.26217 | 0.0041954 | 0.0010515
294 | 0.97622 | -0.45824 | 0.0024213 | 0.00060684
295 | 0.98731 | -0.24281 | 0.0043769 | 0.0010969
296 | 0.98931 | -0.20407 | 0 | 0
297 | 0.98922 | -0.20583 | 0 | 0
298 | 0.98907 | -0.20889 | 0.0074893 | 0.001877
299 | 0.97609 | -0.46077 | 0.0028896 | 0.0007242
300 | 0.97606 | -0.46147 | 0 | 0
301 | 0.9748 | -0.48617 | 0 | 0
302 | 0.97466 | -0.48901 | 0.00185 | 0.00046365
303 | 0.97269 | -0.52785 | 0 | 0
304 | 0.97608 | -0.46094 | 0.0011847 | 0.00029692
305 | 0.9758 | -0.46651 | 0 | 0
306 | 0.97562 | -0.47 | 0.0043134 | 0.001081
307 | 0.97533 | -0.47572 | 0.0015685 | 0.0003931
308 | 0.97782 | -0.42673 | 0.00094101 | 0.00023584
309 | 0.97201 | -0.54127 | 0 | 0
310 | 0.99804 | -0.037336 | 0.0067528 | 0.0016924
311 | 0.97141 | -0.55318 | 0 | 0
312 | 0.97122 | -0.55696 | 0.0074543 | 0.0018682
313 | 0.97528 | -0.47688 | 0.0029899 | 0.00074934
314 | 0.99998 | 149.9956 | 0 | 0

## res_line
| p_from_mw | q_from_mvar | p_to_mw | q_to_mvar | pl_mw | ql_mvar | i_from_ka | i_to_ka | i_ka | vm_from_pu | va_from_degree | vm_to_pu | va_to_degree | loading_percent
0 | -0.0045121 | -0.0011306 | 0.0045125 | 0.0011306 | 3.9271e-07 | -5.2618e-08 | 0.0067188 | 0.0067187 | 0.0067188 | 0.99929 | -0.013609 | 0.99939 | -0.011782 | 1.8458
1 | 0.0017426 | 0.00043653 | -0.0017425 | -0.00043672 | 4.1922e-08 | -1.9069e-07 | 0.0025947 | 0.0025948 | 0.0025948 | 0.99929 | -0.013609 | 0.99927 | -0.014114 | 0.71286
2 | -0.0065754 | -0.0016476 | 0.0065755 | 0.0016476 | 1.6108e-07 | 4.4367e-08 | 0.0097902 | 0.0097901 | 0.0097902 | 0.99939 | -0.011782 | 0.99941 | -0.011267 | 2.6896
3 | -0.0085035 | -0.0021308 | 0.0085047 | 0.0021313 | 1.1502e-06 | 4.8534e-07 | 0.012661 | 0.012661 | 0.012661 | 0.99941 | -0.011267 | 0.99956 | -0.0084281 | 3.4782
4 | -0.010355 | -0.0025951 | 0.010357 | 0.0025962 | 2.2211e-06 | 1.0947e-06 | 0.015415 | 0.015415 | 0.015415 | 0.99956 | -0.0084281 | 0.9998 | -0.0039263 | 4.235
5 | -0.017361 | -0.0043514 | 0.017365 | 0.0043533 | 3.2481e-06 | 1.9086e-06 | 0.025839 | 0.025839 | 0.025839 | 0.9998 | -0.0039263 | 1 | 0 | 7.0987
6 | 0.0070039 | 0.0017552 | -0.0070026 | -0.0017548 | 1.3118e-06 | 4.1747e-07 | 0.010424 | 0.010424 | 0.010424 | 0.9998 | -0.0039263 | 0.99959 | -0.0078586 | 2.8638
7 | -0.0029752 | -0.0007456 | 0.0029753 | 0.00074545 | 1.5379e-07 | -1.5268e-07 | 0.0045269 | 0.0045269 | 0.0045269 | 0.97794 | -0.42457 | 0.97799 | -0.42349 | 1.2437
8 | 0.00065217 | 0.0001634 | -0.00065217 | -0.00016345 | 1.3352e-09 | -4.4514e-08 | 0.00099231 | 0.00099233 | 0.00099233 | 0.97794 | -0.42457 | 0.97794 | -0.42461 | 0.27262
9 | -0.0040939 | -0.0010258 | 0.0040945 | 0.0010257 | 5.3699e-07 | -1.1954e-07 | 0.0062288 | 0.0062287 | 0.0062288 | 0.97799 | -0.42349 | 0.97813 | -0.42073 | 1.7112
10 | -0.0048277 | -0.0012094 | 0.0048283 | 0.0012095 | 5.611e-07 | 1.0847e-08 | 0.0073441 | 0.007344 | 0.0073441 | 0.97813 | -0.42073 | 0.97826 | -0.41829 | 2.0176
11 | -0.0048283 | -0.0012095 | 0.0048286 | 0.0012095 | 3.6858e-07 | 7.0706e-09 | 0.007344 | 0.0073439 | 0.007344 | 0.97826 | -0.41829 | 0.97834 | -0.41669 | 2.0176
12 | -0.0066013 | -0.0016523 | 0.0066018 | 0.0016525 | 5.4397e-07 | 1.674e-07 | 0.01004 | 0.010039 | 0.01004 | 0.97834 | -0.41669 | 0.97843 | -0.41496 | 2.7581
13 | 0.0017726 | 0.00044283 | -0.0017725 | -0.00044356 | 1.8366e-07 | -7.2862e-07 | 0.0026956 | 0.0026959 | 0.0026959 | 0.97834 | -0.41669 | 0.97823 | -0.41887 | 0.74064
14 | -0.20798 | -0.052967 | 0.20816 | 0.05308 | 0.00017907 | 0.00011359 | 0.3125 | 0.3125 | 0.3125 | 0.99129 | -0.16573 | 0.99222 | -0.1479 | 21.463
15 | 0.2069 | 0.052696 | -0.20674 | -0.052591 | 0.00016668 | 0.00010573 | 0.31088 | 0.31088 | 0.31088 | 0.99129 | -0.16573 | 0.99042 | -0.18245 | 21.3518
16 | 0.0009926 | 0.00024859 | -0.00099259 | -0.00024868 | 6.4478e-09 | -9.6101e-08 | 0.0014885 | 0.0014886 | 0.0014886 | 0.99222 | -0.1479 | 0.99222 | -0.14804 | 0.40894
17 | -0.20915 | -0.053329 | 0.20929 | 0.053415 | 0.00013506 | 8.5681e-05 | 0.31399 | 0.31399 | 0.31399 | 0.99222 | -0.1479 | 0.99292 | -0.13453 | 21.5652
18 | 0.007498 | 0.0018793 | -0.0074973 | -0.001879 | 7.1131e-07 | 2.6291e-07 | 0.011265 | 0.011265 | 0.011265 | 0.99042 | -0.18245 | 0.99032 | -0.18444 | 3.0948
19 | 0.19924 | 0.050711 | -0.19908 | -0.050614 | 0.00015438 | 9.7858e-05 | 0.29962 | 0.29962 | 0.29962 | 0.99042 | -0.18245 | 0.98958 | -0.19853 | 20.5781
20 | 0.00099259 | 0.00024868 | -0.00099259 | -0.00024877 | 5.5686e-09 | -8.2992e-08 | 0.0014886 | 0.0014886 | 0.0014886 | 0.99222 | -0.14804 | 0.99221 | -0.14815 | 0.40895
21 | -0.21352 | -0.054475 | 0.21358 | 0.05451 | 5.6175e-05 | 3.565e-05 | 0.32033 | 0.32033 | 0.32033 | 0.99292 | -0.13453 | 0.99321 | -0.12909 | 22.0005
22 | 0.0061251 | 0.0015351 | -0.0061251 | -0.0015351 | 2.6991e-08 | 6.3411e-09 | 0.0092034 | 0.0092034 | 0.0092034 | 0.99032 | -0.18444 | 0.99031 | -0.18453 | 2.5284
23 | 0.19616 | 0.049881 | -0.19614 | -0.049867 | 2.2152e-05 | 1.4038e-05 | 0.29522 | 0.29522 | 0.29522 | 0.98958 | -0.19853 | 0.98946 | -0.20088 | 20.2762
24 | -0.216 | -0.055119 | 0.21619 | 0.055237 | 0.00018514 | 0.00011752 | 0.32397 | 0.32397 | 0.32397 | 0.99321 | -0.12909 | 0.99414 | -0.11136 | 22.2505
25 | 0.0013601 | 0.00034053 | -0.0013601 | -0.00034075 | 2.9074e-08 | -2.1941e-07 | 0.0020453 | 0.0020454 | 0.0020454 | 0.98946 | -0.20088 | 0.98943 | -0.20133 | 0.56193
26 | 0.19478 | 0.049526 | -0.19461 | -0.049421 | 0.00016554 | 0.00010489 | 0.29318 | 0.29318 | 0.29318 | 0.98946 | -0.20088 | 0.98854 | -0.21854 | 20.1358
27 | -0.005542 | -0.0013889 | 0.0055421 | 0.001389 | 1.551e-07 | 2.296e-08 | 0.0083392 | 0.0083392 | 0.0083392 | 0.98889 | -0.21272 | 0.98892 | -0.21213 | 2.291
28 | 0.045438 | 0.01142 | -0.045413 | -0.011404 | 2.567e-05 | 1.6241e-05 | 0.068382 | 0.068382 | 0.068382 | 0.98892 | -0.21213 | 0.98831 | -0.22397 | 18.7864
29 | -0.050981 | -0.012809 | 0.051036 | 0.012844 | 5.5335e-05 | 3.5092e-05 | 0.076721 | 0.076721 | 0.076721 | 0.98892 | -0.21213 | 0.99009 | -0.18942 | 21.0773
30 | 0.19582 | 0.049733 | -0.19569 | -0.04965 | 0.00013083 | 8.289e-05 | 0.29333 | 0.29333 | 0.29333 | 0.99414 | -0.11136 | 0.99341 | -0.12525 | 20.1463
31 | -0.48792 | -0.12415 | 0.48869 | 0.12463 | 0.00076208 | 0.00048694 | 0.73098 | 0.73098 | 0.73098 | 0.99414 | -0.11136 | 0.99583 | -0.07901 | 50.2049
32 | 0.075919 | 0.019176 | -0.075864 | -0.019141 | 5.512e-05 | 3.5129e-05 | 0.11369 | 0.11369 | 0.11369 | 0.99414 | -0.11136 | 0.99335 | -0.12652 | 31.2328
33 | 0.0013601 | 0.00034075 | -0.0013601 | -0.00034087 | 1.5822e-08 | -1.1939e-07 | 0.0020454 | 0.0020455 | 0.0020455 | 0.98943 | -0.20133 | 0.98942 | -0.20157 | 0.56194
34 | 0.19184 | 0.048728 | -0.19167 | -0.048617 | 0.00017413 | 0.0001103 | 0.28901 | 0.28901 | 0.28901 | 0.98854 | -0.21854 | 0.98756 | -0.23741 | 19.8495
35 | 0.00087322 | 0.00021885 | -0.00087322 | -0.00021885 | 3.5949e-11 | -6.8706e-10 | 0.0013238 | 0.0013238 | 0.0013238 | 0.98153 | -0.35501 | 0.98153 | -0.35501 | 0.36368
36 | -0.0035657 | -0.00089364 | 0.0035658 | 0.00089356 | 1.5375e-07 | -7.8954e-08 | 0.0054056 | 0.0054055 | 0.0054056 | 0.98153 | -0.35501 | 0.98158 | -0.35411 | 1.4851
37 | 0.010627 | 0.0026624 | -0.010622 | -0.0026598 | 5.0764e-06 | 2.5899e-06 | 0.016109 | 0.01611 | 0.01611 | 0.98158 | -0.35411 | 0.98107 | -0.36414 | 4.4257
38 | -0.014193 | -0.003556 | 0.014195 | 0.0035572 | 2.1986e-06 | 1.247e-06 | 0.021515 | 0.021515 | 0.021515 | 0.98158 | -0.35411 | 0.98175 | -0.35086 | 5.9107
39 | 0.0079789 | 0.0019986 | -0.0079775 | -0.001998 | 1.3844e-06 | 5.6777e-07 | 0.012101 | 0.012102 | 0.012102 | 0.98107 | -0.36414 | 0.98088 | -0.36779 | 3.3246
40 | 0.0026429 | 0.00066119 | -0.0026428 | -0.00066135 | 1.0966e-07 | -1.5964e-07 | 0.0040082 | 0.0040082 | 0.0040082 | 0.98107 | -0.36414 | 0.98102 | -0.36501 | 1.1012
41 | -0.015475 | -0.0038779 | 0.015484 | 0.0038831 | 9.1269e-06 | 5.2814e-06 | 0.023455 | 0.023455 | 0.023455 | 0.98175 | -0.35086 | 0.98238 | -0.33848 | 6.4436
42 | 0.00128 | 0.00032065 | -0.00128 | -0.00032079 | 1.6855e-08 | -1.4022e-07 | 0.00194 | 0.00194 | 0.00194 | 0.98175 | -0.35086 | 0.98173 | -0.35113 | 0.53298
43 | 0.0049597 | 0.001243 | -0.0049595 | -0.001243 | 2.5097e-07 | 1.1407e-08 | 0.007524 | 0.0075241 | 0.0075241 | 0.98088 | -0.36779 | 0.98083 | -0.36885 | 2.067
44 | 0.0030177 | 0.00075507 | -0.0030171 | -0.00075564 | 5.8677e-07 | -5.6679e-07 | 0.0045775 | 0.0045779 | 0.0045779 | 0.98088 | -0.36779 | 0.98067 | -0.37187 | 1.2577
45 | 0.0011735 | 0.00029311 | -0.0011734 | -0.00029408 | 9.7338e-08 | -9.7223e-07 | 0.0017796 | 0.00178 | 0.00178 | 0.98102 | -0.36501 | 0.98094 | -0.36676 | 0.489
46 | 0.00050981 | 0.00012762 | -0.00050981 | -0.00012777 | 2.611e-09 | -1.4617e-07 | 0.00077216 | 0.00077222 | 0.00077222 | 0.98238 | -0.33848 | 0.98237 | -0.33859 | 0.21215
47 | -0.015994 | -0.0040108 | 0.015999 | 0.0040136 | 4.9205e-06 | 2.866e-06 | 0.024227 | 0.024227 | 0.024227 | 0.98238 | -0.33848 | 0.98271 | -0.33203 | 6.6557
48 | 0.0030171 | 0.00075564 | -0.0030169 | -0.00075591 | 2.7697e-07 | -2.6735e-07 | 0.0045779 | 0.004578 | 0.004578 | 0.98067 | -0.37187 | 0.98058 | -0.3738 | 1.2577
49 | -0.043845 | -0.011046 | 0.043867 | 0.01106 | 2.2228e-05 | 1.4056e-05 | 0.06641 | 0.06641 | 0.06641 | 0.98271 | -0.33203 | 0.98325 | -0.32143 | 18.2446
50 | 0.027846 | 0.0070325 | -0.027835 | -0.0070259 | 1.0755e-05 | 6.6793e-06 | 0.042184 | 0.042184 | 0.042184 | 0.98271 | -0.33203 | 0.98229 | -0.34009 | 11.589
51 | 0.50854 | 0.13035 | -0.50809 | -0.13006 | 0.00045065 | 0.00028798 | 0.75774 | 0.75774 | 0.75774 | 1 | 0 | 0.99903 | -0.018298 | 52.0425
52 | 0.0058871 | 0.0014752 | -0.0058865 | -0.0014751 | 5.3282e-07 | 9.8512e-08 | 0.0087635 | 0.0087636 | 0.0087636 | 0.99959 | -0.0078586 | 0.99949 | -0.0097587 | 2.4076
53 | 0.49398 | 0.12652 | -0.49253 | -0.1256 | 0.0014484 | 0.00092547 | 0.73673 | 0.73673 | 0.73673 | 0.99903 | -0.018298 | 0.99583 | -0.07901 | 50.5993
54 | 0.014107 | 0.0035373 | -0.014102 | -0.0035344 | 5.1683e-06 | 2.8991e-06 | 0.021013 | 0.021013 | 0.021013 | 0.99903 | -0.018298 | 0.99863 | -0.025988 | 5.7728
55 | 0.0049962 | 0.001252 | -0.004996 | -0.001252 | 2.1232e-07 | 1.7695e-09 | 0.0074381 | 0.0074382 | 0.0074382 | 0.99949 | -0.0097587 | 0.99945 | -0.010651 | 2.0435
56 | -0.0010632 | -0.00026645 | 0.0010632 | 0.00026582 | 5.2197e-08 | -6.3023e-07 | 0.00162 | 0.0016198 | 0.00162 | 0.97652 | -0.45308 | 0.97657 | -0.45204 | 0.44506
57 | -0.019139 | -0.0048009 | 0.019148 | 0.0048063 | 8.9158e-06 | 5.3562e-06 | 0.029164 | 0.029164 | 0.029164 | 0.97657 | -0.45204 | 0.97707 | -0.44228 | 8.0122
58 | 0.005782 | 0.0014483 | -0.0057814 | -0.0014482 | 5.3675e-07 | 1.128e-07 | 0.0088098 | 0.0088099 | 0.0088099 | 0.97657 | -0.45204 | 0.97647 | -0.45399 | 2.4203
59 | 0.012294 | 0.0030868 | -0.01229 | -0.0030845 | 4.1286e-06 | 2.25e-06 | 0.018735 | 0.018735 | 0.018735 | 0.97657 | -0.45204 | 0.97621 | -0.45909 | 5.1469
60 | -0.019148 | -0.0048063 | 0.019152 | 0.0048085 | 3.7747e-06 | 2.2676e-06 | 0.029164 | 0.029164 | 0.029164 | 0.97707 | -0.44228 | 0.97728 | -0.43814 | 8.0121
61 | 0.0048602 | 0.0012173 | -0.0048593 | -0.0012173 | 8.6511e-07 | 2.7638e-08 | 0.007406 | 0.0074062 | 0.0074062 | 0.97647 | -0.45399 | 0.97628 | -0.45773 | 2.0347
62 | 0.010932 | 0.0027441 | -0.010927 | -0.0027419 | 4.1675e-06 | 2.167e-06 | 0.016664 | 0.016664 | 0.016664 | 0.97621 | -0.45909 | 0.97581 | -0.46708 | 4.5781
63 | -0.0013067 | -0.0003275 | 0.0013067 | 0.00032746 | 5.4244e-09 | -4.2971e-08 | 0.0019826 | 0.0019825 | 0.0019826 | 0.98078 | -0.36986 | 0.98078 | -0.36977 | 0.54466
64 | -0.0028801 | -0.00072177 | 0.0028804 | 0.00072148 | 2.6422e-07 | -2.9667e-07 | 0.0043696 | 0.0043694 | 0.0043696 | 0.98078 | -0.36977 | 0.98088 | -0.36785 | 1.2004
65 | 0.010165 | 0.0025507 | -0.010145 | -0.0025409 | 1.9507e-05 | 9.7859e-06 | 0.015501 | 0.015502 | 0.015502 | 0.97581 | -0.46708 | 0.97376 | -0.50739 | 4.2588
66 | 0.0010844 | 0.00027166 | -0.0010844 | -0.00027178 | 1.0458e-08 | -1.2293e-07 | 0.0016465 | 0.0016466 | 0.0016466 | 0.98003 | -0.38453 | 0.98002 | -0.38473 | 0.45235
67 | 0.01165 | 0.0029211 | -0.011646 | -0.0029192 | 3.5863e-06 | 1.9103e-06 | 0.017689 | 0.017689 | 0.017689 | 0.98003 | -0.38453 | 0.9797 | -0.39099 | 4.8596
68 | -0.012734 | -0.0031928 | 0.012739 | 0.0031953 | 4.6911e-06 | 2.5805e-06 | 0.019335 | 0.019335 | 0.019335 | 0.98003 | -0.38453 | 0.98042 | -0.3768 | 5.3119
69 | 0.010226 | 0.0025632 | -0.010225 | -0.0025629 | 4.625e-07 | 2.3162e-07 | 0.015531 | 0.015531 | 0.015531 | 0.9797 | -0.39099 | 0.97965 | -0.39194 | 4.2668
70 | 0.0083577 | 0.0020944 | -0.0083562 | -0.0020938 | 1.5273e-06 | 6.5831e-07 | 0.012685 | 0.012685 | 0.012685 | 0.98042 | -0.3768 | 0.98023 | -0.38064 | 3.4848
71 | -0.021096 | -0.0052898 | 0.021105 | 0.0052952 | 9.0047e-06 | 5.4675e-06 | 0.03202 | 0.03202 | 0.03202 | 0.98042 | -0.3768 | 0.98088 | -0.36785 | 8.7966
72 | -0.016996 | -0.0042603 | 0.016999 | 0.004262 | 2.8873e-06 | 1.7039e-06 | 0.025886 | 0.025886 | 0.025886 | 0.97701 | -0.44288 | 0.97719 | -0.43932 | 7.1115
73 | 0.014872 | 0.0037279 | -0.014868 | -0.0037255 | 4.2573e-06 | 2.4477e-06 | 0.022651 | 0.022651 | 0.022651 | 0.97701 | -0.44288 | 0.9767 | -0.44889 | 6.2228
74 | -0.018122 | -0.0045434 | 0.018128 | 0.004547 | 6.1297e-06 | 3.654e-06 | 0.027596 | 0.027595 | 0.027596 | 0.97719 | -0.43932 | 0.97755 | -0.43222 | 7.5812
75 | 0.0087674 | 0.002197 | -0.0087662 | -0.0021964 | 1.2305e-06 | 5.5738e-07 | 0.013357 | 0.013357 | 0.013357 | 0.9767 | -0.44889 | 0.97655 | -0.45184 | 3.6696
76 | 0.0061004 | 0.0015285 | -0.0061001 | -0.0015285 | 3.2198e-07 | 8.1669e-08 | 0.0092939 | 0.0092939 | 0.0092939 | 0.9767 | -0.44889 | 0.97665 | -0.45 | 2.5533
77 | -0.024202 | -0.0060694 | 0.024225 | 0.0060832 | 2.2448e-05 | 1.3813e-05 | 0.036842 | 0.036842 | 0.036842 | 0.97755 | -0.43222 | 0.97854 | -0.41278 | 10.1214
78 | 0.0072496 | 0.0018163 | -0.0072491 | -0.0018161 | 5.4251e-07 | 1.9889e-07 | 0.011046 | 0.011046 | 0.011046 | 0.97655 | -0.45184 | 0.97647 | -0.45341 | 3.0347
79 | 0.0043472 | 0.0010892 | -0.0043468 | -0.0010892 | 4.2279e-07 | -5.0983e-08 | 0.0066233 | 0.0066234 | 0.0066234 | 0.97665 | -0.45 | 0.97654 | -0.45204 | 1.8196
80 | -0.026289 | -0.0066005 | 0.026303 | 0.0066095 | 1.4564e-05 | 9.0154e-06 | 0.03998 | 0.03998 | 0.03998 | 0.97854 | -0.41278 | 0.97913 | -0.40117 | 10.9836
81 | -0.029238 | -0.0073451 | 0.029244 | 0.0073487 | 5.7289e-06 | 3.5692e-06 | 0.044441 | 0.044441 | 0.044441 | 0.97913 | -0.40117 | 0.97934 | -0.39707 | 12.2089
82 | 0.0046503 | 0.0011648 | -0.0046501 | -0.0011648 | 2.0132e-07 | -4.8882e-09 | 0.0070862 | 0.0070862 | 0.0070862 | 0.97647 | -0.45341 | 0.97643 | -0.45432 | 1.9468
83 | 0.0031894 | 0.00079915 | -0.0031894 | -0.00079918 | 3.8389e-08 | -2.9659e-08 | 0.0048598 | 0.0048598 | 0.0048598 | 0.97654 | -0.45204 | 0.97653 | -0.45229 | 1.3351
84 | 0.003007 | 0.00075301 | -0.0030066 | -0.00075345 | 4.627e-07 | -4.387e-07 | 0.0045823 | 0.0045826 | 0.0045826 | 0.97643 | -0.45432 | 0.97626 | -0.45755 | 1.259
85 | 0.0016756 | 0.00041978 | -0.0016755 | -0.00041993 | 3.2514e-08 | -1.4559e-07 | 0.0025531 | 0.0025532 | 0.0025532 | 0.97653 | -0.45229 | 0.97651 | -0.4527 | 0.70143
86 | -0.008343 | -0.0020909 | 0.0083439 | 0.0020913 | 9.1562e-07 | 3.9388e-07 | 0.012661 | 0.012661 | 0.012661 | 0.98049 | -0.37546 | 0.98061 | -0.37316 | 3.4784
87 | 0.0045837 | 0.0011488 | -0.0045836 | -0.0011488 | 7.7796e-08 | -4.2807e-09 | 0.0069563 | 0.0069563 | 0.0069563 | 0.98049 | -0.37546 | 0.98047 | -0.37582 | 1.9111
88 | -0.0098003 | -0.0024563 | 0.0098012 | 0.0024568 | 9.0322e-07 | 4.4066e-07 | 0.014871 | 0.014871 | 0.014871 | 0.98061 | -0.37316 | 0.98071 | -0.37122 | 4.0856
89 | 0.0031879 | 0.00079872 | -0.0031878 | -0.00079877 | 6.1648e-08 | -4.9207e-08 | 0.0048369 | 0.0048369 | 0.0048369 | 0.98071 | -0.37122 | 0.98069 | -0.37163 | 1.3288
90 | -0.012989 | -0.0032555 | 0.012992 | 0.003257 | 2.8202e-06 | 1.5605e-06 | 0.019708 | 0.019708 | 0.019708 | 0.98071 | -0.37122 | 0.98094 | -0.36667 | 5.4144
91 | 0.0015039 | 0.00037673 | -0.0015039 | -0.0003769 | 2.98e-08 | -1.7349e-07 | 0.0022818 | 0.0022819 | 0.0022819 | 0.98069 | -0.37163 | 0.98067 | -0.37204 | 0.62689
92 | -0.014265 | -0.0035762 | 0.014267 | 0.0035772 | 1.7348e-06 | 9.8555e-07 | 0.02164 | 0.02164 | 0.02164 | 0.98094 | -0.36667 | 0.98107 | -0.36411 | 5.945
93 | -0.014941 | -0.0037461 | 0.014943 | 0.0037473 | 2.1702e-06 | 1.2466e-06 | 0.022662 | 0.022662 | 0.022662 | 0.98107 | -0.36411 | 0.98123 | -0.36107 | 6.2258
94 | -0.061244 | -0.015385 | 0.061269 | 0.0154 | 2.5208e-05 | 1.4578e-05 | 0.093191 | 0.093191 | 0.093191 | 0.97805 | -0.42244 | 0.97849 | -0.41382 | 6.4005
95 | 0.058517 | 0.014702 | -0.0585 | -0.014692 | 1.7505e-05 | 1.0021e-05 | 0.089042 | 0.089042 | 0.089042 | 0.97805 | -0.42244 | 0.97773 | -0.42871 | 6.1155
96 | -0.061621 | -0.015488 | 0.061629 | 0.015492 | 7.3419e-06 | 4.2508e-06 | 0.093725 | 0.093725 | 0.093725 | 0.97849 | -0.41382 | 0.97861 | -0.41133 | 6.4372
97 | 0.055738 | 0.014 | -0.055735 | -0.013998 | 2.779e-06 | 1.572e-06 | 0.084839 | 0.08484 | 0.08484 | 0.97773 | -0.42871 | 0.97767 | -0.42976 | 5.8269
98 | 0.0027616 | 0.00069191 | -0.0027615 | -0.00069209 | 1.402e-07 | -1.757e-07 | 0.0042028 | 0.0042029 | 0.0042029 | 0.97773 | -0.42871 | 0.97767 | -0.42978 | 1.1547
99 | -0.061893 | -0.015558 | 0.061904 | 0.015565 | 1.119e-05 | 6.4843e-06 | 0.094127 | 0.094127 | 0.094127 | 0.97861 | -0.41133 | 0.97881 | -0.40754 | 6.4648
100 | 0.053457 | 0.013427 | -0.053442 | -0.013419 | 1.4884e-05 | 8.3235e-06 | 0.081372 | 0.081373 | 0.081373 | 0.97767 | -0.42976 | 0.97738 | -0.43559 | 5.5888
101 | 0.0069694 | 0.0017448 | -0.0069687 | -0.0017445 | 7.0128e-07 | 2.3943e-07 | 0.010594 | 0.010594 | 0.010594 | 0.97881 | -0.40754 | 0.9787 | -0.40966 | 2.9106
102 | -0.071433 | -0.017951 | 0.071446 | 0.017959 | 1.3696e-05 | 8.1425e-06 | 0.10861 | 0.10861 | 0.10861 | 0.97881 | -0.40754 | 0.97901 | -0.40353 | 7.4596
103 | 0.0025593 | 0.00064116 | -0.0025593 | -0.00064121 | 3.0698e-08 | -4.8323e-08 | 0.0038907 | 0.0038907 | 0.0038907 | 0.97881 | -0.40754 | 0.97879 | -0.40779 | 1.0689
104 | 0.051601 | 0.012958 | -0.05159 | -0.012951 | 1.1488e-05 | 6.3577e-06 | 0.07857 | 0.078571 | 0.078571 | 0.97738 | -0.43559 | 0.97714 | -0.44026 | 5.3963
105 | 0.0069687 | 0.0017445 | -0.0069681 | -0.0017443 | 5.798e-07 | 1.9799e-07 | 0.010594 | 0.010595 | 0.010595 | 0.9787 | -0.40966 | 0.97861 | -0.4114 | 2.9106
106 | -0.07191 | -0.018075 | 0.071941 | 0.018094 | 3.0674e-05 | 1.8254e-05 | 0.10932 | 0.10932 | 0.10932 | 0.97901 | -0.40353 | 0.97947 | -0.3946 | 7.508
107 | 0.0023735 | 0.00059465 | -0.0023735 | -0.00059482 | 9.0771e-08 | -1.7556e-07 | 0.0036083 | 0.0036084 | 0.0036084 | 0.97879 | -0.40779 | 0.97875 | -0.4086 | 0.99132
108 | 0.048561 | 0.012192 | -0.048561 | -0.012192 | 8.3352e-07 | 4.5201e-07 | 0.073959 | 0.073959 | 0.073959 | 0.97714 | -0.44026 | 0.97712 | -0.44062 | 5.0796
109 | -0.061834 | -0.015574 | 0.06188 | 0.015603 | 4.6229e-05 | 2.9402e-05 | 0.092849 | 0.092849 | 0.092849 | 0.99125 | -0.16697 | 0.99206 | -0.15135 | 25.5081
110 | 0.056129 | 0.014144 | -0.056069 | -0.014105 | 6.0196e-05 | 3.8234e-05 | 0.084285 | 0.084285 | 0.084285 | 0.99125 | -0.16697 | 0.99009 | -0.18942 | 23.1552
111 | -0.072443 | -0.01825 | 0.072529 | 0.018305 | 8.614e-05 | 5.4878e-05 | 0.10869 | 0.10869 | 0.10869 | 0.99206 | -0.15135 | 0.99335 | -0.12652 | 29.8606
112 | 0.0050327 | 0.0012612 | -0.0050321 | -0.0012612 | 5.7565e-07 | 2.3375e-08 | 0.0075636 | 0.0075637 | 0.0075637 | 0.99009 | -0.18942 | 0.98997 | -0.19182 | 2.0779
113 | 0.042828 | 0.010756 | -0.042808 | -0.010744 | 1.9778e-05 | 1.2495e-05 | 0.06449 | 0.06449 | 0.06449 | 0.98831 | -0.22397 | 0.98781 | -0.23366 | 17.7171
114 | 0.18658 | 0.047368 | -0.18645 | -0.047288 | 0.00012617 | 7.9861e-05 | 0.27969 | 0.27969 | 0.27969 | 0.99341 | -0.12525 | 0.99268 | -0.13932 | 19.2093
115 | 0.0091076 | 0.0022825 | -0.0091068 | -0.0022821 | 8.1653e-07 | 3.7112e-07 | 0.013642 | 0.013642 | 0.013642 | 0.99341 | -0.12525 | 0.99331 | -0.12713 | 3.7479
116 | 0.0038438 | 0.00096299 | -0.0038436 | -0.00096306 | 1.7319e-07 | -7.1299e-08 | 0.0057434 | 0.0057435 | 0.0057435 | 0.99583 | -0.07901 | 0.99578 | -0.079956 | 1.5779
117 | 0.040427 | 0.010147 | -0.040426 | -0.010146 | 1.4726e-06 | 9.2891e-07 | 0.060904 | 0.060904 | 0.060904 | 0.98781 | -0.23366 | 0.98777 | -0.23442 | 16.7318
118 | -0.0095837 | -0.0024019 | 0.0095847 | 0.0024024 | 1.0561e-06 | 5.0385e-07 | 0.014456 | 0.014456 | 0.014456 | 0.98648 | -0.25959 | 0.9866 | -0.25728 | 3.9715
119 | 0.0027411 | 0.00068697 | -0.0027411 | -0.00068699 | 1.5948e-08 | -2.1551e-08 | 0.0041348 | 0.0041348 | 0.0041348 | 0.98648 | -0.25959 | 0.98647 | -0.25971 | 1.1359
120 | -0.01283 | -0.0032158 | 0.012833 | 0.0032173 | 2.7872e-06 | 1.5303e-06 | 0.019351 | 0.019351 | 0.019351 | 0.9866 | -0.25728 | 0.98683 | -0.25272 | 5.3163
121 | -0.016093 | -0.0040344 | 0.016096 | 0.0040359 | 2.6255e-06 | 1.5284e-06 | 0.024267 | 0.024267 | 0.024267 | 0.98683 | -0.25272 | 0.98701 | -0.24929 | 6.6667
122 | -0.023879 | -0.0059865 | 0.023882 | 0.0059885 | 3.2009e-06 | 1.9644e-06 | 0.036001 | 0.036001 | 0.036001 | 0.98701 | -0.24929 | 0.98715 | -0.24648 | 9.8903
123 | -0.037771 | -0.0094723 | 0.037792 | 0.009486 | 2.1726e-05 | 1.3676e-05 | 0.056937 | 0.056937 | 0.056937 | 0.98715 | -0.24648 | 0.98777 | -0.23442 | 15.6421
124 | 0.013889 | 0.0034838 | -0.013883 | -0.0034809 | 5.1494e-06 | 2.8953e-06 | 0.020937 | 0.020937 | 0.020937 | 0.98715 | -0.24648 | 0.98675 | -0.25426 | 5.7518
125 | 0.0014277 | 0.00035769 | -0.0014277 | -0.0003578 | 1.7789e-08 | -1.1545e-07 | 0.0021692 | 0.0021693 | 0.0021693 | 0.97931 | -0.3976 | 0.9793 | -0.39786 | 0.59596
126 | -0.0035281 | -0.0008841 | 0.0035283 | 0.00088398 | 2.2445e-07 | -1.1843e-07 | 0.0053607 | 0.0053606 | 0.0053607 | 0.97931 | -0.3976 | 0.97938 | -0.39626 | 1.4727
127 | 0.033456 | 0.0084225 | -0.03345 | -0.0084188 | 6e-06 | 3.7621e-06 | 0.050844 | 0.050844 | 0.050844 | 0.97938 | -0.39626 | 0.97919 | -0.40001 | 13.9682
128 | -0.036984 | -0.0093065 | 0.037036 | 0.0093392 | 5.1949e-05 | 3.2695e-05 | 0.056205 | 0.056205 | 0.056205 | 0.97938 | -0.39626 | 0.98088 | -0.36691 | 15.4409
129 | 0.032709 | 0.0082332 | -0.032687 | -0.0082193 | 2.2306e-05 | 1.3973e-05 | 0.049719 | 0.049719 | 0.049719 | 0.97919 | -0.40001 | 0.97846 | -0.41429 | 13.6592
130 | -0.039652 | -0.0099946 | 0.039678 | 0.010011 | 2.6089e-05 | 1.6454e-05 | 0.060173 | 0.060173 | 0.060173 | 0.98088 | -0.36691 | 0.98159 | -0.35317 | 16.5311
131 | 0.002616 | 0.00065538 | -0.0026159 | -0.00065559 | 1.4195e-07 | -2.1251e-07 | 0.0039685 | 0.0039686 | 0.0039686 | 0.98088 | -0.36691 | 0.98082 | -0.36805 | 1.0903
132 | 0.03156 | 0.0079369 | -0.03156 | -0.0079364 | 7.8588e-07 | 4.9154e-07 | 0.048006 | 0.048006 | 0.048006 | 0.97846 | -0.41429 | 0.97843 | -0.41481 | 13.1885
133 | 0.11429 | 0.028809 | -0.11426 | -0.028786 | 3.6226e-05 | 2.2535e-05 | 0.17332 | 0.17332 | 0.17332 | 0.98159 | -0.35317 | 0.98125 | -0.3598 | 11.904
134 | -0.15397 | -0.03882 | 0.1541 | 0.038897 | 0.00012253 | 7.7207e-05 | 0.23349 | 0.23349 | 0.23349 | 0.98159 | -0.35317 | 0.98244 | -0.33656 | 16.0367
135 | 0.0012313 | 0.00030858 | -0.0012313 | -0.00030858 | 7.6185e-10 | -6.8602e-09 | 0.001868 | 0.001868 | 0.001868 | 0.98082 | -0.36805 | 0.98082 | -0.36806 | 0.51318
136 | 0.029831 | 0.0075033 | -0.029814 | -0.0074927 | 1.6965e-05 | 1.0582e-05 | 0.045378 | 0.045378 | 0.045378 | 0.97843 | -0.41481 | 0.97782 | -0.42673 | 12.4664
137 | 0.11061 | 0.027871 | -0.11057 | -0.027845 | 4.253e-05 | 2.6405e-05 | 0.16779 | 0.16779 | 0.16779 | 0.98125 | -0.3598 | 0.98083 | -0.36784 | 11.5238
138 | -0.15681 | -0.039577 | 0.15695 | 0.039668 | 0.00014529 | 9.1595e-05 | 0.2376 | 0.2376 | 0.2376 | 0.98244 | -0.33656 | 0.98343 | -0.31723 | 16.3189
139 | -0.06386 | -0.016195 | 0.063951 | 0.016253 | 9.087e-05 | 5.7819e-05 | 0.096072 | 0.096072 | 0.096072 | 0.9898 | -0.19452 | 0.99134 | -0.16497 | 26.3934
140 | 0.06386 | 0.016195 | -0.06379 | -0.01615 | 6.9942e-05 | 4.4503e-05 | 0.096072 | 0.096072 | 0.096072 | 0.9898 | -0.19452 | 0.98862 | -0.21733 | 26.3934
141 | -0.16988 | -0.043054 | 0.16992 | 0.043079 | 4.0291e-05 | 2.5445e-05 | 0.25516 | 0.25516 | 0.25516 | 0.99134 | -0.16497 | 0.9916 | -0.16003 | 17.5247
142 | 0.10593 | 0.026801 | -0.10588 | -0.026772 | 4.7558e-05 | 2.9404e-05 | 0.15909 | 0.15909 | 0.15909 | 0.99134 | -0.16497 | 0.99086 | -0.17433 | 10.9264
143 | 0.062394 | 0.0158 | -0.062331 | -0.01576 | 6.27e-05 | 3.9886e-05 | 0.09397 | 0.09397 | 0.09397 | 0.98862 | -0.21733 | 0.98754 | -0.23828 | 25.8161
144 | -0.16992 | -0.043079 | 0.16994 | 0.043091 | 1.8366e-05 | 1.1599e-05 | 0.25516 | 0.25516 | 0.25516 | 0.9916 | -0.16003 | 0.99172 | -0.15779 | 17.5247
145 | 0.1013 | 0.025625 | -0.1013 | -0.025622 | 5.0042e-06 | 3.084e-06 | 0.15221 | 0.15221 | 0.15221 | 0.99086 | -0.17433 | 0.9908 | -0.17536 | 10.4542
146 | 0.061664 | 0.015593 | -0.061537 | -0.015512 | 0.00012707 | 8.0821e-05 | 0.092964 | 0.092964 | 0.092964 | 0.98754 | -0.23828 | 0.98531 | -0.28134 | 25.5396
147 | 0.0024421 | 0.00061182 | -0.002442 | -0.00061202 | 9.8977e-08 | -1.903e-07 | 0.0036641 | 0.0036642 | 0.0036642 | 0.99172 | -0.15779 | 0.99167 | -0.15864 | 1.0066
148 | -0.17238 | -0.043703 | 0.17253 | 0.043799 | 0.00015315 | 9.6755e-05 | 0.25882 | 0.25882 | 0.25882 | 0.99172 | -0.15779 | 0.99268 | -0.13932 | 17.7763
149 | 0.099252 | 0.025109 | -0.099208 | -0.025082 | 4.4589e-05 | 2.7436e-05 | 0.14914 | 0.14914 | 0.14914 | 0.9908 | -0.17536 | 0.99032 | -0.18473 | 10.2434
150 | 0.060765 | 0.015319 | -0.06074 | -0.015303 | 2.473e-05 | 1.5727e-05 | 0.091799 | 0.091799 | 0.091799 | 0.98531 | -0.28134 | 0.98488 | -0.28985 | 25.2195
151 | 0.0015563 | 0.00039003 | -0.0015563 | -0.00039005 | 3.39e-09 | -1.8124e-08 | 0.0023661 | 0.0023661 | 0.0023661 | 0.97875 | -0.4086 | 0.97875 | -0.40864 | 0.65003
152 | 0.0066029 | 0.0016528 | -0.0066018 | -0.0016525 | 1.1166e-06 | 3.4352e-07 | 0.010039 | 0.010039 | 0.010039 | 0.97861 | -0.4114 | 0.97843 | -0.41496 | 2.7581
153 | -0.073705 | -0.018536 | 0.073731 | 0.018551 | 2.6122e-05 | 1.5599e-05 | 0.112 | 0.112 | 0.112 | 0.97947 | -0.3946 | 0.97985 | -0.38718 | 7.692
154 | 0.0017639 | 0.00044196 | -0.0017639 | -0.00044208 | 2.9149e-08 | -1.1758e-07 | 0.0026798 | 0.0026798 | 0.0026798 | 0.97947 | -0.3946 | 0.97945 | -0.39494 | 0.73621
155 | -0.10617 | -0.026707 | 0.1062 | 0.026725 | 2.8478e-05 | 1.7637e-05 | 0.16127 | 0.16127 | 0.16127 | 0.97985 | -0.38718 | 0.98013 | -0.38157 | 11.0764
156 | 0.032442 | 0.0081559 | -0.032432 | -0.0081494 | 1.0505e-05 | 6.5781e-06 | 0.049277 | 0.049277 | 0.049277 | 0.97985 | -0.38718 | 0.9795 | -0.39396 | 13.5376
157 | 0.011655 | 0.0029211 | -0.011652 | -0.0029195 | 3.021e-06 | 1.6157e-06 | 0.017784 | 0.017784 | 0.017784 | 0.97521 | -0.47807 | 0.97494 | -0.48351 | 4.8858
158 | -0.01323 | -0.0033158 | 0.013237 | 0.0033198 | 7.1505e-06 | 3.9921e-06 | 0.020187 | 0.020187 | 0.020187 | 0.97521 | -0.47807 | 0.97579 | -0.46673 | 5.5459
159 | 0.0085173 | 0.0021338 | -0.0085141 | -0.0021324 | 3.2649e-06 | 1.4473e-06 | 0.012999 | 0.013 | 0.013 | 0.97494 | -0.48351 | 0.97453 | -0.49156 | 3.5713
160 | -0.015475 | -0.0038807 | 0.015475 | 0.0038807 | 7.3794e-08 | 4.2814e-08 | 0.023599 | 0.023599 | 0.023599 | 0.97579 | -0.46673 | 0.97579 | -0.46663 | 6.4833
161 | 0.005504 | 0.001378 | -0.0055028 | -0.0013778 | 1.1945e-06 | 2.0263e-07 | 0.0084035 | 0.0084037 | 0.0084037 | 0.97453 | -0.49156 | 0.9743 | -0.49612 | 2.3087
162 | 0.0010208 | 0.00025549 | -0.0010207 | -0.00025582 | 2.5343e-08 | -3.3222e-07 | 0.0015565 | 0.0015566 | 0.0015566 | 0.97579 | -0.46663 | 0.97577 | -0.46715 | 0.42763
163 | -0.016496 | -0.0041362 | 0.0165 | 0.0041388 | 4.4244e-06 | 2.5987e-06 | 0.025156 | 0.025156 | 0.025156 | 0.97579 | -0.46663 | 0.97608 | -0.461 | 6.9109
164 | 0.0055028 | 0.0013778 | -0.0055027 | -0.0013777 | 9.3724e-08 | 1.5911e-08 | 0.0084037 | 0.0084037 | 0.0084037 | 0.9743 | -0.49612 | 0.97428 | -0.49648 | 2.3087
165 | -0.018765 | -0.0047062 | 0.018768 | 0.0047086 | 3.9239e-06 | 2.3515e-06 | 0.028607 | 0.028607 | 0.028607 | 0.97608 | -0.461 | 0.9763 | -0.45662 | 7.8592
166 | 0.0020017 | 0.00050083 | -0.0020015 | -0.00050123 | 1.3824e-07 | -4.0275e-07 | 0.0030568 | 0.003057 | 0.003057 | 0.97428 | -0.49648 | 0.97421 | -0.49793 | 0.83983
167 | 0.003501 | 0.00087691 | -0.0035007 | -0.00087706 | 2.9181e-07 | -1.5216e-07 | 0.0053469 | 0.005347 | 0.005347 | 0.97428 | -0.49648 | 0.97419 | -0.49823 | 1.469
168 | -0.028832 | -0.0072312 | 0.02886 | 0.0072485 | 2.7811e-05 | 1.7319e-05 | 0.043946 | 0.043946 | 0.043946 | 0.9763 | -0.45662 | 0.97733 | -0.4364 | 12.0731
169 | 0.010064 | 0.0025226 | -0.010062 | -0.0025217 | 1.8069e-06 | 9.0037e-07 | 0.015339 | 0.015339 | 0.015339 | 0.9763 | -0.45662 | 0.97611 | -0.46038 | 4.214
170 | 0.0037096 | 0.00092959 | -0.0037095 | -0.00092964 | 9.3098e-08 | -4.7071e-08 | 0.005523 | 0.005523 | 0.005523 | 0.99945 | -0.010651 | 0.99942 | -0.011178 | 1.5173
171 | 0.002017 | 0.00050544 | -0.0020169 | -0.00050549 | 1.6054e-08 | -5.1933e-08 | 0.003003 | 0.003003 | 0.003003 | 0.99942 | -0.011178 | 0.99941 | -0.011345 | 0.825
172 | -0.031069 | -0.007806 | 0.031073 | 0.0078089 | 4.6079e-06 | 2.8797e-06 | 0.047213 | 0.047213 | 0.047213 | 0.97934 | -0.39707 | 0.9795 | -0.39396 | 12.9706
173 | -0.10856 | -0.027316 | 0.1086 | 0.027338 | 3.4863e-05 | 2.1622e-05 | 0.16485 | 0.16485 | 0.16485 | 0.98013 | -0.38157 | 0.98048 | -0.37485 | 11.3224
174 | -0.11053 | -0.027822 | 0.11057 | 0.027845 | 3.7036e-05 | 2.2995e-05 | 0.16779 | 0.16779 | 0.16779 | 0.98048 | -0.37485 | 0.98083 | -0.36784 | 11.5238
175 | 0.010145 | 0.0025409 | -0.01014 | -0.0025385 | 4.8344e-06 | 2.4271e-06 | 0.015502 | 0.015502 | 0.015502 | 0.97376 | -0.50739 | 0.97326 | -0.51741 | 4.2589
176 | 0.00084566 | 0.00021192 | -0.00084566 | -0.00021194 | 1.1403e-09 | -2.185e-08 | 0.0012933 | 0.0012933 | 0.0012933 | 0.97299 | -0.52275 | 0.97298 | -0.52278 | 0.3553
177 | -0.010138 | -0.0025372 | 0.01014 | 0.0025385 | 2.5803e-06 | 1.2957e-06 | 0.015503 | 0.015502 | 0.015503 | 0.97299 | -0.52275 | 0.97326 | -0.51741 | 4.2589
178 | 0.0061338 | 0.0015338 | -0.0061251 | -0.0015315 | 8.6337e-06 | 2.2805e-06 | 0.0093793 | 0.0093805 | 0.0093805 | 0.97299 | -0.52275 | 0.97149 | -0.55237 | 2.577
179 | 0.0061251 | 0.0015315 | -0.0061232 | -0.001531 | 1.9262e-06 | 5.1026e-07 | 0.0093805 | 0.0093807 | 0.0093807 | 0.97149 | -0.55237 | 0.97116 | -0.55899 | 2.5771
180 | -0.0012943 | -0.00032438 | 0.0012945 | 0.00032272 | 2.1413e-07 | -1.6591e-06 | 0.0019835 | 0.0019828 | 0.0019835 | 0.97098 | -0.56247 | 0.97116 | -0.55899 | 0.54491
181 | 0.0026673 | 0.00066705 | -0.0026671 | -0.00066722 | 1.2037e-07 | -1.6081e-07 | 0.0040863 | 0.0040864 | 0.0040864 | 0.97116 | -0.55899 | 0.97111 | -0.55994 | 1.1226
182 | 0.0021614 | 0.00054121 | -0.0021613 | -0.00054155 | 1.4459e-07 | -3.4243e-07 | 0.0033116 | 0.0033118 | 0.0033118 | 0.97116 | -0.55899 | 0.97109 | -0.56039 | 0.90982
183 | -0.022531 | -0.0056555 | 0.022548 | 0.0056655 | 1.6457e-05 | 1.0065e-05 | 0.03431 | 0.034309 | 0.03431 | 0.97728 | -0.43814 | 0.97806 | -0.42284 | 9.4257
184 | 0.0038567 | 0.00096601 | -0.0038564 | -0.0009661 | 2.7578e-07 | -8.9623e-08 | 0.0058781 | 0.0058782 | 0.0058782 | 0.97628 | -0.45773 | 0.97621 | -0.45923 | 1.6149
185 | -0.023358 | -0.0058686 | 0.02338 | 0.0058821 | 2.2075e-05 | 1.3542e-05 | 0.035542 | 0.035542 | 0.035542 | 0.97806 | -0.42284 | 0.97907 | -0.40306 | 9.7642
186 | -0.0015274 | -0.0003828 | 0.0015274 | 0.00038256 | 4.2519e-08 | -2.4071e-07 | 0.0023142 | 0.0023141 | 0.0023142 | 0.98211 | -0.34372 | 0.98214 | -0.34313 | 0.63577
187 | -0.0030635 | -0.00076753 | 0.0030636 | 0.00076746 | 8.3846e-08 | -7.7693e-08 | 0.0046413 | 0.0046413 | 0.0046413 | 0.98214 | -0.34313 | 0.98217 | -0.34256 | 1.2751
188 | 0.0038564 | 0.0009661 | -0.0038557 | -0.00096633 | 7.3077e-07 | -2.3725e-07 | 0.0058782 | 0.0058784 | 0.0058784 | 0.97621 | -0.45923 | 0.976 | -0.46321 | 1.615
189 | -0.0052351 | -0.001312 | 0.0052359 | 0.0013121 | 7.7698e-07 | 7.386e-08 | 0.0079008 | 0.0079006 | 0.0079008 | 0.98597 | -0.26824 | 0.98613 | -0.26512 | 2.1705
190 | 0.007401 | 0.001855 | -0.0074006 | -0.0018549 | 3.112e-07 | 1.1428e-07 | 0.011168 | 0.011168 | 0.011168 | 0.98613 | -0.26512 | 0.98609 | -0.26601 | 3.068
191 | -0.012637 | -0.0031672 | 0.01264 | 0.0031691 | 3.5715e-06 | 1.9515e-06 | 0.019068 | 0.019068 | 0.019068 | 0.98613 | -0.26512 | 0.98644 | -0.25919 | 5.2385
192 | 0.0074006 | 0.0018549 | -0.0073993 | -0.0018544 | 1.3618e-06 | 5.0019e-07 | 0.011168 | 0.011168 | 0.011168 | 0.98609 | -0.26601 | 0.98589 | -0.26987 | 3.0681
193 | -0.014151 | -0.0035476 | 0.014157 | 0.0035511 | 6.1602e-06 | 3.4821e-06 | 0.021346 | 0.021346 | 0.021346 | 0.98644 | -0.25919 | 0.98691 | -0.25006 | 5.8644
194 | 0.0041835 | 0.0010485 | -0.0041834 | -0.0010485 | 8.2392e-09 | -1.7544e-09 | 0.0063141 | 0.0063141 | 0.0063141 | 0.98589 | -0.26987 | 0.98589 | -0.26991 | 1.7347
195 | -0.016998 | -0.0042627 | 0.016999 | 0.0042636 | 1.3779e-06 | 8.1037e-07 | 0.02563 | 0.025629 | 0.02563 | 0.98691 | -0.25006 | 0.98699 | -0.24836 | 7.0411
196 | 0.0028409 | 0.00071162 | -0.0028406 | -0.00071192 | 2.5142e-07 | -3.0601e-07 | 0.0042832 | 0.0042834 | 0.0042834 | 0.98691 | -0.25006 | 0.98681 | -0.25192 | 1.1767
197 | -0.019448 | -0.0048774 | 0.019451 | 0.0048791 | 2.8148e-06 | 1.6899e-06 | 0.029322 | 0.029322 | 0.029322 | 0.98699 | -0.24836 | 0.98715 | -0.24532 | 8.0555
198 | -0.00098773 | -0.00024755 | 0.00098775 | 0.00024724 | 2.2083e-08 | -3.1086e-07 | 0.0015054 | 0.0015053 | 0.0015054 | 0.97632 | -0.45631 | 0.97635 | -0.45584 | 0.41357
199 | -0.018286 | -0.0045843 | 0.018296 | 0.0045904 | 1.0174e-05 | 6.0742e-06 | 0.02787 | 0.02787 | 0.02787 | 0.97635 | -0.45584 | 0.97694 | -0.44417 | 7.6566
200 | 0.017299 | 0.0043371 | -0.017294 | -0.0043347 | 4.0796e-06 | 2.4152e-06 | 0.026365 | 0.026365 | 0.026365 | 0.97635 | -0.45584 | 0.97609 | -0.46079 | 7.2431
201 | 0.028492 | 0.007155 | -0.028481 | -0.0071512 | 1.0536e-05 | 3.7562e-06 | 0.043402 | 0.043403 | 0.043403 | 0.97694 | -0.44417 | 0.97654 | -0.45192 | 2.981
202 | -0.046788 | -0.011745 | 0.046796 | 0.01175 | 7.9134e-06 | 4.2322e-06 | 0.071272 | 0.071271 | 0.071272 | 0.97694 | -0.44417 | 0.97712 | -0.44062 | 4.895
203 | 0.015309 | 0.0038371 | -0.015304 | -0.0038342 | 5.0653e-06 | 2.9319e-06 | 0.023338 | 0.023338 | 0.023338 | 0.97609 | -0.46079 | 0.97574 | -0.46773 | 6.4117
204 | 0.026923 | 0.0067607 | -0.026919 | -0.0067593 | 4.4008e-06 | 1.4212e-06 | 0.041029 | 0.041029 | 0.041029 | 0.97654 | -0.45192 | 0.97637 | -0.45535 | 2.8179
205 | 0.0048243 | 0.0012086 | -0.0048237 | -0.0012086 | 5.4126e-07 | 1.3357e-08 | 0.0073569 | 0.007357 | 0.007357 | 0.97574 | -0.46773 | 0.97562 | -0.47009 | 2.0212
206 | 0.01048 | 0.0026256 | -0.01048 | -0.0026254 | 3.1958e-07 | 1.6286e-07 | 0.015982 | 0.015982 | 0.015982 | 0.97574 | -0.46773 | 0.97571 | -0.46837 | 4.3905
207 | 0.02406 | 0.006043 | -0.024057 | -0.0060422 | 3.3214e-06 | 8.0811e-07 | 0.036673 | 0.036674 | 0.036674 | 0.97637 | -0.45535 | 0.97622 | -0.45824 | 2.5188
208 | 0.0030471 | 0.00076331 | -0.003047 | -0.00076341 | 1.1136e-07 | -1.0042e-07 | 0.0046473 | 0.0046474 | 0.0046474 | 0.97562 | -0.47009 | 0.97558 | -0.47086 | 1.2768
209 | 0.0065791 | 0.0016479 | -0.0065783 | -0.0016476 | 8.4212e-07 | 2.6038e-07 | 0.010033 | 0.010033 | 0.010033 | 0.97571 | -0.46837 | 0.97557 | -0.47106 | 2.7564
210 | -0.0079276 | -0.0019866 | 0.007928 | 0.0019868 | 3.9235e-07 | 1.6036e-07 | 0.012045 | 0.012045 | 0.012045 | 0.97934 | -0.39807 | 0.97939 | -0.39703 | 3.3091
211 | 0.0058226 | 0.001459 | -0.0058217 | -0.0014589 | 8.3878e-07 | 1.7728e-07 | 0.0088468 | 0.0088469 | 0.0088469 | 0.97934 | -0.39807 | 0.97918 | -0.4011 | 2.4305
212 | -0.0091405 | -0.0022906 | 0.0091427 | 0.0022917 | 2.2179e-06 | 1.0334e-06 | 0.013887 | 0.013887 | 0.013887 | 0.97939 | -0.39703 | 0.97965 | -0.39194 | 3.8152
213 | 0.0035687 | 0.0008942 | -0.0035687 | -0.00089423 | 6.4925e-08 | -3.2494e-08 | 0.0054232 | 0.0054232 | 0.0054232 | 0.97918 | -0.4011 | 0.97916 | -0.40148 | 1.4899
214 | 0.0016146 | 0.0004045 | -0.0016146 | -0.00040465 | 3.1352e-08 | -1.5461e-07 | 0.0024536 | 0.0024537 | 0.0024537 | 0.97916 | -0.40148 | 0.97914 | -0.40189 | 0.67409
215 | 0.0042811 | 0.0010719 | -0.0042808 | -0.0010719 | 2.7455e-07 | -3.8694e-08 | 0.0065294 | 0.0065295 | 0.0065295 | 0.97557 | -0.47106 | 0.97551 | -0.47241 | 1.7938
216 | 0.0042808 | 0.0010719 | -0.0042801 | -0.001072 | 7.2299e-07 | -1.0173e-07 | 0.0065295 | 0.0065297 | 0.0065297 | 0.97551 | -0.47241 | 0.97533 | -0.47596 | 1.7939
217 | 0.0017479 | 0.0004376 | -0.0017478 | -0.00043803 | 1.0872e-07 | -4.3921e-07 | 0.0026665 | 0.0026667 | 0.0026667 | 0.97533 | -0.47596 | 0.97526 | -0.47726 | 0.73261
218 | 0.0025322 | 0.00063443 | -0.0025321 | -0.00063458 | 9.3221e-08 | -1.482e-07 | 0.0038632 | 0.0038632 | 0.0038632 | 0.97533 | -0.47596 | 0.97529 | -0.47673 | 1.0613
219 | 0.0012594 | 0.00031563 | -0.0012594 | -0.00031564 | 1.9836e-09 | -1.6607e-08 | 0.0019215 | 0.0019215 | 0.0019215 | 0.97529 | -0.47673 | 0.97528 | -0.47676 | 0.5279
220 | 0.0021261 | 0.00053262 | -0.002126 | -0.00053284 | 8.6212e-08 | -2.1778e-07 | 0.0032428 | 0.0032429 | 0.0032429 | 0.97558 | -0.47086 | 0.97554 | -0.47171 | 0.89091
221 | 0.012202 | 0.0030581 | -0.012202 | -0.0030581 | 7.2441e-08 | 3.8717e-08 | 0.018182 | 0.018182 | 0.018182 | 0.99863 | -0.025988 | 0.99863 | -0.026113 | 4.9949
222 | 0.0095471 | 0.0023927 | -0.009546 | -0.0023922 | 1.0118e-06 | 4.7312e-07 | 0.014226 | 0.014226 | 0.014226 | 0.99863 | -0.026113 | 0.99851 | -0.028338 | 3.9082
223 | 0.00096297 | 0.00024115 | -0.00096296 | -0.00024134 | 1.1388e-08 | -1.8561e-07 | 0.001435 | 0.0014351 | 0.0014351 | 0.99851 | -0.028338 | 0.9985 | -0.028586 | 0.39425
224 | 0.0085831 | 0.0021511 | -0.0085829 | -0.002151 | 2.0657e-07 | 8.8166e-08 | 0.012791 | 0.012791 | 0.012791 | 0.99851 | -0.028338 | 0.99848 | -0.028843 | 3.514
225 | 0.001275 | 0.00031929 | -0.001275 | -0.00031954 | 2.8137e-08 | -2.5382e-07 | 0.0019 | 0.0019001 | 0.0019001 | 0.99848 | -0.028843 | 0.99846 | -0.029306 | 0.52201
226 | 0.0073079 | 0.0018317 | -0.0073069 | -0.0018314 | 9.7948e-07 | 3.3888e-07 | 0.010891 | 0.010891 | 0.010891 | 0.99848 | -0.028843 | 0.99834 | -0.031656 | 2.992
227 | 0.0020711 | 0.00051881 | -0.002071 | -0.00051904 | 7.5827e-08 | -2.2611e-07 | 0.0030947 | 0.0030948 | 0.0030948 | 0.99578 | -0.079956 | 0.99574 | -0.080725 | 0.85023
228 | 0.0067546 | 0.0016929 | -0.0067528 | -0.0016924 | 1.8276e-06 | 5.4114e-07 | 0.010068 | 0.010068 | 0.010068 | 0.99834 | -0.031656 | 0.99804 | -0.037336 | 2.7659
229 | -0.0021613 | -0.00054166 | 0.0021613 | 0.00054155 | 4.6624e-08 | -1.104e-07 | 0.0033118 | 0.0033118 | 0.0033118 | 0.97106 | -0.56085 | 0.97109 | -0.56039 | 0.90984
230 | -0.0018348 | -0.00045873 | 0.0018348 | 0.00045863 | 2.8848e-08 | -1.0198e-07 | 0.0028111 | 0.0028111 | 0.0028111 | 0.97109 | -0.56027 | 0.97111 | -0.55994 | 0.77228
231 | 0.0018348 | 0.00045873 | -0.0018345 | -0.00045977 | 2.9644e-07 | -1.0475e-06 | 0.0028111 | 0.0028116 | 0.0028116 | 0.97109 | -0.56027 | 0.97092 | -0.56366 | 0.7724
232 | 0.059841 | 0.015078 | -0.059722 | -0.015002 | 0.00011939 | 7.5913e-05 | 0.09044 | 0.090441 | 0.090441 | 0.98488 | -0.28985 | 0.98273 | -0.33164 | 24.8463
233 | 0.023203 | 0.005828 | -0.023196 | -0.0058234 | 7.4025e-06 | 4.5351e-06 | 0.035138 | 0.035138 | 0.035138 | 0.98273 | -0.33164 | 0.98239 | -0.33833 | 9.6533
234 | 0.0097026 | 0.0024315 | -0.0097015 | -0.002431 | 1.0507e-06 | 5.0797e-07 | 0.014691 | 0.014691 | 0.014691 | 0.98273 | -0.33164 | 0.98261 | -0.33392 | 4.0361
235 | 0.026816 | 0.0067424 | -0.026792 | -0.0067275 | 2.3955e-05 | 1.4841e-05 | 0.040611 | 0.040612 | 0.040612 | 0.98273 | -0.33164 | 0.98177 | -0.35037 | 11.157
236 | 0.021392 | 0.0053713 | -0.021379 | -0.0053635 | 1.2907e-05 | 7.8457e-06 | 0.032406 | 0.032406 | 0.032406 | 0.98239 | -0.33833 | 0.98174 | -0.35099 | 8.9027
237 | 0.0083476 | 0.0020917 | -0.0083461 | -0.002091 | 1.5295e-06 | 6.5562e-07 | 0.012641 | 0.012641 | 0.012641 | 0.98261 | -0.33392 | 0.98242 | -0.33776 | 3.4728
238 | 0.025083 | 0.0062994 | -0.025066 | -0.0062889 | 1.6978e-05 | 1.047e-05 | 0.038022 | 0.038022 | 0.038022 | 0.98177 | -0.35037 | 0.98105 | -0.36456 | 10.4457
239 | 0.019139 | 0.004802 | -0.019129 | -0.0047965 | 9.1934e-06 | 5.5156e-06 | 0.02901 | 0.02901 | 0.02901 | 0.98174 | -0.35099 | 0.98123 | -0.36107 | 7.9699
240 | 0.0072484 | 0.0018159 | -0.0072478 | -0.0018157 | 5.4465e-07 | 1.9601e-07 | 0.010978 | 0.010979 | 0.010979 | 0.98242 | -0.33776 | 0.98234 | -0.33934 | 3.0161
241 | 0.02399 | 0.006019 | -0.023986 | -0.0060167 | 3.7571e-06 | 2.309e-06 | 0.036389 | 0.036389 | 0.036389 | 0.98105 | -0.36456 | 0.98088 | -0.36785 | 9.997
242 | 0.0051736 | 0.0012959 | -0.0051729 | -0.0012958 | 7.9202e-07 | 7.1583e-08 | 0.0078366 | 0.0078368 | 0.0078368 | 0.98234 | -0.33934 | 0.98217 | -0.34256 | 2.153
243 | 0.01129 | 0.0028309 | -0.011288 | -0.0028301 | 1.478e-06 | 7.7225e-07 | 0.017026 | 0.017026 | 0.017026 | 0.98675 | -0.25426 | 0.98661 | -0.25701 | 4.6774
244 | 0.011288 | 0.0028301 | -0.011284 | -0.002828 | 4.0944e-06 | 2.1396e-06 | 0.017026 | 0.017026 | 0.017026 | 0.98661 | -0.25701 | 0.98622 | -0.26462 | 4.6774
245 | 0.0019472 | 0.00048774 | -0.0019471 | -0.00048798 | 7.2843e-08 | -2.4055e-07 | 0.0029378 | 0.0029379 | 0.0029379 | 0.98622 | -0.26462 | 0.98618 | -0.26541 | 0.80711
246 | 0.0093372 | 0.0023402 | -0.0093364 | -0.0023399 | 7.8686e-07 | 3.687e-07 | 0.014088 | 0.014088 | 0.014088 | 0.98622 | -0.26462 | 0.98613 | -0.26639 | 3.8703
247 | 0.0078784 | 0.0019744 | -0.0078775 | -0.0019741 | 9.3402e-07 | 3.7296e-07 | 0.011888 | 0.011888 | 0.011888 | 0.98613 | -0.26639 | 0.986 | -0.26888 | 3.266
248 | 0.0028056 | 0.00070302 | -0.0028055 | -0.00070313 | 8.2754e-08 | -1.0404e-07 | 0.004234 | 0.004234 | 0.004234 | 0.986 | -0.26888 | 0.98597 | -0.2695 | 1.1632
249 | 0.0050719 | 0.0012711 | -0.0050715 | -0.001271 | 4.1341e-07 | 2.4602e-08 | 0.0076542 | 0.0076543 | 0.0076543 | 0.986 | -0.26888 | 0.98591 | -0.27059 | 2.1028
250 | 0.0018192 | 0.00045562 | -0.0018191 | -0.00045591 | 7.7476e-08 | -2.8358e-07 | 0.0027785 | 0.0027787 | 0.0027787 | 0.97419 | -0.49823 | 0.97415 | -0.49912 | 0.76337
251 | 0.0020015 | 0.00050123 | -0.0020014 | -0.0005016 | 1.2558e-07 | -3.6575e-07 | 0.003057 | 0.0030572 | 0.0030572 | 0.97421 | -0.49793 | 0.97414 | -0.49925 | 0.83988
252 | 0.0037929 | 0.00095035 | -0.0037926 | -0.0009505 | 3.5332e-07 | -1.5161e-07 | 0.0056818 | 0.0056819 | 0.0056819 | 0.99331 | -0.12713 | 0.99321 | -0.12909 | 1.561
253 | 0.0013167 | 0.00032993 | -0.0013167 | -0.00032999 | 8.8117e-09 | -6.731e-08 | 0.0020069 | 0.0020069 | 0.0020069 | 0.97626 | -0.45755 | 0.97625 | -0.45769 | 0.55135
254 | -0.0059163 | -0.0014828 | 0.0059165 | 0.0014828 | 1.5558e-07 | 3.2224e-08 | 0.0088963 | 0.0088963 | 0.0088963 | 0.98957 | -0.19916 | 0.9896 | -0.19861 | 2.444
255 | -0.0091583 | -0.0022953 | 0.0091606 | 0.0022963 | 2.3151e-06 | 1.0633e-06 | 0.013771 | 0.013771 | 0.013771 | 0.9896 | -0.19861 | 0.98987 | -0.19331 | 3.7832
256 | -0.013784 | -0.0034551 | 0.013787 | 0.0034565 | 2.5848e-06 | 1.4478e-06 | 0.020721 | 0.020721 | 0.020721 | 0.98987 | -0.19331 | 0.99008 | -0.18937 | 5.6926
257 | -0.097094 | -0.024544 | 0.097116 | 0.024557 | 2.1635e-05 | 1.3289e-05 | 0.146 | 0.146 | 0.146 | 0.99008 | -0.18937 | 0.99032 | -0.18473 | 10.0275
258 | 0.083307 | 0.021088 | -0.083256 | -0.021055 | 5.104e-05 | 3.222e-05 | 0.12528 | 0.12528 | 0.12528 | 0.99008 | -0.18937 | 0.98941 | -0.20214 | 17.2088
259 | 0.071164 | 0.018025 | -0.071157 | -0.018021 | 6.5985e-06 | 4.2033e-06 | 0.10709 | 0.10709 | 0.10709 | 0.98941 | -0.20214 | 0.98931 | -0.20407 | 29.4214
260 | -0.00060708 | -0.00015215 | 0.00060709 | 0.00015184 | 7.8245e-09 | -3.0987e-07 | 0.00091779 | 0.00091768 | 0.00091779 | 0.98427 | -0.30101 | 0.98428 | -0.30074 | 0.25214
261 | -0.16255 | -0.041118 | 0.16264 | 0.041178 | 9.4565e-05 | 5.9673e-05 | 0.24587 | 0.24587 | 0.24587 | 0.98428 | -0.30074 | 0.98491 | -0.28862 | 16.8866
262 | 0.16194 | 0.040967 | -0.16181 | -0.040886 | 0.00012807 | 8.0808e-05 | 0.24495 | 0.24495 | 0.24495 | 0.98428 | -0.30074 | 0.98343 | -0.31723 | 16.8236
263 | 0.00066306 | 0.00016588 | -0.00066305 | -0.00016618 | 9.1112e-09 | -2.9891e-07 | 0.0010044 | 0.0010046 | 0.0010046 | 0.98217 | -0.34256 | 0.98216 | -0.34285 | 0.27598
264 | -0.023692 | -0.0059604 | 0.023731 | 0.0059842 | 3.8817e-05 | 2.3838e-05 | 0.036016 | 0.036016 | 0.036016 | 0.97907 | -0.40306 | 0.98082 | -0.36883 | 9.8945
265 | -0.02886 | -0.0072485 | 0.028873 | 0.0072568 | 1.3327e-05 | 8.2987e-06 | 0.043946 | 0.043946 | 0.043946 | 0.97733 | -0.4364 | 0.97782 | -0.42673 | 12.073
266 | 0.0088772 | 0.0022251 | -0.0088746 | -0.0022239 | 2.5883e-06 | 1.1855e-06 | 0.013533 | 0.013533 | 0.013533 | 0.97611 | -0.46038 | 0.9758 | -0.46651 | 3.7179
267 | 0.0011848 | 0.00029662 | -0.0011847 | -0.00029692 | 3.1249e-08 | -2.9933e-07 | 0.001806 | 0.0018061 | 0.0018061 | 0.97611 | -0.46038 | 0.97608 | -0.46094 | 0.49618
268 | -0.0013162 | -0.00032988 | 0.0013163 | 0.0003296 | 3.7089e-08 | -2.7861e-07 | 0.0020143 | 0.0020142 | 0.0020143 | 0.97231 | -0.53532 | 0.97234 | -0.53473 | 0.55339
269 | -0.0071662 | -0.0017957 | 0.0071668 | 0.0017959 | 5.7667e-07 | 2.1046e-07 | 0.010967 | 0.010967 | 0.010967 | 0.97234 | -0.53473 | 0.97243 | -0.53304 | 3.0128
270 | -0.0080011 | -0.002005 | 0.0080016 | 0.0020053 | 5.1554e-07 | 2.1616e-07 | 0.012243 | 0.012243 | 0.012243 | 0.97243 | -0.53304 | 0.9725 | -0.53169 | 3.3635
271 | 0.0082984 | 0.002081 | -0.0082977 | -0.0020807 | 7.0499e-07 | 3.0654e-07 | 0.012698 | 0.012698 | 0.012698 | 0.9725 | -0.53169 | 0.9724 | -0.53347 | 3.4884
272 | -0.0163 | -0.0040863 | 0.016302 | 0.0040873 | 1.6303e-06 | 9.5666e-07 | 0.024941 | 0.024941 | 0.024941 | 0.9725 | -0.53169 | 0.9726 | -0.52959 | 6.8519
273 | 0.0074626 | 0.0018714 | -0.0074598 | -0.0018704 | 2.7741e-06 | 1.0721e-06 | 0.01142 | 0.01142 | 0.01142 | 0.9724 | -0.53347 | 0.97201 | -0.54127 | 3.1374
274 | -0.016836 | -0.0042211 | 0.016837 | 0.0042219 | 1.3943e-06 | 8.2277e-07 | 0.025758 | 0.025758 | 0.025758 | 0.9726 | -0.52959 | 0.97269 | -0.52785 | 7.0764
275 | 0.18933 | 0.04803 | -0.18926 | -0.047985 | 7.1996e-05 | 4.5596e-05 | 0.28548 | 0.28548 | 0.28548 | 0.98756 | -0.23741 | 0.98715 | -0.24532 | 19.6071
276 | 0.0023429 | 0.00058698 | -0.0023428 | -0.00058715 | 8.5271e-08 | -1.7889e-07 | 0.0035301 | 0.0035301 | 0.0035301 | 0.98756 | -0.23741 | 0.98752 | -0.23818 | 0.96982
277 | 0.1698 | 0.043106 | -0.16968 | -0.043024 | 0.00012939 | 8.1732e-05 | 0.25616 | 0.25616 | 0.25616 | 0.98715 | -0.24532 | 0.98633 | -0.26118 | 17.5933
278 | 0.1667 | 0.042279 | -0.16664 | -0.042238 | 6.5615e-05 | 4.143e-05 | 0.25168 | 0.25168 | 0.25168 | 0.98633 | -0.26118 | 0.9859 | -0.26937 | 17.2854
279 | 0.0012333 | 0.00030894 | -0.0012333 | -0.00030909 | 1.6707e-08 | -1.5328e-07 | 0.0018614 | 0.0018614 | 0.0018614 | 0.9859 | -0.26937 | 0.98589 | -0.26965 | 0.51138
280 | 0.16541 | 0.041929 | -0.16532 | -0.041878 | 8.1342e-05 | 5.135e-05 | 0.24981 | 0.24982 | 0.24982 | 0.9859 | -0.26937 | 0.98537 | -0.2796 | 17.1576
281 | -0.16264 | -0.041178 | 0.16271 | 0.041223 | 7.0417e-05 | 4.4434e-05 | 0.24587 | 0.24587 | 0.24587 | 0.98491 | -0.28862 | 0.98537 | -0.2796 | 16.8866
282 | 0.0026133 | 0.00065494 | -0.0026133 | -0.00065496 | 1.1855e-08 | -1.827e-08 | 0.0039464 | 0.0039464 | 0.0039464 | 0.98537 | -0.2796 | 0.98537 | -0.2797 | 1.0842
283 | 0.0020512 | 0.00051387 | -0.0020511 | -0.00051405 | 6.2946e-08 | -1.7827e-07 | 0.0031125 | 0.0031126 | 0.0031126 | 0.98058 | -0.3738 | 0.98054 | -0.37444 | 0.85511
284 | 0.0068425 | 0.0017144 | -0.0068416 | -0.0017141 | 8.615e-07 | 2.8298e-07 | 0.010387 | 0.010387 | 0.010387 | 0.98023 | -0.38064 | 0.98009 | -0.38328 | 2.8536
285 | 0.0054829 | 0.0013736 | -0.0054823 | -0.0013735 | 5.4099e-07 | 8.3889e-08 | 0.0083241 | 0.0083242 | 0.0083242 | 0.98009 | -0.38328 | 0.97999 | -0.38535 | 2.2869
286 | 0.02573 | 0.0064983 | -0.025722 | -0.0064929 | 8.671e-06 | 5.357e-06 | 0.038995 | 0.038995 | 0.038995 | 0.98229 | -0.34009 | 0.98193 | -0.34713 | 10.713
287 | 0.025722 | 0.0064929 | -0.025695 | -0.0064764 | 2.6709e-05 | 1.6502e-05 | 0.038995 | 0.038995 | 0.038995 | 0.98193 | -0.34713 | 0.98082 | -0.36883 | 10.713
288 | -0.047161 | -0.011884 | 0.047197 | 0.011907 | 3.597e-05 | 2.2782e-05 | 0.071394 | 0.071394 | 0.071394 | 0.98325 | -0.32143 | 0.98407 | -0.3055 | 19.6139
289 | 0.0032937 | 0.00082399 | -0.0032934 | -0.00082422 | 3.1641e-07 | -2.2826e-07 | 0.004984 | 0.0049842 | 0.0049842 | 0.98325 | -0.32143 | 0.98315 | -0.32345 | 1.3693
290 | -0.049404 | -0.01246 | 0.049459 | 0.012495 | 5.4689e-05 | 3.4669e-05 | 0.074732 | 0.074732 | 0.074732 | 0.98407 | -0.3055 | 0.98526 | -0.28241 | 20.5307
291 | 0.0020347 | 0.00050876 | -0.0020345 | -0.00050927 | 1.7223e-07 | -5.0395e-07 | 0.0030791 | 0.0030794 | 0.0030794 | 0.98315 | -0.32345 | 0.98306 | -0.32523 | 0.84598
292 | -0.054868 | -0.01385 | 0.054921 | 0.013884 | 5.3245e-05 | 3.3813e-05 | 0.082901 | 0.082901 | 0.082901 | 0.98526 | -0.28241 | 0.98631 | -0.26217 | 22.7749
293 | 0.0014153 | 0.00035407 | -0.0014153 | -0.00035429 | 3.174e-08 | -2.1354e-07 | 0.0021421 | 0.0021421 | 0.0021421 | 0.98306 | -0.32523 | 0.98303 | -0.3257 | 0.5885
294 | -0.0018401 | -0.00046118 | 0.0018402 | 0.00046087 | 8.4639e-08 | -3.0994e-07 | 0.0027944 | 0.0027943 | 0.0027944 | 0.97985 | -0.38795 | 0.9799 | -0.38698 | 0.7677
295 | -0.0038226 | -0.0009577 | 0.0038229 | 0.00095759 | 2.9662e-07 | -1.0593e-07 | 0.0058046 | 0.0058045 | 0.0058046 | 0.9799 | -0.38698 | 0.97999 | -0.38535 | 1.5947
296 | -0.00034103 | -8.547e-05 | 0.00034103 | 8.529e-05 | 1.4588e-09 | -1.8054e-07 | 0.00051878 | 0.00051871 | 0.00051878 | 0.97818 | -0.41977 | 0.97819 | -0.41968 | 0.14252
297 | -0.001121 | -0.00028076 | 0.001121 | 0.00028029 | 4.3303e-08 | -4.7091e-07 | 0.0017052 | 0.001705 | 0.0017052 | 0.97819 | -0.41968 | 0.97823 | -0.41887 | 0.46845
298 | 0.00087805 | 0.00021965 | -0.00087802 | -0.00022005 | 2.2009e-08 | -4.0716e-07 | 0.0013289 | 0.0013291 | 0.0013291 | 0.98303 | -0.3257 | 0.98301 | -0.32623 | 0.36514
299 | -0.059116 | -0.014936 | 0.059171 | 0.014971 | 5.492e-05 | 3.4914e-05 | 0.08923 | 0.08923 | 0.08923 | 0.98631 | -0.26217 | 0.98731 | -0.24281 | 24.5138
300 | 0.021636 | 0.0054353 | -0.021633 | -0.0054349 | 2.6178e-06 | 3.9192e-07 | 0.032983 | 0.032984 | 0.032984 | 0.97622 | -0.45824 | 0.97609 | -0.46077 | 2.2654
301 | -0.063548 | -0.016068 | 0.063666 | 0.016143 | 0.0001183 | 7.5273e-05 | 0.095827 | 0.095827 | 0.095827 | 0.98731 | -0.24281 | 0.98931 | -0.20407 | 26.326
302 | 0.0074911 | 0.0018776 | -0.0074904 | -0.0018774 | 6.2727e-07 | 2.3229e-07 | 0.011267 | 0.011267 | 0.011267 | 0.98931 | -0.20407 | 0.98922 | -0.20583 | 3.0954
303 | 0.0074904 | 0.0018774 | -0.0074893 | -0.001877 | 1.0928e-06 | 4.0477e-07 | 0.011267 | 0.011267 | 0.011267 | 0.98922 | -0.20583 | 0.98907 | -0.20889 | 3.0955
304 | 0.018744 | 0.0047107 | -0.018743 | -0.0047107 | 6.2251e-07 | -8.0649e-09 | 0.028579 | 0.028579 | 0.028579 | 0.97609 | -0.46077 | 0.97606 | -0.46147 | 1.9628
305 | 0.018743 | 0.0047107 | -0.018721 | -0.0047047 | 2.2093e-05 | 6.0366e-06 | 0.028579 | 0.028582 | 0.028582 | 0.97606 | -0.46147 | 0.9748 | -0.48617 | 2.6174
306 | 0.018721 | 0.0047047 | -0.018718 | -0.004704 | 2.5347e-06 | 6.9401e-07 | 0.028582 | 0.028582 | 0.028582 | 0.9748 | -0.48617 | 0.97466 | -0.48901 | 2.6174
307 | 0.016868 | 0.0042404 | -0.016837 | -0.0042219 | 3.1223e-05 | 1.8422e-05 | 0.025758 | 0.025758 | 0.025758 | 0.97466 | -0.48901 | 0.97269 | -0.52785 | 7.0764
308 | 0.0088746 | 0.0022239 | -0.0088732 | -0.0022233 | 1.4756e-06 | 6.7604e-07 | 0.013533 | 0.013533 | 0.013533 | 0.9758 | -0.46651 | 0.97562 | -0.47 | 3.7179
309 | 0.0045598 | 0.0011422 | -0.0045585 | -0.0011423 | 1.2425e-06 | -6.0021e-08 | 0.0069543 | 0.0069547 | 0.0069547 | 0.97562 | -0.47 | 0.97533 | -0.47572 | 1.9106
310 | 0.0029901 | 0.00074918 | -0.0029899 | -0.00074934 | 1.6477e-07 | -1.5804e-07 | 0.0045617 | 0.0045618 | 0.0045618 | 0.97533 | -0.47572 | 0.97528 | -0.47688 | 1.2532
311 | 0.0074598 | 0.0018704 | -0.0074556 | -0.0018687 | 4.2307e-06 | 1.6361e-06 | 0.01142 | 0.011421 | 0.011421 | 0.97201 | -0.54127 | 0.97141 | -0.55318 | 3.1375
312 | 0.0074556 | 0.0018687 | -0.0074543 | -0.0018682 | 1.3435e-06 | 5.1987e-07 | 0.011421 | 0.011421 | 0.011421 | 0.97141 | -0.55318 | 0.97122 | -0.55696 | 3.1376

## res_trafo
| p_hv_mw | q_hv_mvar | p_lv_mw | q_lv_mvar | pl_mw | ql_mvar | i_hv_ka | i_lv_ka | vm_hv_pu | va_hv_degree | vm_lv_pu | va_lv_degree | loading_percent
0 | -1.2729e-15 | -1.3162e-15 | 0.00165 | 1.2699e-07 | 0.00165 | 1.2699e-07 | 5.2857e-17 | 0.0023815 | 0.99998 | 149.9956 | 1 | 0 | 0.2619

## res_ext_grid
| p_mw | q_mvar
0 | 0.53082 | 0.13552

## res_load
| p_mw | q_mvar
0 | 0.0027695 | 0.00069411
1 | 0.0020629 | 0.00051701
2 | 0.0017425 | 0.00043672
3 | 0.001928 | 0.0004832
4 | 0.0018505 | 0.00046378
5 | 0.002323 | 0.0005822
6 | 0.0011186 | 0.00028035
7 | 0.00065217 | 0.00016345
8 | 0.00073324 | 0.00018377
9 | 0.001079 | 0.00027042
10 | 0.0042294 | 0.00106
11 | 0.0013722 | 0.0003439
12 | 0.0029234 | 0.00073267
13 | 0.00099259 | 0.00024877
14 | 0.0024295 | 0.0006089
15 | 0.0061251 | 0.0015351
16 | 0.005542 | 0.0013889
17 | 0.0027688 | 0.00069392
18 | 0.0026924 | 0.00067479
19 | 0.00087322 | 0.00021885
20 | 0.0014693 | 0.00036824
21 | 0.00128 | 0.00032079
22 | 0.0049595 | 0.001243
23 | 0.0011734 | 0.00029408
24 | 0.00050981 | 0.00012777
25 | 0.003264 | 0.00081803
26 | 0.0011155 | 0.00027957
27 | 0.00089032 | 0.00022314
28 | 0.0010632 | 0.00026645
29 | 0.00092127 | 0.00023089
30 | 0.0013585 | 0.00034047
31 | 0.0013067 | 0.0003275
32 | 0.0015733 | 0.00039432
33 | 0.00076277 | 0.00019117
34 | 0.0010844 | 0.00027178
35 | 0.0014205 | 0.00035602
36 | 0.002124 | 0.00053232
37 | 0.0011229 | 0.00028141
38 | 0.0060744 | 0.0015224
39 | 0.0015166 | 0.00038009
40 | 0.0017528 | 0.0004393
41 | 0.002064 | 0.00051728
42 | 0.002935 | 0.00073558
43 | 0.0025988 | 0.00065132
44 | 0.0011574 | 0.00029007
45 | 0.001643 | 0.00041179
46 | 0.0015138 | 0.0003794
47 | 0.0037593 | 0.00094217
48 | 0.0014564 | 0.00036501
49 | 0.0045836 | 0.0011488
50 | 0.0016839 | 0.00042203
51 | 0.0012735 | 0.00031916
52 | 0.0015039 | 0.0003769
53 | 0.00067376 | 0.00016886
54 | 0.0027272 | 0.0006835
55 | 0.0003517 | 8.8145e-05
56 | 0.00026419 | 6.6213e-05
57 | 0.002278 | 0.00057093
58 | 0.0027615 | 0.00069209
59 | 0.0018409 | 0.00046136
60 | 0.00046403 | 0.0001163
61 | 0.00018576 | 4.6557e-05
62 | 0.0030285 | 0.00075901
63 | 0.0057054 | 0.0014299
64 | 0.010563 | 0.0026472
65 | 0.0033344 | 0.00083569
66 | 0.0050321 | 0.0012612
67 | 0.002585 | 0.00064786
68 | 0.002381 | 0.00059673
69 | 0.0068426 | 0.0017149
70 | 0.0032457 | 0.00081344
71 | 0.0027411 | 0.00068699
72 | 0.0032599 | 0.000817
73 | 0.0077832 | 0.0019506
74 | 0.0021004 | 0.00052641
75 | 0.0014277 | 0.0003578
76 | 0.00074034 | 0.00018555
77 | 0.0011266 | 0.00028236
78 | 0.0013846 | 0.00034702
79 | 0.0017283 | 0.00043316
80 | 0.0036504 | 0.00091489
81 | 0.0027125 | 0.0006798
82 | 0.0012313 | 0.00030858
83 | 0.0013963 | 0.00034994
84 | 0.0045774 | 0.0011472
85 | 0.00066786 | 0.00016738
86 | 0.0020444 | 0.00051236
87 | 0.00077171 | 0.00019341
88 | 0.00081713 | 0.00020479
89 | 0.0015563 | 0.00039005
90 | 0.00036515 | 9.1515e-05
91 | 0.0017639 | 0.00044208
92 | 0.0015748 | 0.00039467
93 | 0.003135 | 0.0007857
94 | 0.0022379 | 0.00056087
95 | 0.0030101 | 0.0007544
96 | 0.0010207 | 0.00025582
97 | 0.0022641 | 0.00056744
98 | 0.0012864 | 0.00032239
99 | 0.0016926 | 0.0004242
100 | 0.0020169 | 0.00050549
101 | 0.0018248 | 0.00045734
102 | 0.0013584 | 0.00034045
103 | 0.0023595 | 0.00059135
104 | 0.0019323 | 0.00048429
105 | 0.0031582 | 0.00079153
106 | 0.00084566 | 0.00021194
107 | 0.0012943 | 0.00032438
108 | 0.0033793 | 0.00084694
109 | 0.0010026 | 0.00025127
110 | 0.00081002 | 0.00020301
111 | 0.0015274 | 0.0003828
112 | 0.0015361 | 0.00038497
113 | 0.0052351 | 0.001312
114 | 0.0015103 | 0.00037853
115 | 0.0032158 | 0.00080596
116 | 0.0041834 | 0.0010485
117 | 0.0024493 | 0.00061385
118 | 0.0028406 | 0.00071192
119 | 0.00098773 | 0.00024755
120 | 0.0019852 | 0.00049755
121 | 0.0015582 | 0.00039053
122 | 0.0017646 | 0.00044224
123 | 0.0028581 | 0.00071631
124 | 0.0017766 | 0.00044526
125 | 0.0039004 | 0.00097754
126 | 0.0021051 | 0.00052758
127 | 0.0012125 | 0.00030387
128 | 0.002253 | 0.00056465
129 | 0.0010824 | 0.00027127
130 | 0.0019541 | 0.00048973
131 | 0.0016146 | 0.00040465
132 | 0.0022973 | 0.00057575
133 | 0.0017478 | 0.00043803
134 | 0.0012726 | 0.00031895
135 | 0.00092088 | 0.00023079
136 | 0.0012594 | 0.00031564
137 | 0.0019003 | 0.00047627
138 | 0.0026548 | 0.00066535
139 | 0.00096296 | 0.00024134
140 | 0.0017726 | 0.00044425
141 | 0.001275 | 0.00031954
142 | 0.00055228 | 0.00013841
143 | 0.002071 | 0.00051904
144 | 0.0021613 | 0.00054166
145 | 0.00083229 | 0.00020859
146 | 0.0018345 | 0.00045977
147 | 0.00089916 | 0.00022535
148 | 0.0018039 | 0.00045211
149 | 0.0013539 | 0.00033931
150 | 0.0017084 | 0.00042817
151 | 0.0022403 | 0.00056146
152 | 0.0010977 | 0.00027511
153 | 0.0010769 | 0.0002699
154 | 0.0041864 | 0.0010492
155 | 0.0020742 | 0.00051984
156 | 0.0025936 | 0.00065002
157 | 0.0026331 | 0.00065992
158 | 0.0019471 | 0.00048798
159 | 0.001458 | 0.0003654
160 | 0.0016816 | 0.00042144
161 | 0.0018191 | 0.00045591
162 | 0.0020014 | 0.0005016
163 | 0.01392 | 0.0034886
164 | 0.0053139 | 0.0013318
165 | 0.0037926 | 0.0009505
166 | 0.0050715 | 0.001271
167 | 0.0028055 | 0.00070313
168 | 0.0016899 | 0.00042352
169 | 0.0013167 | 0.00032999
170 | 0.002126 | 0.00053284
171 | 0.0059163 | 0.0014828
172 | 0.0032418 | 0.00081248
173 | 0.0046235 | 0.0011588
174 | 0.0020921 | 0.00052434
175 | 0.012092 | 0.0030306
176 | 0.0016755 | 0.00041993
177 | 0.00060708 | 0.00015215
178 | 0.0014462 | 0.00036245
179 | 0.00066305 | 0.00016618
180 | 0.00031228 | 7.8264e-05
181 | 0.002442 | 0.00061202
182 | 0.0013162 | 0.00032988
183 | 0.00585 | 0.0014661
184 | 0.00083432 | 0.0002091
185 | 0.00083506 | 0.00020929
186 | 0.00053409 | 0.00013386
187 | 0.0023428 | 0.00058715
188 | 0.0029709 | 0.00074457
189 | 0.0013601 | 0.00034087
190 | 0.00096572 | 0.00024203
191 | 0.0020511 | 0.00051405
192 | 0.0015137 | 0.00037937
193 | 0.0013587 | 0.00034053
194 | 0.0048575 | 0.0012174
195 | 0.0026133 | 0.00065496
196 | 0.002105 | 0.00052756
197 | 0.0019641 | 0.00049224
198 | 0.0022071 | 0.00055315
199 | 0.0012587 | 0.00031546
200 | 0.0054091 | 0.0013556
201 | 0.00061923 | 0.00015519
202 | 0.0038557 | 0.00096633
203 | 0.0012333 | 0.00030909
204 | 0.0018401 | 0.00046118
205 | 0.0019824 | 0.00049683
206 | 0.0016595 | 0.0004159
207 | 0.00034103 | 8.547e-05
208 | 0.00077995 | 0.00019547
209 | 0.00065144 | 0.00016327
210 | 0.00053723 | 0.00013464
211 | 0.00087802 | 0.00022005
212 | 0.0041954 | 0.0010515
213 | 0.0024213 | 0.00060684
214 | 0.0043769 | 0.0010969
215 | 0.0074893 | 0.001877
216 | 0.0028896 | 0.0007242
217 | 0.00185 | 0.00046365
218 | 0.0011847 | 0.00029692
219 | 0.0043134 | 0.001081
220 | 0.0015685 | 0.0003931
221 | 0.00094101 | 0.00023584
222 | 0.0067528 | 0.0016924
223 | 0.0074543 | 0.0018682
224 | 0.0029899 | 0.00074934

## dtypes
| element | column | dtype
0 | bus | name | object
1 | bus | vn_kv | float64
2 | bus | type | object
3 | bus | zone | object
4 | bus | in_service | bool
5 | load | name | object
6 | load | bus | uint32
7 | load | p_mw | float64
8 | load | q_mvar | float64
9 | load | const_z_percent | float64
10 | load | const_i_percent | float64
11 | load | sn_mva | float64
12 | load | scaling | float64
13 | load | in_service | bool
14 | load | type | object
15 | ext_grid | name | object
16 | ext_grid | bus | uint32
17 | ext_grid | vm_pu | float64
18 | ext_grid | va_degree | float64
19 | ext_grid | slack_weight | float64
20 | ext_grid | in_service | bool
21 | line | name | object
22 | line | std_type | object
23 | line | from_bus | uint32
24 | line | to_bus | uint32
25 | line | length_km | float64
26 | line | r_ohm_per_km | float64
27 | line | x_ohm_per_km | float64
28 | line | c_nf_per_km | float64
29 | line | g_us_per_km | float64
30 | line | max_i_ka | float64
31 | line | df | float64
32 | line | parallel | uint32
33 | line | type | object
34 | line | in_service | bool
35 | trafo | name | object
36 | trafo | std_type | object
37 | trafo | hv_bus | uint32
38 | trafo | lv_bus | uint32
39 | trafo | sn_mva | float64
40 | trafo | vn_hv_kv | float64
41 | trafo | vn_lv_kv | float64
42 | trafo | vk_percent | float64
43 | trafo | vkr_percent | float64
44 | trafo | pfe_kw | float64
45 | trafo | i0_percent | float64
46 | trafo | shift_degree | float64
47 | trafo | tap_side | object
48 | trafo | tap_neutral | int32
49 | trafo | tap_min | int32
50 | trafo | tap_max | int32
51 | trafo | tap_step_percent | float64
52 | trafo | tap_step_degree | float64
53 | trafo | tap_pos | int32
54 | trafo | tap_phase_shifter | bool
55 | trafo | parallel | uint32
56 | trafo | df | float64
57 | trafo | in_service | bool
58 | line_geodata | coords | object
59 | bus_geodata | x | float64
60 | bus_geodata | y | float64
61 | bus_geodata | coords | object
62 | res_bus | vm_pu | float64
63 | res_bus | va_degree | float64
64 | res_bus | p_mw | float64
65 | res_bus | q_mvar | float64
66 | res_line | p_from_mw | float64
67 | res_line | q_from_mvar | float64
68 | res_line | p_to_mw | float64
69 | res_line | q_to_mvar | float64
70 | res_line | pl_mw | float64
71 | res_line | ql_mvar | float64
72 | res_line | i_from_ka | float64
73 | res_line | i_to_ka | float64
74 | res_line | i_ka | float64
75 | res_line | vm_from_pu | float64
76 | res_line | va_from_degree | float64
77 | res_line | vm_to_pu | float64
78 | res_line | va_to_degree | float64
79 | res_line | loading_percent | float64
80 | res_trafo | p_hv_mw | float64
81 | res_trafo | q_hv_mvar | float64
82 | res_trafo | p_lv_mw | float64
83 | res_trafo | q_lv_mvar | float64
84 | res_trafo | pl_mw | float64
85 | res_trafo | ql_mvar | float64
86 | res_trafo | i_hv_ka | float64
87 | res_trafo | i_lv_ka | float64
88 | res_trafo | vm_hv_pu | float64
89 | res_trafo | va_hv_degree | float64
90 | res_trafo | vm_lv_pu | float64
91 | res_trafo | va_lv_degree | float64
92 | res_trafo | loading_percent | float64
93 | res_ext_grid | p_mw | float64
94 | res_ext_grid | q_mvar | float64
95 | res_load | p_mw | float64
96 | res_load | q_mvar | float64

## parameters
| version | format_version | converged | OPF_converged | name | f_hz | sn_mva
0 | 2.14.6 | 2.14.0 | TRUE | FALSE |  | 50 | 1