## bus
| name | vn_kv | type | zone | in_service
0 | bus_LV_2547-2_0_3_node_0 | 0.4 | n |  | TRUE
1 | bus_LV_2547-2_0_3_node_1 | 0.4 | n |  | TRUE
2 | bus_LV_2547-2_0_3_node_273 | 0.4 | n |  | TRUE
3 | bus_LV_2547-2_0_3_node_181 | 0.4 | n |  | TRUE
4 | bus_LV_2547-2_0_3_node_3 | 0.4 | n |  | TRUE
5 | bus_LV_2547-2_0_3_node_4 | 0.4 | n |  | TRUE
6 | bus_LV_2547-2_0_3_node_183 | 0.4 | n |  | TRUE
7 | bus_LV_2547-2_0_3_node_180 | 0.4 | n |  | TRUE
8 | bus_LV_2547-2_0_3_node_248 | 0.4 | n |  | TRUE
9 | bus_LV_2547-2_0_3_node_13 | 0.4 | n |  | TRUE
10 | bus_LV_2547-2_0_3_node_10 | 0.4 | n |  | TRUE
11 | bus_LV_2547-2_0_3_node_11 | 0.4 | n |  | TRUE
12 | bus_LV_2547-2_0_3_node_12 | 0.4 | n |  | TRUE
13 | bus_LV_2547-2_0_3_node_29 | 0.4 | n |  | TRUE
14 | bus_LV_2547-2_0_3_node_30 | 0.4 | n |  | TRUE
15 | bus_LV_2547-2_0_3_node_31 | 0.4 | n |  | TRUE
16 | bus_LV_2547-2_0_3_node_144 | 0.4 | n |  | TRUE
17 | bus_LV_2547-2_0_3_node_95 | 0.4 | n |  | TRUE
18 | bus_LV_2547-2_0_3_node_57 | 0.4 | n |  | TRUE
19 | bus_LV_2547-2_0_3_node_58 | 0.4 | n |  | TRUE
20 | bus_LV_2547-2_0_3_node_59 | 0.4 | n |  | TRUE
21 | bus_LV_2547-2_0_3_node_60 | 0.4 | n |  | TRUE
22 | bus_LV_2547-2_0_3_node_61 | 0.4 | n |  | TRUE
23 | bus_LV_2547-2_0_3_node_62 | 0.4 | n |  | TRUE
24 | bus_LV_2547-2_0_3_node_142 | 0.4 | n |  | TRUE
25 | bus_LV_2547-2_0_3_node_260 | 0.4 | n |  | TRUE
26 | bus_LV_2547-2_0_3_node_96 | 0.4 | n |  | TRUE
27 | bus_LV_2547-2_0_3_node_141 | 0.4 | n |  | TRUE
28 | bus_LV_2547-2_0_3_node_261 | 0.4 | n |  | TRUE
29 | bus_LV_2547-2_0_3_node_207 | 0.4 | n |  | TRUE
30 | bus_LV_2547-2_0_3_node_243 | 0.4 | n |  | TRUE
31 | bus_LV_2547-2_0_3_node_94 | 0.4 | n |  | TRUE
32 | bus_LV_2547-2_0_3_node_63 | 0.4 | n |  | TRUE
33 | bus_LV_2547-2_0_3_node_64 | 0.4 | n |  | TRUE
34 | bus_LV_2547-2_0_3_node_65 | 0.4 | n |  | TRUE
35 | bus_LV_2547-2_0_3_node_66 | 0.4 | n |  | TRUE
36 | bus_LV_2547-2_0_3_node_67 | 0.4 | n |  | TRUE
37 | bus_LV_2547-2_0_3_node_127 | 0.4 | n |  | TRUE
38 | bus_LV_2547-2_0_3_node_259 | 0.4 | n |  | TRUE
39 | bus_LV_2547-2_0_3_node_257 | 0.4 | n |  | TRUE
40 | bus_LV_2547-2_0_3_node_125 | 0.4 | n |  | TRUE
41 | bus_LV_2547-2_0_3_node_272 | 0.4 | n |  | TRUE
42 | bus_LV_2547-2_0_3_node_218 | 0.4 | n |  | TRUE
43 | bus_LV_2547-2_0_3_node_68 | 0.4 | n |  | TRUE
44 | bus_LV_2547-2_0_3_node_69 | 0.4 | n |  | TRUE
45 | bus_LV_2547-2_0_3_node_70 | 0.4 | n |  | TRUE
46 | bus_LV_2547-2_0_3_node_71 | 0.4 | n |  | TRUE
47 | bus_LV_2547-2_0_3_node_72 | 0.4 | n |  | TRUE
48 | bus_LV_2547-2_0_3_node_73 | 0.4 | n |  | TRUE
49 | bus_LV_2547-2_0_3_node_140 | 0.4 | n |  | TRUE
50 | bus_LV_2547-2_0_3_node_136 | 0.4 | n |  | TRUE
51 | bus_LV_2547-2_0_3_node_253 | 0.4 | n |  | TRUE
52 | bus_LV_2547-2_0_3_node_264 | 0.4 | n |  | TRUE
53 | bus_LV_2547-2_0_3_node_254 | 0.4 | n |  | TRUE
54 | bus_LV_2547-2_0_3_node_98 | 0.4 | n |  | TRUE
55 | bus_LV_2547-2_0_3_node_77 | 0.4 | n |  | TRUE
56 | bus_LV_2547-2_0_3_node_78 | 0.4 | n |  | TRUE
57 | bus_LV_2547-2_0_3_node_79 | 0.4 | n |  | TRUE
58 | bus_LV_2547-2_0_3_node_80 | 0.4 | n |  | TRUE
59 | bus_LV_2547-2_0_3_node_81 | 0.4 | n |  | TRUE
60 | bus_LV_2547-2_0_3_node_82 | 0.4 | n |  | TRUE
61 | bus_LV_2547-2_0_3_node_145 | 0.4 | n |  | TRUE
62 | bus_LV_2547-2_0_3_node_146 | 0.4 | n |  | TRUE
63 | bus_LV_2547-2_0_3_node_147 | 0.4 | n |  | TRUE
64 | bus_LV_2547-2_0_3_node_149 | 0.4 | n |  | TRUE
65 | bus_LV_2547-2_0_3_node_150 | 0.4 | n |  | TRUE
66 | bus_LV_2547-2_0_3_node_199 | 0.4 | n |  | TRUE
67 | bus_LV_2547-2_0_3_node_161 | 0.4 | n |  | TRUE
68 | bus_LV_2547-2_0_3_node_163 | 0.4 | n |  | TRUE
69 | bus_LV_2547-2_0_3_node_160 | 0.4 | n |  | TRUE
70 | bus_LV_2547-2_0_3_node_168 | 0.4 | n |  | TRUE
71 | bus_LV_2547-2_0_3_node_197 | 0.4 | n |  | TRUE
72 | bus_LV_2547-2_0_3_node_224 | 0.4 | n |  | TRUE
73 | bus_LV_2547-2_0_3_node_196 | 0.4 | n |  | TRUE
74 | bus_LV_2547-2_0_3_node_270 | 0.4 | n |  | TRUE
75 | bus_LV_2547-2_0_3_node_269 | 0.4 | n |  | TRUE
76 | bus_LV_2547-2_0_3_node_274 | 0.4 | n |  | TRUE
77 | bus_LV_2547-2_0_3_node_173 | 0.4 | n |  | TRUE
78 | bus_LV_2547-2_0_3_node_165 | 0.4 | n |  | TRUE
79 | bus_LV_2547-2_0_3_node_221 | 0.4 | n |  | TRUE
80 | bus_LV_2547-2_0_3_node_162 | 0.4 | n |  | TRUE
81 | bus_LV_2547-2_0_3_node_189 | 0.4 | n |  | TRUE
82 | bus_LV_2547-2_0_3_node_148 | 0.4 | n |  | TRUE
83 | bus_LV_2547-2_0_3_node_255 | 0.4 | n |  | TRUE
84 | bus_LV_2547-2_0_3_node_198 | 0.4 | n |  | TRUE
85 | bus_LV_2547-2_0_3_node_200 | 0.4 | n |  | TRUE
86 | bus_LV_2547-2_0_3_node_244 | 0.4 | n |  | TRUE
87 | bus_LV_2547-2_0_3_node_268 | 0.4 | n |  | TRUE
88 | bus_LV_2547-2_0_3_node_175 | 0.4 | n |  | TRUE
89 | bus_LV_2547-2_0_3_node_171 | 0.4 | n |  | TRUE
90 | bus_LV_2547-2_0_3_node_92 | 0.4 | n |  | TRUE
91 | bus_LV_2547-2_0_3_node_93 | 0.4 | n |  | TRUE
92 | bus_LV_2547-2_0_3_node_97 | 0.4 | n |  | TRUE
93 | bus_LV_2547-2_0_3_node_172 | 0.4 | n |  | TRUE
94 | bus_LV_2547-2_0_3_node_213 | 0.4 | n |  | TRUE
95 | bus_LV_2547-2_0_3_node_209 | 0.4 | n |  | TRUE
96 | bus_LV_2547-2_0_3_node_205 | 0.4 | n |  | TRUE
97 | bus_LV_2547-2_0_3_node_182 | 0.4 | n |  | TRUE
98 | bus_LV_2547-2_0_3_node_174 | 0.4 | n |  | TRUE
99 | bus_LV_2547-2_0_3_node_214 | 0.4 | n |  | TRUE
100 | bus_LV_2547-2_0_3_node_113 | 0.4 | n |  | TRUE
101 | bus_LV_2547-2_0_3_node_114 | 0.4 | n |  | TRUE
102 | bus_LV_2547-2_0_3_node_115 | 0.4 | n |  | TRUE
103 | bus_LV_2547-2_0_3_node_116 | 0.4 | n |  | TRUE
104 | bus_LV_2547-2_0_3_node_117 | 0.4 | n |  | TRUE
105 | bus_LV_2547-2_0_3_node_217 | 0.4 | n |  | TRUE
106 | bus_LV_2547-2_0_3_node_193 | 0.4 | n |  | TRUE
107 | bus_LV_2547-2_0_3_node_139 | 0.4 | n |  | TRUE
108 | bus_LV_2547-2_0_3_node_126 | 0.4 | n |  | TRUE
109 | bus_LV_2547-2_0_3_node_128 | 0.4 | n |  | TRUE
110 | bus_LV_2547-2_0_3_node_137 | 0.4 | n |  | TRUE
111 | bus_LV_2547-2_0_3_node_138 | 0.4 | n |  | TRUE
112 | bus_LV_2547-2_0_3_node_195 | 0.4 | n |  | TRUE
113 | bus_LV_2547-2_0_3_node_219 | 0.4 | n |  | TRUE
114 | bus_LV_2547-2_0_3_node_164 | 0.4 | n |  | TRUE
115 | bus_LV_2547-2_0_3_node_166 | 0.4 | n |  | TRUE
116 | bus_LV_2547-2_0_3_node_169 | 0.4 | n |  | TRUE
117 | bus_LV_2547-2_0_3_node_167 | 0.4 | n |  | TRUE
118 | bus_LV_2547-2_0_3_node_267 | 0.4 | n |  | TRUE
119 | bus_LV_2547-2_0_3_node_185 | 0.4 | n |  | TRUE
120 | bus_LV_2547-2_0_3_node_186 | 0.4 | n |  | TRUE
121 | bus_LV_2547-2_0_3_node_187 | 0.4 | n |  | TRUE
122 | bus_LV_2547-2_0_3_node_188 | 0.4 | n |  | TRUE
123 | bus_LV_2547-2_0_3_node_275 | 0.4 | n |  | TRUE
124 | bus_LV_2547-2_0_3_node_245 | 0.4 | n |  | TRUE
125 | bus_LV_2547-2_0_3_node_246 | 0.4 | n |  | TRUE
126 | bus_LV_2547-2_0_3_node_211 | 0.4 | n |  | TRUE
127 | bus_LV_2547-2_0_3_node_212 | 0.4 | n |  | TRUE
128 | bus_LV_2547-2_0_3_node_210 | 0.4 | n |  | TRUE
129 | bus_LV_2547-2_0_3_node_206 | 0.4 | n |  | TRUE
130 | bus_LV_2547-2_0_3_node_208 | 0.4 | n |  | TRUE
131 | bus_LV_2547-2_0_3_node_263 | 0.4 | n |  | TRUE
132 | bus_LV_2547-2_0_3_node_215 | 0.4 | n |  | TRUE
133 | bus_LV_2547-2_0_3_node_258 | 0.4 | n |  | TRUE
134 | bus_LV_2547-2_0_3_node_220 | 0.4 | n |  | TRUE
135 | bus_LV_2547-2_0_3_node_222 | 0.4 | n |  | TRUE
136 | bus_MV_292_0_node_4 | 20 | n |  | TRUE

## load
| name | bus | p_mw | q_mvar | const_z_percent | const_i_percent | sn_mva | scaling | in_service | type
0 | LV_2547-2_0_3_load_0 | 0 | 0.00099412 | 0.00024915 | 0 | 0 |  | 1 | TRUE | wye
1 | LV_2547-2_0_3_load_1 | 1 | 0.00084372 | 0.00021146 | 0 | 0 |  | 1 | TRUE | wye
2 | LV_2547-2_0_3_load_273 | 2 | 0.00133 | 0.00033332 | 0 | 0 |  | 1 | TRUE | wye
3 | LV_2547-2_0_3_load_181 | 3 | 0.0019338 | 0.00048466 | 0 | 0 |  | 1 | TRUE | wye
4 | LV_2547-2_0_3_load_3 | 4 | 0.0027047 | 0.00067787 | 0 | 0 |  | 1 | TRUE | wye
5 | LV_2547-2_0_3_load_180 | 7 | 0.0020827 | 0.00052197 | 0 | 0 |  | 1 | TRUE | wye
6 | LV_2547-2_0_3_load_248 | 8 | 0.0040534 | 0.0010159 | 0 | 0 |  | 1 | TRUE | wye
7 | LV_2547-2_0_3_load_13 | 9 | 0.0014736 | 0.00036931 | 0 | 0 |  | 1 | TRUE | wye
8 | LV_2547-2_0_3_load_10 | 10 | 0.0021988 | 0.00055108 | 0 | 0 |  | 1 | TRUE | wye
9 | LV_2547-2_0_3_load_11 | 11 | 0.001646 | 0.00041252 | 0 | 0 |  | 1 | TRUE | wye
10 | LV_2547-2_0_3_load_29 | 13 | 0.0020845 | 0.00052242 | 0 | 0 |  | 1 | TRUE | wye
11 | LV_2547-2_0_3_load_30 | 14 | 0.002712 | 0.00067969 | 0 | 0 |  | 1 | TRUE | wye
12 | LV_2547-2_0_3_load_31 | 15 | 0.0030611 | 0.00076718 | 0 | 0 |  | 1 | TRUE | wye
13 | LV_2547-2_0_3_load_144 | 16 | 0.0040478 | 0.0010145 | 0 | 0 |  | 1 | TRUE | wye
14 | LV_2547-2_0_3_load_95 | 17 | 0.0026832 | 0.00067248 | 0 | 0 |  | 1 | TRUE | wye
15 | LV_2547-2_0_3_load_57 | 18 | 0.002755 | 0.00069046 | 0 | 0 |  | 1 | TRUE | wye
16 | LV_2547-2_0_3_load_58 | 19 | 0.0011046 | 0.00027685 | 0 | 0 |  | 1 | TRUE | wye
17 | LV_2547-2_0_3_load_60 | 21 | 0.0024122 | 0.00060456 | 0 | 0 |  | 1 | TRUE | wye
18 | LV_2547-2_0_3_load_61 | 22 | 0.0021737 | 0.00054477 | 0 | 0 |  | 1 | TRUE | wye
19 | LV_2547-2_0_3_load_62 | 23 | 0.0017952 | 0.00044993 | 0 | 0 |  | 1 | TRUE | wye
20 | LV_2547-2_0_3_load_142 | 24 | 0.0056157 | 0.0014074 | 0 | 0 |  | 1 | TRUE | wye
21 | LV_2547-2_0_3_load_260 | 25 | 0.0068306 | 0.0017119 | 0 | 0 |  | 1 | TRUE | wye
22 | LV_2547-2_0_3_load_141 | 27 | 0.0016059 | 0.00040248 | 0 | 0 |  | 1 | TRUE | wye
23 | LV_2547-2_0_3_load_261 | 28 | 0.0022138 | 0.00055483 | 0 | 0 |  | 1 | TRUE | wye
24 | LV_2547-2_0_3_load_243 | 30 | 0.001187 | 0.00029749 | 0 | 0 |  | 1 | TRUE | wye
25 | LV_2547-2_0_3_load_94 | 31 | 0.0018434 | 0.00046201 | 0 | 0 |  | 1 | TRUE | wye
26 | LV_2547-2_0_3_load_63 | 32 | 0.0013499 | 0.00033831 | 0 | 0 |  | 1 | TRUE | wye
27 | LV_2547-2_0_3_load_64 | 33 | 0.0026757 | 0.0006706 | 0 | 0 |  | 1 | TRUE | wye
28 | LV_2547-2_0_3_load_259 | 38 | 0.0008571 | 0.00021481 | 0 | 0 |  | 1 | TRUE | wye
29 | LV_2547-2_0_3_load_257 | 39 | 0.0068329 | 0.0017125 | 0 | 0 |  | 1 | TRUE | wye
30 | LV_2547-2_0_3_load_125 | 40 | 0.0014761 | 0.00036994 | 0 | 0 |  | 1 | TRUE | wye
31 | LV_2547-2_0_3_load_272 | 41 | 0.00065382 | 0.00016386 | 0 | 0 |  | 1 | TRUE | wye
32 | LV_2547-2_0_3_load_68 | 43 | 0.0015293 | 0.00038327 | 0 | 0 |  | 1 | TRUE | wye
33 | LV_2547-2_0_3_load_69 | 44 | 0.0017144 | 0.00042967 | 0 | 0 |  | 1 | TRUE | wye
34 | LV_2547-2_0_3_load_72 | 47 | 0.0028024 | 0.00070235 | 0 | 0 |  | 1 | TRUE | wye
35 | LV_2547-2_0_3_load_73 | 48 | 0.0014533 | 0.00036424 | 0 | 0 |  | 1 | TRUE | wye
36 | LV_2547-2_0_3_load_140 | 49 | 0.0023765 | 0.00059561 | 0 | 0 |  | 1 | TRUE | wye
37 | LV_2547-2_0_3_load_136 | 50 | 0.0015605 | 0.0003911 | 0 | 0 |  | 1 | TRUE | wye
38 | LV_2547-2_0_3_load_264 | 52 | 0.0014723 | 0.00036899 | 0 | 0 |  | 1 | TRUE | wye
39 | LV_2547-2_0_3_load_254 | 53 | 0.0058442 | 0.0014647 | 0 | 0 |  | 1 | TRUE | wye
40 | LV_2547-2_0_3_load_98 | 54 | 0.0020263 | 0.00050784 | 0 | 0 |  | 1 | TRUE | wye
41 | LV_2547-2_0_3_load_77 | 55 | 0.0021487 | 0.00053853 | 0 | 0 |  | 1 | TRUE | wye
42 | LV_2547-2_0_3_load_78 | 56 | 0.0015162 | 0.00037998 | 0 | 0 |  | 1 | TRUE | wye
43 | LV_2547-2_0_3_load_82 | 60 | 0.0031937 | 0.00080041 | 0 | 0 |  | 1 | TRUE | wye
44 | LV_2547-2_0_3_load_145 | 61 | 0.0017211 | 0.00043136 | 0 | 0 |  | 1 | TRUE | wye
45 | LV_2547-2_0_3_load_146 | 62 | 0.001611 | 0.00040375 | 0 | 0 |  | 1 | TRUE | wye
46 | LV_2547-2_0_3_load_149 | 64 | 0.0022394 | 0.00056125 | 0 | 0 |  | 1 | TRUE | wye
47 | LV_2547-2_0_3_load_150 | 65 | 0.00073882 | 0.00018516 | 0 | 0 |  | 1 | TRUE | wye
48 | LV_2547-2_0_3_load_161 | 67 | 0.0038778 | 0.00097186 | 0 | 0 |  | 1 | TRUE | wye
49 | LV_2547-2_0_3_load_163 | 68 | 0.0026473 | 0.00066348 | 0 | 0 |  | 1 | TRUE | wye
50 | LV_2547-2_0_3_load_160 | 69 | 0.0054642 | 0.0013694 | 0 | 0 |  | 1 | TRUE | wye
51 | LV_2547-2_0_3_load_168 | 70 | 0.0032068 | 0.00080371 | 0 | 0 |  | 1 | TRUE | wye
52 | LV_2547-2_0_3_load_197 | 71 | 0.0018128 | 0.00045434 | 0 | 0 |  | 1 | TRUE | wye
53 | LV_2547-2_0_3_load_224 | 72 | 0.0015251 | 0.00038223 | 0 | 0 |  | 1 | TRUE | wye
54 | LV_2547-2_0_3_load_196 | 73 | 0.0015716 | 0.00039388 | 0 | 0 |  | 1 | TRUE | wye
55 | LV_2547-2_0_3_load_270 | 74 | 0.0021915 | 0.00054923 | 0 | 0 |  | 1 | TRUE | wye
56 | LV_2547-2_0_3_load_269 | 75 | 0.0031655 | 0.00079336 | 0 | 0 |  | 1 | TRUE | wye
57 | LV_2547-2_0_3_load_274 | 76 | 0.0031369 | 0.00078618 | 0 | 0 |  | 1 | TRUE | wye
58 | LV_2547-2_0_3_load_165 | 78 | 0.0030537 | 0.00076534 | 0 | 0 |  | 1 | TRUE | wye
59 | LV_2547-2_0_3_load_221 | 79 | 0.0025749 | 0.00064534 | 0 | 0 |  | 1 | TRUE | wye
60 | LV_2547-2_0_3_load_148 | 82 | 0.0012271 | 0.00030755 | 0 | 0 |  | 1 | TRUE | wye
61 | LV_2547-2_0_3_load_255 | 83 | 0.00068927 | 0.00017275 | 0 | 0 |  | 1 | TRUE | wye
62 | LV_2547-2_0_3_load_198 | 84 | 0.00072484 | 0.00018166 | 0 | 0 |  | 1 | TRUE | wye
63 | LV_2547-2_0_3_load_200 | 85 | 0.00096462 | 0.00024176 | 0 | 0 |  | 1 | TRUE | wye
64 | LV_2547-2_0_3_load_244 | 86 | 0.00083686 | 0.00020974 | 0 | 0 |  | 1 | TRUE | wye
65 | LV_2547-2_0_3_load_268 | 87 | 0.0020648 | 0.00051748 | 0 | 0 |  | 1 | TRUE | wye
66 | LV_2547-2_0_3_load_175 | 88 | 0.0032063 | 0.00080356 | 0 | 0 |  | 1 | TRUE | wye
67 | LV_2547-2_0_3_load_171 | 89 | 0.0023591 | 0.00059125 | 0 | 0 |  | 1 | TRUE | wye
68 | LV_2547-2_0_3_load_92 | 90 | 0.0023546 | 0.00059011 | 0 | 0 |  | 1 | TRUE | wye
69 | LV_2547-2_0_3_load_213 | 94 | 0.0020274 | 0.00050811 | 0 | 0 |  | 1 | TRUE | wye
70 | LV_2547-2_0_3_load_209 | 95 | 0.0012883 | 0.00032288 | 0 | 0 |  | 1 | TRUE | wye
71 | LV_2547-2_0_3_load_205 | 96 | 0.0018341 | 0.00045968 | 0 | 0 |  | 1 | TRUE | wye
72 | LV_2547-2_0_3_load_182 | 97 | 0.0016789 | 0.00042077 | 0 | 0 |  | 1 | TRUE | wye
73 | LV_2547-2_0_3_load_174 | 98 | 0.0023762 | 0.00059554 | 0 | 0 |  | 1 | TRUE | wye
74 | LV_2547-2_0_3_load_214 | 99 | 0.0039149 | 0.00098116 | 0 | 0 |  | 1 | TRUE | wye
75 | LV_2547-2_0_3_load_113 | 100 | 0.0039731 | 0.00099576 | 0 | 0 |  | 1 | TRUE | wye
76 | LV_2547-2_0_3_load_114 | 101 | 0.003641 | 0.00091253 | 0 | 0 |  | 1 | TRUE | wye
77 | LV_2547-2_0_3_load_115 | 102 | 0.005088 | 0.0012752 | 0 | 0 |  | 1 | TRUE | wye
78 | LV_2547-2_0_3_load_116 | 103 | 0.0053901 | 0.0013509 | 0 | 0 |  | 1 | TRUE | wye
79 | LV_2547-2_0_3_load_117 | 104 | 0.0018438 | 0.00046211 | 0 | 0 |  | 1 | TRUE | wye
80 | LV_2547-2_0_3_load_217 | 105 | 0.0040149 | 0.0010062 | 0 | 0 |  | 1 | TRUE | wye
81 | LV_2547-2_0_3_load_193 | 106 | 0.0013616 | 0.00034125 | 0 | 0 |  | 1 | TRUE | wye
82 | LV_2547-2_0_3_load_139 | 107 | 0.0015752 | 0.00039477 | 0 | 0 |  | 1 | TRUE | wye
83 | LV_2547-2_0_3_load_126 | 108 | 0.0028671 | 0.00071857 | 0 | 0 |  | 1 | TRUE | wye
84 | LV_2547-2_0_3_load_128 | 109 | 0.0057592 | 0.0014434 | 0 | 0 |  | 1 | TRUE | wye
85 | LV_2547-2_0_3_load_138 | 111 | 0.0037064 | 0.00092892 | 0 | 0 |  | 1 | TRUE | wye
86 | LV_2547-2_0_3_load_195 | 112 | 0.0014246 | 0.00035703 | 0 | 0 |  | 1 | TRUE | wye
87 | LV_2547-2_0_3_load_219 | 113 | 0.0046395 | 0.0011628 | 0 | 0 |  | 1 | TRUE | wye
88 | LV_2547-2_0_3_load_164 | 114 | 0.0028005 | 0.00070188 | 0 | 0 |  | 1 | TRUE | wye
89 | LV_2547-2_0_3_load_166 | 115 | 0.0064318 | 0.001612 | 0 | 0 |  | 1 | TRUE | wye
90 | LV_2547-2_0_3_load_169 | 116 | 0.0011113 | 0.00027852 | 0 | 0 |  | 1 | TRUE | wye
91 | LV_2547-2_0_3_load_167 | 117 | 0.0029406 | 0.000737 | 0 | 0 |  | 1 | TRUE | wye
92 | LV_2547-2_0_3_load_267 | 118 | 0.0023694 | 0.00059382 | 0 | 0 |  | 1 | TRUE | wye
93 | LV_2547-2_0_3_load_185 | 119 | 0.0018824 | 0.00047178 | 0 | 0 |  | 1 | TRUE | wye
94 | LV_2547-2_0_3_load_186 | 120 | 0.0030466 | 0.00076356 | 0 | 0 |  | 1 | TRUE | wye
95 | LV_2547-2_0_3_load_187 | 121 | 0.0029528 | 0.00074004 | 0 | 0 |  | 1 | TRUE | wye
96 | LV_2547-2_0_3_load_188 | 122 | 0.0031811 | 0.00079725 | 0 | 0 |  | 1 | TRUE | wye
97 | LV_2547-2_0_3_load_275 | 123 | 0.0018166 | 0.00045527 | 0 | 0 |  | 1 | TRUE | wye
98 | LV_2547-2_0_3_load_245 | 124 | 0.0015711 | 0.00039375 | 0 | 0 |  | 1 | TRUE | wye
99 | LV_2547-2_0_3_load_246 | 125 | 0.0013906 | 0.00034852 | 0 | 0 |  | 1 | TRUE | wye
100 | LV_2547-2_0_3_load_212 | 127 | 0.0017537 | 0.00043951 | 0 | 0 |  | 1 | TRUE | wye
101 | LV_2547-2_0_3_load_210 | 128 | 0.0022296 | 0.00055879 | 0 | 0 |  | 1 | TRUE | wye
102 | LV_2547-2_0_3_load_206 | 129 | 0.0022178 | 0.00055584 | 0 | 0 |  | 1 | TRUE | wye
103 | LV_2547-2_0_3_load_208 | 130 | 0.0028907 | 0.00072449 | 0 | 0 |  | 1 | TRUE | wye
104 | LV_2547-2_0_3_load_263 | 131 | 0.0022209 | 0.00055662 | 0 | 0 |  | 1 | TRUE | wye
105 | LV_2547-2_0_3_load_215 | 132 | 0.0044412 | 0.0011131 | 0 | 0 |  | 1 | TRUE | wye
106 | LV_2547-2_0_3_load_220 | 134 | 0.0019373 | 0.00048554 | 0 | 0 |  | 1 | TRUE | wye
107 | LV_2547-2_0_3_load_222 | 135 | 0.0021321 | 0.00053436 | 0 | 0 |  | 1 | TRUE | wye

## ext_grid
| name | bus | vm_pu | va_degree | slack_weight | in_service
0 |  | 90 | 1 | 0 | 1 | TRUE

## line
| name | std_type | from_bus | to_bus | length_km | r_ohm_per_km | x_ohm_per_km | c_nf_per_km | g_us_per_km | max_i_ka | df | parallel | type | in_service
0 | LV_2547-2_0_3_line_0 |  | 0 | 1 | 0.017396 | 0.125 | 0.08 | 261 | 0 | 0.364 | 1 | 1 | cs | TRUE
1 | LV_2547-2_0_3_line_1 |  | 0 | 2 | 0.035622 | 0.125 | 0.08 | 261 | 0 | 0.364 | 1 | 1 | cs | TRUE
2 | LV_2547-2_0_3_line_2 |  | 2 | 3 | 0.033513 | 0.125 | 0.08 | 261 | 0 | 0.364 | 1 | 1 | cs | TRUE
3 | LV_2547-2_0_3_line_3 |  | 3 | 97 | 0.039191 | 0.125 | 0.08 | 261 | 0 | 0.364 | 1 | 1 | cs | TRUE
4 | LV_2547-2_0_3_line_4 |  | 3 | 7 | 0.024909 | 0.125 | 0.08 | 261 | 0 | 0.364 | 1 | 1 | cs | TRUE
5 | LV_2547-2_0_3_line_5 |  | 4 | 5 | 0.019462 | 0.125 | 0.08 | 261 | 0 | 0.364 | 1 | 1 | cs | TRUE
6 | LV_2547-2_0_3_line_6 |  | 5 | 6 | 0.022624 | 0.125 | 0.08 | 261 | 0 | 0.364 | 1 | 1 | cs | TRUE
7 | LV_2547-2_0_3_line_7 |  | 5 | 7 | 0.027725 | 0.125 | 0.08 | 261 | 0 | 0.364 | 1 | 1 | cs | TRUE
8 | LV_2547-2_0_3_line_8 |  | 6 | 8 | 0.026233 | 0.125 | 0.08 | 261 | 0 | 0.364 | 1 | 1 | cs | TRUE
9 | LV_2547-2_0_3_line_9 |  | 6 | 9 | 0.02703 | 0.125 | 0.08 | 261 | 0 | 0.364 | 1 | 1 | cs | TRUE
10 | LV_2547-2_0_3_line_10 |  | 9 | 12 | 0.0021022 | 0.125 | 0.08 | 261 | 0 | 0.364 | 1 | 1 | cs | TRUE
11 | LV_2547-2_0_3_line_11 |  | 10 | 11 | 0.0003879 | 0.125 | 0.08 | 261 | 0 | 0.364 | 1 | 1 | cs | TRUE
12 | LV_2547-2_0_3_line_12 |  | 10 | 12 | 0.011112 | 0.125 | 0.08 | 261 | 0 | 0.364 | 1 | 1 | cs | TRUE
13 | LV_2547-2_0_3_line_13 |  | 13 | 14 | 0.0055488 | 0.125 | 0.08 | 261 | 0 | 0.364 | 1 | 1 | cs | TRUE
14 | LV_2547-2_0_3_line_14 |  | 14 | 15 | 0.02443 | 0.125 | 0.08 | 261 | 0 | 0.364 | 1 | 1 | cs | TRUE
15 | LV_2547-2_0_3_line_15 |  | 15 | 16 | 0.0044044 | 0.125 | 0.08 | 261 | 0 | 0.364 | 1 | 1 | cs | TRUE
16 | LV_2547-2_0_3_line_16 |  | 16 | 17 | 0.023189 | 0.125 | 0.08 | 261 | 0 | 0.364 | 1 | 1 | cs | TRUE
17 | LV_2547-2_0_3_line_17 |  | 17 | 31 | 0.011482 | 0.125 | 0.08 | 261 | 0 | 0.364 | 1 | 1 | cs | TRUE
18 | LV_2547-2_0_3_line_18 |  | 18 | 19 | 0.0083133 | 0.125 | 0.08 | 261 | 0 | 0.364 | 1 | 1 | cs | TRUE
19 | LV_2547-2_0_3_line_19 |  | 18 | 20 | 0.01328 | 0.125 | 0.08 | 261 | 0 | 0.364 | 1 | 1 | cs | TRUE
20 | LV_2547-2_0_3_line_20 |  | 19 | 21 | 0.021315 | 0.125 | 0.08 | 261 | 0 | 0.364 | 1 | 1 | cs | TRUE
21 | LV_2547-2_0_3_line_21 |  | 20 | 22 | 0.019382 | 0.125 | 0.08 | 261 | 0 | 0.364 | 1 | 1 | cs | TRUE
22 | LV_2547-2_0_3_line_22 |  | 20 | 23 | 0.01841 | 0.125 | 0.08 | 261 | 0 | 0.364 | 1 | 1 | cs | TRUE
23 | LV_2547-2_0_3_line_23 |  | 21 | 24 | 0.0072071 | 0.125 | 0.08 | 261 | 0 | 0.364 | 1 | 1 | cs | TRUE
24 | LV_2547-2_0_3_line_24 |  | 22 | 25 | 0.0013039 | 0.125 | 0.08 | 261 | 0 | 0.364 | 1 | 1 | cs | TRUE
25 | LV_2547-2_0_3_line_25 |  | 23 | 26 | 0.029796 | 0.125 | 0.08 | 261 | 0 | 0.364 | 1 | 2 | cs | TRUE
26 | LV_2547-2_0_3_line_26 |  | 24 | 27 | 0.029691 | 0.125 | 0.08 | 261 | 0 | 0.364 | 1 | 1 | cs | TRUE
27 | LV_2547-2_0_3_line_27 |  | 25 | 28 | 0.017058 | 0.125 | 0.08 | 261 | 0 | 0.364 | 1 | 1 | cs | TRUE
28 | LV_2547-2_0_3_line_28 |  | 26 | 29 | 0.034025 | 0.125 | 0.08 | 261 | 0 | 0.364 | 1 | 3 | cs | TRUE
29 | LV_2547-2_0_3_line_29 |  | 26 | 30 | 0.013568 | 0.125 | 0.08 | 261 | 0 | 0.364 | 1 | 1 | cs | TRUE
30 | LV_2547-2_0_3_line_30 |  | 26 | 31 | 0.039905 | 0.125 | 0.08 | 261 | 0 | 0.364 | 1 | 1 | cs | TRUE
31 | LV_2547-2_0_3_line_31 |  | 28 | 133 | 0.0024528 | 0.125 | 0.08 | 261 | 0 | 0.364 | 1 | 1 | cs | TRUE
32 | LV_2547-2_0_3_line_32 |  | 29 | 95 | 0.014259 | 0.125 | 0.08 | 261 | 0 | 0.364 | 1 | 1 | cs | TRUE
33 | LV_2547-2_0_3_line_33 |  | 29 | 96 | 0.025105 | 0.125 | 0.08 | 261 | 0 | 0.364 | 1 | 3 | cs | TRUE
34 | LV_2547-2_0_3_line_34 |  | 30 | 97 | 0.017656 | 0.125 | 0.08 | 261 | 0 | 0.364 | 1 | 1 | cs | TRUE
35 | LV_2547-2_0_3_line_35 |  | 32 | 33 | 0.037356 | 0.125 | 0.08 | 261 | 0 | 0.364 | 1 | 1 | cs | TRUE
36 | LV_2547-2_0_3_line_36 |  | 32 | 34 | 0.022982 | 0.125 | 0.08 | 261 | 0 | 0.364 | 1 | 1 | cs | TRUE
37 | LV_2547-2_0_3_line_37 |  | 33 | 35 | 0.0098037 | 0.125 | 0.08 | 261 | 0 | 0.364 | 1 | 1 | cs | TRUE
38 | LV_2547-2_0_3_line_38 |  | 34 | 36 | 0.016727 | 0.125 | 0.08 | 261 | 0 | 0.364 | 1 | 1 | cs | TRUE
39 | LV_2547-2_0_3_line_39 |  | 35 | 37 | 0.004516 | 0.125 | 0.08 | 261 | 0 | 0.364 | 1 | 1 | cs | TRUE
40 | LV_2547-2_0_3_line_40 |  | 36 | 38 | 0.018573 | 0.125 | 0.08 | 261 | 0 | 0.364 | 1 | 1 | cs | TRUE
41 | LV_2547-2_0_3_line_41 |  | 36 | 39 | 0.044116 | 0.125 | 0.08 | 261 | 0 | 0.364 | 1 | 1 | cs | TRUE
42 | LV_2547-2_0_3_line_42 |  | 37 | 40 | 0.013748 | 0.125 | 0.08 | 261 | 0 | 0.364 | 1 | 1 | cs | TRUE
43 | LV_2547-2_0_3_line_43 |  | 38 | 41 | 0.026014 | 0.125 | 0.08 | 261 | 0 | 0.364 | 1 | 1 | cs | TRUE
44 | LV_2547-2_0_3_line_44 |  | 39 | 42 | 0.016758 | 0.125 | 0.08 | 261 | 0 | 0.364 | 1 | 1 | cs | TRUE
45 | LV_2547-2_0_3_line_45 |  | 40 | 108 | 0.007029 | 0.125 | 0.08 | 261 | 0 | 0.364 | 1 | 1 | cs | TRUE
46 | LV_2547-2_0_3_line_46 |  | 42 | 133 | 0.01765 | 0.125 | 0.08 | 261 | 0 | 0.364 | 1 | 1 | cs | TRUE
47 | LV_2547-2_0_3_line_47 |  | 42 | 105 | 0.014183 | 0.125 | 0.08 | 261 | 0 | 0.364 | 1 | 1 | cs | TRUE
48 | LV_2547-2_0_3_line_48 |  | 43 | 44 | 0.0088274 | 0.125 | 0.08 | 261 | 0 | 0.364 | 1 | 1 | cs | TRUE
49 | LV_2547-2_0_3_line_49 |  | 43 | 45 | 0.014363 | 0.125 | 0.08 | 261 | 0 | 0.364 | 1 | 1 | cs | TRUE
50 | LV_2547-2_0_3_line_50 |  | 44 | 46 | 0.021682 | 0.125 | 0.08 | 261 | 0 | 0.364 | 1 | 1 | cs | TRUE
51 | LV_2547-2_0_3_line_51 |  | 45 | 47 | 0.015273 | 0.125 | 0.08 | 261 | 0 | 0.364 | 1 | 1 | cs | TRUE
52 | LV_2547-2_0_3_line_52 |  | 45 | 48 | 0.030349 | 0.125 | 0.08 | 261 | 0 | 0.364 | 1 | 1 | cs | TRUE
53 | LV_2547-2_0_3_line_53 |  | 46 | 49 | 0.0085702 | 0.125 | 0.08 | 261 | 0 | 0.364 | 1 | 1 | cs | TRUE
54 | LV_2547-2_0_3_line_54 |  | 46 | 50 | 0.012416 | 0.125 | 0.08 | 261 | 0 | 0.364 | 1 | 1 | cs | TRUE
55 | LV_2547-2_0_3_line_55 |  | 47 | 51 | 0.010841 | 0.125 | 0.08 | 261 | 0 | 0.364 | 1 | 1 | cs | TRUE
56 | LV_2547-2_0_3_line_56 |  | 49 | 52 | 0.017161 | 0.125 | 0.08 | 261 | 0 | 0.364 | 1 | 1 | cs | TRUE
57 | LV_2547-2_0_3_line_57 |  | 51 | 53 | 0.032256 | 0.125 | 0.08 | 261 | 0 | 0.364 | 1 | 1 | cs | TRUE
58 | LV_2547-2_0_3_line_58 |  | 51 | 54 | 0.0108 | 0.125 | 0.08 | 261 | 0 | 0.364 | 1 | 1 | cs | TRUE
59 | LV_2547-2_0_3_line_59 |  | 54 | 91 | 0.024614 | 0.125 | 0.08 | 261 | 0 | 0.364 | 1 | 1 | cs | TRUE
60 | LV_2547-2_0_3_line_60 |  | 55 | 56 | 0.022209 | 0.125 | 0.08 | 261 | 0 | 0.364 | 1 | 3 | cs | TRUE
61 | LV_2547-2_0_3_line_61 |  | 55 | 57 | 0.018696 | 0.125 | 0.08 | 261 | 0 | 0.364 | 1 | 3 | cs | TRUE
62 | LV_2547-2_0_3_line_62 |  | 56 | 58 | 0.011785 | 0.125 | 0.08 | 261 | 0 | 0.364 | 1 | 3 | cs | TRUE
63 | LV_2547-2_0_3_line_63 |  | 57 | 59 | 0.011797 | 0.125 | 0.08 | 261 | 0 | 0.364 | 1 | 1 | cs | TRUE
64 | LV_2547-2_0_3_line_64 |  | 57 | 60 | 0.026537 | 0.125 | 0.08 | 261 | 0 | 0.364 | 1 | 3 | cs | TRUE
65 | LV_2547-2_0_3_line_65 |  | 58 | 72 | 0.0089331 | 0.125 | 0.08 | 261 | 0 | 0.364 | 1 | 3 | cs | TRUE
66 | LV_2547-2_0_3_line_66 |  | 59 | 74 | 0.03296 | 0.125 | 0.08 | 261 | 0 | 0.364 | 1 | 1 | cs | TRUE
67 | LV_2547-2_0_3_line_67 |  | 59 | 75 | 0.0022065 | 0.125 | 0.08 | 261 | 0 | 0.364 | 1 | 1 | cs | TRUE
68 | LV_2547-2_0_3_line_68 |  | 60 | 76 | 0.015141 | 0.125 | 0.08 | 261 | 0 | 0.364 | 1 | 1 | cs | TRUE
69 | LV_2547-2_0_3_line_69 |  | 60 | 77 | 0.023871 | 0.125 | 0.08 | 261 | 0 | 0.364 | 1 | 3 | cs | TRUE
70 | LV_2547-2_0_3_line_70 |  | 61 | 62 | 0.021229 | 0.125 | 0.08 | 261 | 0 | 0.364 | 1 | 1 | cs | TRUE
71 | LV_2547-2_0_3_line_71 |  | 61 | 63 | 0.016317 | 0.125 | 0.08 | 261 | 0 | 0.364 | 1 | 1 | cs | TRUE
72 | LV_2547-2_0_3_line_72 |  | 62 | 82 | 0.027692 | 0.125 | 0.08 | 261 | 0 | 0.364 | 1 | 1 | cs | TRUE
73 | LV_2547-2_0_3_line_73 |  | 63 | 64 | 0.01685 | 0.125 | 0.08 | 261 | 0 | 0.364 | 1 | 1 | cs | TRUE
74 | LV_2547-2_0_3_line_74 |  | 63 | 65 | 0.018606 | 0.125 | 0.08 | 261 | 0 | 0.364 | 1 | 1 | cs | TRUE
75 | LV_2547-2_0_3_line_75 |  | 64 | 66 | 0.010823 | 0.125 | 0.08 | 261 | 0 | 0.364 | 1 | 1 | cs | TRUE
76 | LV_2547-2_0_3_line_76 |  | 65 | 78 | 0.0094357 | 0.125 | 0.08 | 261 | 0 | 0.364 | 1 | 1 | cs | TRUE
77 | LV_2547-2_0_3_line_77 |  | 65 | 79 | 0.019083 | 0.125 | 0.08 | 261 | 0 | 0.364 | 1 | 1 | cs | TRUE
78 | LV_2547-2_0_3_line_78 |  | 66 | 71 | 0.016757 | 0.125 | 0.08 | 261 | 0 | 0.364 | 1 | 1 | cs | TRUE
79 | LV_2547-2_0_3_line_79 |  | 67 | 68 | 0.010101 | 0.125 | 0.08 | 261 | 0 | 0.364 | 1 | 1 | cs | TRUE
80 | LV_2547-2_0_3_line_80 |  | 67 | 69 | 0.022575 | 0.125 | 0.08 | 261 | 0 | 0.364 | 1 | 1 | cs | TRUE
81 | LV_2547-2_0_3_line_81 |  | 68 | 70 | 0.017975 | 0.125 | 0.08 | 261 | 0 | 0.364 | 1 | 1 | cs | TRUE
82 | LV_2547-2_0_3_line_82 |  | 69 | 80 | 0.039865 | 0.125 | 0.08 | 261 | 0 | 0.364 | 1 | 1 | cs | TRUE
83 | LV_2547-2_0_3_line_83 |  | 70 | 116 | 0.026384 | 0.125 | 0.08 | 261 | 0 | 0.364 | 1 | 1 | cs | TRUE
84 | LV_2547-2_0_3_line_84 |  | 71 | 73 | 0.0076073 | 0.125 | 0.08 | 261 | 0 | 0.364 | 1 | 1 | cs | TRUE
85 | LV_2547-2_0_3_line_85 |  | 72 | 81 | 0.0039363 | 0.125 | 0.08 | 261 | 0 | 0.364 | 1 | 3 | cs | TRUE
86 | LV_2547-2_0_3_line_86 |  | 73 | 84 | 0.0087864 | 0.125 | 0.08 | 261 | 0 | 0.364 | 1 | 1 | cs | TRUE
87 | LV_2547-2_0_3_line_87 |  | 74 | 87 | 0.032327 | 0.125 | 0.08 | 261 | 0 | 0.364 | 1 | 1 | cs | TRUE
88 | LV_2547-2_0_3_line_88 |  | 77 | 88 | 0.017223 | 0.125 | 0.08 | 261 | 0 | 0.364 | 1 | 1 | cs | TRUE
89 | LV_2547-2_0_3_line_89 |  | 77 | 89 | 0.008669 | 0.125 | 0.08 | 261 | 0 | 0.364 | 1 | 3 | cs | TRUE
90 | LV_2547-2_0_3_line_90 |  | 78 | 80 | 0.043436 | 0.125 | 0.08 | 261 | 0 | 0.364 | 1 | 1 | cs | TRUE
91 | LV_2547-2_0_3_line_91 |  | 79 | 113 | 0.014866 | 0.125 | 0.08 | 261 | 0 | 0.364 | 1 | 1 | cs | TRUE
92 | LV_2547-2_0_3_line_92 |  | 80 | 114 | 0.0093463 | 0.125 | 0.08 | 261 | 0 | 0.364 | 1 | 1 | cs | TRUE
93 | LV_2547-2_0_3_line_93 |  | 81 | 126 | 0.024651 | 0.125 | 0.08 | 261 | 0 | 0.364 | 1 | 3 | cs | TRUE
94 | LV_2547-2_0_3_line_94 |  | 81 | 121 | 0.012453 | 0.125 | 0.08 | 261 | 0 | 0.364 | 1 | 2 | cs | TRUE
95 | LV_2547-2_0_3_line_95 |  | 82 | 83 | 0.01766 | 0.125 | 0.08 | 261 | 0 | 0.364 | 1 | 1 | cs | TRUE
96 | LV_2547-2_0_3_line_96 |  | 84 | 85 | 0.0099607 | 0.125 | 0.08 | 261 | 0 | 0.364 | 1 | 1 | cs | TRUE
97 | LV_2547-2_0_3_line_97 |  | 85 | 86 | 0.013279 | 0.125 | 0.08 | 261 | 0 | 0.364 | 1 | 1 | cs | TRUE
98 | LV_2547-2_0_3_line_98 |  | 86 | 124 | 0.0076381 | 0.125 | 0.08 | 261 | 0 | 0.364 | 1 | 1 | cs | TRUE
99 | LV_2547-2_0_3_line_99 |  | 87 | 118 | 0.016119 | 0.125 | 0.08 | 261 | 0 | 0.364 | 1 | 1 | cs | TRUE
100 | LV_2547-2_0_3_line_100 |  | 89 | 93 | 0.015391 | 0.125 | 0.08 | 261 | 0 | 0.364 | 1 | 3 | cs | TRUE
101 | LV_2547-2_0_3_line_101 |  | 90 | 91 | 0.022327 | 0.125 | 0.08 | 261 | 0 | 0.364 | 1 | 3 | cs | TRUE
102 | LV_2547-2_0_3_line_102 |  | 91 | 92 | 0.032733 | 0.125 | 0.08 | 261 | 0 | 0.364 | 1 | 3 | cs | TRUE
103 | LV_2547-2_0_3_line_103 |  | 92 | 93 | 0.014872 | 0.125 | 0.08 | 261 | 0 | 0.364 | 1 | 3 | cs | TRUE
104 | LV_2547-2_0_3_line_104 |  | 92 | 94 | 0.015031 | 0.125 | 0.08 | 261 | 0 | 0.364 | 1 | 1 | cs | TRUE
105 | LV_2547-2_0_3_line_105 |  | 93 | 98 | 0.027138 | 0.125 | 0.08 | 261 | 0 | 0.364 | 1 | 1 | cs | TRUE
106 | LV_2547-2_0_3_line_106 |  | 94 | 99 | 0.0067181 | 0.125 | 0.08 | 261 | 0 | 0.364 | 1 | 1 | cs | TRUE
107 | LV_2547-2_0_3_line_107 |  | 95 | 131 | 0.017849 | 0.125 | 0.08 | 261 | 0 | 0.364 | 1 | 1 | cs | TRUE
108 | LV_2547-2_0_3_line_108 |  | 96 | 129 | 0.011617 | 0.125 | 0.08 | 261 | 0 | 0.364 | 1 | 3 | cs | TRUE
109 | LV_2547-2_0_3_line_109 |  | 99 | 132 | 0.0027023 | 0.125 | 0.08 | 261 | 0 | 0.364 | 1 | 1 | cs | TRUE
110 | LV_2547-2_0_3_line_110 |  | 100 | 101 | 0.019834 | 0.125 | 0.08 | 261 | 0 | 0.364 | 1 | 1 | cs | TRUE
111 | LV_2547-2_0_3_line_111 |  | 100 | 102 | 0.034034 | 0.125 | 0.08 | 261 | 0 | 0.364 | 1 | 1 | cs | TRUE
112 | LV_2547-2_0_3_line_112 |  | 101 | 103 | 0.011322 | 0.125 | 0.08 | 261 | 0 | 0.364 | 1 | 1 | cs | TRUE
113 | LV_2547-2_0_3_line_113 |  | 102 | 104 | 0.029707 | 0.125 | 0.08 | 261 | 0 | 0.364 | 1 | 1 | cs | TRUE
114 | LV_2547-2_0_3_line_114 |  | 103 | 105 | 0.019843 | 0.125 | 0.08 | 261 | 0 | 0.364 | 1 | 1 | cs | TRUE
115 | LV_2547-2_0_3_line_115 |  | 104 | 106 | 0.0017484 | 0.125 | 0.08 | 261 | 0 | 0.364 | 1 | 1 | cs | TRUE
116 | LV_2547-2_0_3_line_116 |  | 106 | 107 | 0.03521 | 0.125 | 0.08 | 261 | 0 | 0.364 | 1 | 1 | cs | TRUE
117 | LV_2547-2_0_3_line_117 |  | 107 | 110 | 0.014327 | 0.125 | 0.08 | 261 | 0 | 0.364 | 1 | 1 | cs | TRUE
118 | LV_2547-2_0_3_line_118 |  | 108 | 109 | 0.014901 | 0.125 | 0.08 | 261 | 0 | 0.364 | 1 | 1 | cs | TRUE
119 | LV_2547-2_0_3_line_119 |  | 110 | 111 | 0.025585 | 0.125 | 0.08 | 261 | 0 | 0.364 | 1 | 1 | cs | TRUE
120 | LV_2547-2_0_3_line_120 |  | 111 | 112 | 0.0037273 | 0.125 | 0.08 | 261 | 0 | 0.364 | 1 | 1 | cs | TRUE
121 | LV_2547-2_0_3_line_121 |  | 113 | 134 | 0.011795 | 0.125 | 0.08 | 261 | 0 | 0.364 | 1 | 1 | cs | TRUE
122 | LV_2547-2_0_3_line_122 |  | 114 | 115 | 0.0027037 | 0.125 | 0.08 | 261 | 0 | 0.364 | 1 | 1 | cs | TRUE
123 | LV_2547-2_0_3_line_123 |  | 115 | 117 | 0.029009 | 0.125 | 0.08 | 261 | 0 | 0.364 | 1 | 1 | cs | TRUE
124 | LV_2547-2_0_3_line_124 |  | 119 | 120 | 0.023543 | 0.125 | 0.08 | 261 | 0 | 0.364 | 1 | 1 | cs | TRUE
125 | LV_2547-2_0_3_line_125 |  | 119 | 121 | 0.024204 | 0.125 | 0.08 | 261 | 0 | 0.364 | 1 | 2 | cs | TRUE
126 | LV_2547-2_0_3_line_126 |  | 120 | 122 | 0.015094 | 0.125 | 0.08 | 261 | 0 | 0.364 | 1 | 1 | cs | TRUE
127 | LV_2547-2_0_3_line_127 |  | 120 | 123 | 0.03169 | 0.125 | 0.08 | 261 | 0 | 0.364 | 1 | 1 | cs | TRUE
128 | LV_2547-2_0_3_line_128 |  | 123 | 125 | 0.03841 | 0.125 | 0.08 | 261 | 0 | 0.364 | 1 | 1 | cs | TRUE
129 | LV_2547-2_0_3_line_129 |  | 124 | 125 | 0.0094517 | 0.125 | 0.08 | 261 | 0 | 0.364 | 1 | 1 | cs | TRUE
130 | LV_2547-2_0_3_line_130 |  | 126 | 127 | 0.027873 | 0.125 | 0.08 | 261 | 0 | 0.364 | 1 | 1 | cs | TRUE
131 | LV_2547-2_0_3_line_131 |  | 126 | 128 | 0.0085571 | 0.125 | 0.08 | 261 | 0 | 0.364 | 1 | 3 | cs | TRUE
132 | LV_2547-2_0_3_line_132 |  | 128 | 130 | 0.029901 | 0.125 | 0.08 | 261 | 0 | 0.364 | 1 | 3 | cs | TRUE
133 | LV_2547-2_0_3_line_133 |  | 129 | 130 | 0.013234 | 0.125 | 0.08 | 261 | 0 | 0.364 | 1 | 3 | cs | TRUE
134 | LV_2547-2_0_3_line_134 |  | 134 | 135 | 0.0023939 | 0.125 | 0.08 | 261 | 0 | 0.364 | 1 | 1 | cs | TRUE

## trafo
| name | std_type | hv_bus | lv_bus | sn_mva | vn_hv_kv | vn_lv_kv | vk_percent | vkr_percent | pfe_kw | i0_percent | shift_degree | tap_side | tap_neutral | tap_min | tap_max | tap_step_percent | tap_step_degree | tap_pos | tap_phase_shifter | parallel | df | in_service
0 | LV_2547-2_0_3_trafo_92 | 0.63 MVA 20/0.4 kV | 136 | 90 | 0.63 | 20 | 0.4 | 6 | 1.206 | 1.65 | 0.2619 | 150 | hv | 0 | -2 | 2 | 2.5 | 0 | 0 | FALSE | 1 | 1 | TRUE

## line_geodata
| x0 | y0 | x1 | y1 | x2 | y2 | x3 | y3 | x4 | y4 | x5 | y5 | x6 | y6 | x7 | y7
0 | 2610567.5107 | 1233880.8819 | 2610572.9065 | 1233876.0681 | 2610580.8517 | 1233869.7282
1 | 2610592.9126 | 1233905.8548 | 2610567.5107 | 1233880.8819
2 | 2610591.5098 | 1233939.3383 | 2610592.9126 | 1233905.8548
3 | 2610630.4435 | 1233940.1364 | 2610622.9571 | 1233938.9838 | 2610613.2626 | 1233937.977 | 2610606.2236 | 1233937.6755 | 2610600.9474 | 1233937.9329 | 2610591.5098 | 1233939.3383
4 | 2610591.5098 | 1233939.3383 | 2610566.8725 | 1233943.0071
5 | 2610545.3559 | 1233952.0654 | 2610544.4613 | 1233940.0455 | 2610544.3381 | 1233932.6408
6 | 2610545.2252 | 1233974.6567 | 2610545.7706 | 1233965.8745 | 2610545.8451 | 1233962.2502 | 2610545.3559 | 1233952.0654
7 | 2610545.3559 | 1233952.0654 | 2610551.6545 | 1233951.5318 | 2610551.5362 | 1233945.7058 | 2610559.5549 | 1233944.0968 | 2610566.8725 | 1233943.0071
8 | 2610545.2252 | 1233974.6567 | 2610544.3013 | 1233979.2356 | 2610543.1514 | 1233983.1581 | 2610541.6223 | 1233987.5136 | 2610539.6395 | 1233991.5682 | 2610537.6804 | 1233995.1335 | 2610535.2433 | 1233998.6472
9 | 2610545.2252 | 1233974.6567 | 2610518.2599 | 1233972.7833
10 | 2610516.1627 | 1233972.6376 | 2610518.2599 | 1233972.7833
11 | 2610516.4638 | 1233961.1418 | 2610516.4536 | 1233961.5296
12 | 2610516.1627 | 1233972.6376 | 2610516.4536 | 1233961.5296
13 | 2610763.1026 | 1233943.0467 | 2610757.6751 | 1233941.8927
14 | 2610733.7794 | 1233936.8118 | 2610757.6751 | 1233941.8927
15 | 2610733.7794 | 1233936.8118 | 2610729.4713 | 1233935.8957
16 | 2610706.7891 | 1233931.0728 | 2610729.4713 | 1233935.8957
17 | 2610695.5579 | 1233928.6847 | 2610706.7891 | 1233931.0728
18 | 2610617.3602 | 1233987.5464 | 2610609.7448 | 1233990.8805
19 | 2610629.9925 | 1233983.8234 | 2610625.9271 | 1233984.2498 | 2610622.163 | 1233985.4438 | 2610617.3602 | 1233987.5464
20 | 2610590.3014 | 1233999.6061 | 2610594.7712 | 1233997.4358 | 2610609.7448 | 1233990.8805
21 | 2610629.9925 | 1233983.8234 | 2610649.1966 | 1233986.4469
22 | 2610629.9925 | 1233983.8234 | 2610631.4155 | 1233979.6123 | 2610632.9185 | 1233977.2024 | 2610635.4147 | 1233973.8604 | 2610640.2755 | 1233968.8882
23 | 2610583.8789 | 1234002.8731 | 2610586.8318 | 1234001.2908 | 2610590.3014 | 1233999.6061
24 | 2610649.1966 | 1233986.4469 | 2610650.4885 | 1233986.6234
25 | 2610660.7356 | 1233947.4784 | 2610658.6854 | 1233951.1102 | 2610656.8646 | 1233953.4417 | 2610654.2338 | 1233955.8719 | 2610640.2755 | 1233968.8882
26 | 2610583.8789 | 1234002.8731 | 2610580.7934 | 1234004.5265 | 2610574.2537 | 1234008.7508 | 2610569.0547 | 1234012.3994 | 2610561.8154 | 1234018.4236 | 2610559.8585 | 1234020.1883
27 | 2610667.3897 | 1233988.9323 | 2610650.4885 | 1233986.6234
28 | 2610660.7356 | 1233947.4784 | 2610671.6476 | 1233915.245
29 | 2610660.7356 | 1233947.4784 | 2610651.6655 | 1233944.4048 | 2610647.7535 | 1233943.615
30 | 2610660.7356 | 1233947.4784 | 2610664.6273 | 1233946.8849 | 2610667.2852 | 1233946.2893 | 2610670.0654 | 1233945.0157 | 2610695.5579 | 1233928.6847
31 | 2610669.8199 | 1233989.2643 | 2610667.3897 | 1233988.9323
32 | 2610671.6476 | 1233915.245 | 2610657.7599 | 1233912.0108
33 | 2610671.6476 | 1233915.245 | 2610679.9814 | 1233891.5632
34 | 2610647.7535 | 1233943.615 | 2610630.7741 | 1233940.1873 | 2610630.4435 | 1233940.1364
35 | 2610799.1513 | 1234071.6847 | 2610779.5429 | 1234061.227 | 2610774.6214 | 1234057.8939 | 2610770.0034 | 1234054.0943 | 2610767.8274 | 1234051.7353
36 | 2610751.8713 | 1234035.2392 | 2610754.8719 | 1234037.6905 | 2610767.8274 | 1234051.7353
37 | 2610807.8016 | 1234076.2982 | 2610799.1513 | 1234071.6847
38 | 2610751.8713 | 1234035.2392 | 2610744.4101 | 1234029.8781 | 2610738.0898 | 1234025.7086
39 | 2610807.8016 | 1234076.2982 | 2610812.1592 | 1234077.5291
40 | 2610738.0898 | 1234025.7086 | 2610747.3836 | 1234026.3479 | 2610754.4578 | 1234028.0506 | 2610756.3402 | 1234028.6668
41 | 2610738.0898 | 1234025.7086 | 2610701.2654 | 1234001.4147
42 | 2610812.1592 | 1234077.5291 | 2610814.489 | 1234074.1979 | 2610818.8689 | 1234065.5626
43 | 2610781.063 | 1234036.7593 | 2610756.3402 | 1234028.6668
44 | 2610687.277 | 1233992.1862 | 2610701.2654 | 1234001.4147
45 | 2610822.0484 | 1234059.2938 | 2610818.8689 | 1234065.5626
46 | 2610687.277 | 1233992.1862 | 2610671.9312 | 1233989.5572 | 2610669.8199 | 1233989.2643
47 | 2610687.277 | 1233992.1862 | 2610693.8962 | 1233990.1301 | 2610697.3192 | 1233989.2134 | 2610700.9884 | 1233988.6744
48 | 2610855.3613 | 1233922.0495 | 2610846.6732 | 1233920.4879
49 | 2610832.5371 | 1233917.9471 | 2610846.6732 | 1233920.4879
50 | 2610876.0512 | 1233927.4541 | 2610874.8272 | 1233926.2622 | 2610873.065 | 1233925.4585 | 2610870.3413 | 1233924.742 | 2610855.3613 | 1233922.0495
51 | 2610832.5371 | 1233917.9471 | 2610817.5217 | 1233915.1565
52 | 2610826.8969 | 1233947.766 | 2610832.5371 | 1233917.9471
53 | 2610876.0512 | 1233927.4541 | 2610882.4879 | 1233921.7957 | 2610882.4879 | 1233921.7957
54 | 2610876.0512 | 1233927.4541 | 2610876.7827 | 1233928.9674 | 2610877.2405 | 1233931.1029 | 2610877.159 | 1233934.3047 | 2610875.8903 | 1233939.5006
55 | 2610806.8629 | 1233913.1755 | 2610817.5217 | 1233915.1565
56 | 2610882.4879 | 1233921.7957 | 2610883.9578 | 1233920.9756 | 2610885.8202 | 1233920.8123 | 2610899.2805 | 1233922.8127
57 | 2610806.8629 | 1233913.1755 | 2610801.0881 | 1233944.9106
58 | 2610806.8629 | 1233913.1755 | 2610796.2469 | 1233911.1926
59 | 2610775.4673 | 1233899.4327 | 2610782.7214 | 1233906.35 | 2610784.8379 | 1233907.9659 | 2610787.0689 | 1233909.0706 | 2610789.9132 | 1233910.0096 | 2610796.2469 | 1233911.1926
60 | 2610758.6018 | 1233790.308 | 2610758.3978 | 1233790.3804 | 2610742.7679 | 1233798.2015 | 2610738.5607 | 1233799.8392
61 | 2610776.2203 | 1233784.0531 | 2610758.6018 | 1233790.308
62 | 2610727.1814 | 1233802.8874 | 2610733.6259 | 1233801.3203 | 2610738.3896 | 1233799.9058 | 2610738.5607 | 1233799.8392
63 | 2610776.2203 | 1233784.0531 | 2610787.3698 | 1233780.1042
64 | 2610776.2203 | 1233784.0531 | 2610785.3572 | 1233808.9736
65 | 2610727.1814 | 1233802.8874 | 2610723.6306 | 1233811.0845
66 | 2610787.3698 | 1233780.1042 | 2610818.9779 | 1233789.756
67 | 2610787.3698 | 1233780.1042 | 2610789.4499 | 1233779.3678
68 | 2610800.5419 | 1233808.8342 | 2610785.3572 | 1233808.9736
69 | 2610793.575 | 1233831.3909 | 2610785.3572 | 1233808.9736
70 | 2610705.2748 | 1233731.1182 | 2610722.3377 | 1233726.4881 | 2610725.8715 | 1233726.1545
71 | 2610742.1018 | 1233726.6014 | 2610732.3919 | 1233725.5389 | 2610725.8715 | 1233726.1545
72 | 2610681.2155 | 1233744.3006 | 2610694.1179 | 1233735.165 | 2610702.2307 | 1233731.9442 | 2610705.2748 | 1233731.1182
73 | 2610742.1018 | 1233726.6014 | 2610739.5461 | 1233743.2568
74 | 2610745.6696 | 1233708.3412 | 2610742.1018 | 1233726.6014
75 | 2610737.9045 | 1233753.9549 | 2610739.5461 | 1233743.2568
76 | 2610745.6696 | 1233708.3412 | 2610748.8043 | 1233699.4415
77 | 2610745.6696 | 1233708.3412 | 2610764.7495 | 1233707.9833
78 | 2610737.9045 | 1233753.9549 | 2610721.2433 | 1233755.7482
79 | 2610701.1655 | 1233677.0406 | 2610710.9404 | 1233674.4937
80 | 2610732.7857 | 1233668.8017 | 2610710.9404 | 1233674.4937
81 | 2610701.1655 | 1233677.0406 | 2610683.7714 | 1233681.5728
82 | 2610771.6101 | 1233662.5046 | 2610761.6733 | 1233661.2749 | 2610732.7857 | 1233668.8017
83 | 2610683.7714 | 1233681.5728 | 2610676.2399 | 1233683.5352 | 2610669.6109 | 1233686.6474 | 2610665.25 | 1233691.3314 | 2610662.7335 | 1233695.5101
84 | 2610721.2433 | 1233755.7482 | 2610715.8576 | 1233756.3279 | 2610713.7231 | 1233756.8204
85 | 2610722.0659 | 1233814.6965 | 2610723.6306 | 1233811.0845
86 | 2610705.5232 | 1233759.8832 | 2610705.981 | 1233759.6566 | 2610711.1247 | 1233757.42 | 2610713.7231 | 1233756.8204
87 | 2610818.9779 | 1233789.756 | 2610836.2573 | 1233762.435
88 | 2610777.8081 | 1233835.4204 | 2610779.8566 | 1233832.8003 | 2610781.5461 | 1233831.9917 | 2610783.7041 | 1233831.5954 | 2610793.575 | 1233831.3909
89 | 2610793.575 | 1233831.3909 | 2610794.3735 | 1233833.5714 | 2610794.9598 | 1233835.8294 | 2610795.1152 | 1233837.8086 | 2610794.8542 | 1233839.8205
90 | 2610771.6101 | 1233662.5046 | 2610753.0122 | 1233691.4775 | 2610748.8043 | 1233699.4415
91 | 2610764.7495 | 1233707.9833 | 2610779.613 | 1233707.7045
92 | 2610771.6101 | 1233662.5046 | 2610777.5174 | 1233655.2619
93 | 2610722.0659 | 1233814.6965 | 2610710.1431 | 1233836.2882
94 | 2610722.0659 | 1233814.6965 | 2610709.6205 | 1233814.2761
95 | 2610666.8025 | 1233754.5057 | 2610681.2155 | 1233744.3006
96 | 2610696.7689 | 1233764.6053 | 2610699.2911 | 1233762.9689 | 2610705.5232 | 1233759.8832
97 | 2610686.117 | 1233772.5052 | 2610692.3872 | 1233767.4481 | 2610696.7689 | 1233764.6053
98 | 2610686.117 | 1233772.5052 | 2610680.1716 | 1233777.3002
99 | 2610851.0966 | 1233756.1656 | 2610850.3608 | 1233756.6151 | 2610836.2573 | 1233762.435
100 | 2610790.9744 | 1233854.7114 | 2610793.443 | 1233845.7882 | 2610794.8542 | 1233839.8205
101 | 2610775.4673 | 1233899.4327 | 2610768.6194 | 1233898.064 | 2610763.7683 | 1233897.6217 | 2610759.2566 | 1233897.7692 | 2610755.5842 | 1233898.463 | 2610753.4874 | 1233899.1941
102 | 2610775.4673 | 1233899.4327 | 2610779.3602 | 1233881.3844 | 2610782.6157 | 1233872.6405 | 2610784.9776 | 1233868.2977
103 | 2610790.9744 | 1233854.7114 | 2610789.2097 | 1233859.4889 | 2610787.256 | 1233864.1104 | 2610784.9776 | 1233868.2977
104 | 2610784.9776 | 1233868.2977 | 2610799.9252 | 1233869.8761
105 | 2610790.9744 | 1233854.7114 | 2610787.9772 | 1233854.5615 | 2610785.8193 | 1233854.9022 | 2610781.3277 | 1233856.5173 | 2610776.955 | 1233859.3667 | 2610773.6798 | 1233862.2626 | 2610772.1 | 1233865.2282 | 2610771.0847 | 1233869.333
106 | 2610806.6062 | 1233870.5816 | 2610799.9252 | 1233869.8761
107 | 2610640.3764 | 1233907.9626 | 2610657.7599 | 1233912.0108
108 | 2610683.8375 | 1233880.6053 | 2610679.9814 | 1233891.5632
109 | 2610809.2935 | 1233870.8654 | 2610806.6062 | 1233870.5816
110 | 2610732.1466 | 1233988.297 | 2610740.708 | 1233988.2128 | 2610746.6795 | 1233988.5682 | 2610751.9351 | 1233989.174
111 | 2610785.8199 | 1233992.1347 | 2610781.2269 | 1233992.077 | 2610769.0194 | 1233991.1433 | 2610751.9351 | 1233989.174
112 | 2610732.1466 | 1233988.297 | 2610720.8247 | 1233988.4084
113 | 2610785.8199 | 1233992.1347 | 2610787.4336 | 1233992.1549 | 2610795.3064 | 1233991.7022 | 2610803.2558 | 1233990.7938 | 2610810.5777 | 1233989.4284 | 2610815.1823 | 1233988.2298
114 | 2610700.9884 | 1233988.6744 | 2610701.5061 | 1233988.5983 | 2610720.8247 | 1233988.4084
115 | 2610816.8743 | 1233987.7894 | 2610815.1823 | 1233988.2298
116 | 2610816.8743 | 1233987.7894 | 2610817.2797 | 1233987.6839 | 2610839.4249 | 1233980.7309 | 2610850.3457 | 1233977.4932 | 2610850.5283 | 1233977.4429
117 | 2610864.3407 | 1233973.6385 | 2610850.5283 | 1233977.4429
118 | 2610822.0484 | 1234059.2938 | 2610827.4863 | 1234048.5726 | 2610828.7506 | 1234045.9851
119 | 2610864.3407 | 1233973.6385 | 2610858.5067 | 1233985.0904 | 2610852.9168 | 1233996.5299
120 | 2610851.2804 | 1233999.8788 | 2610852.9168 | 1233996.5299
121 | 2610791.4055 | 1233707.4834 | 2610779.613 | 1233707.7045
122 | 2610779.2262 | 1233653.1667 | 2610777.5174 | 1233655.2619
123 | 2610797.5612 | 1233630.6867 | 2610779.2262 | 1233653.1667
124 | 2610667.6865 | 1233835.7841 | 2610685.1031 | 1233823.7025 | 2610687.2103 | 1233822.67
125 | 2610709.6205 | 1233814.2761 | 2610708.858 | 1233814.2504 | 2610704.2775 | 1233814.7425 | 2610700.5887 | 1233816.1145 | 2610687.2103 | 1233822.67
126 | 2610667.6865 | 1233835.7841 | 2610665.5042 | 1233837.2979 | 2610657.5591 | 1233846.8672
127 | 2610667.6865 | 1233835.7841 | 2610647.0575 | 1233811.7274
128 | 2610647.0575 | 1233811.7274 | 2610672.8144 | 1233783.2338
129 | 2610672.8144 | 1233783.2338 | 2610680.1716 | 1233777.3002
130 | 2610710.1431 | 1233836.2882 | 2610719.8278 | 1233834.4267 | 2610726.9823 | 1233833.6502 | 2610731.494 | 1233833.4804 | 2610737.7671 | 1233834.6368
131 | 2610710.1431 | 1233836.2882 | 2610705.8473 | 1233842.7289 | 2610705.3823 | 1233843.3985
132 | 2610689.3165 | 1233868.5632 | 2610690.2798 | 1233866.4821 | 2610694.6459 | 1233858.863 | 2610705.3823 | 1233843.3985
133 | 2610689.3165 | 1233868.5632 | 2610684.14 | 1233879.7458 | 2610683.8375 | 1233880.6053
134 | 2610793.799 | 1233707.4385 | 2610791.4055 | 1233707.4834

## bus_geodata
| x | y | coords
0 | 2610567.5107 | 1233880.8819
1 | 2610580.8518 | 1233869.7282
2 | 2610592.9126 | 1233905.8548
3 | 2610591.5098 | 1233939.3383
4 | 2610544.3381 | 1233932.6408
5 | 2610545.3559 | 1233952.0654
6 | 2610545.2252 | 1233974.6567
7 | 2610566.8725 | 1233943.0071
8 | 2610535.2433 | 1233998.6472
9 | 2610518.2599 | 1233972.7833
10 | 2610516.4536 | 1233961.5296
11 | 2610516.4638 | 1233961.1418
12 | 2610516.1627 | 1233972.6376
13 | 2610763.1026 | 1233943.0467
14 | 2610757.6751 | 1233941.8927
15 | 2610733.7794 | 1233936.8118
16 | 2610729.4713 | 1233935.8957
17 | 2610706.7891 | 1233931.0728
18 | 2610617.3602 | 1233987.5464
19 | 2610609.7448 | 1233990.8805
20 | 2610629.9925 | 1233983.8234
21 | 2610590.3014 | 1233999.6061
22 | 2610649.1966 | 1233986.4469
23 | 2610640.2755 | 1233968.8882
24 | 2610583.8789 | 1234002.8731
25 | 2610650.4885 | 1233986.6234
26 | 2610660.7356 | 1233947.4784
27 | 2610559.8585 | 1234020.1883
28 | 2610667.3897 | 1233988.9323
29 | 2610671.6476 | 1233915.245
30 | 2610647.7535 | 1233943.615
31 | 2610695.5579 | 1233928.6847
32 | 2610767.8274 | 1234051.7353
33 | 2610799.1513 | 1234071.6847
34 | 2610751.8713 | 1234035.2392
35 | 2610807.8016 | 1234076.2982
36 | 2610738.0898 | 1234025.7086
37 | 2610812.1592 | 1234077.5291
38 | 2610756.3402 | 1234028.6668
39 | 2610701.2654 | 1234001.4147
40 | 2610818.8689 | 1234065.5626
41 | 2610781.063 | 1234036.7593
42 | 2610687.277 | 1233992.1862
43 | 2610846.6732 | 1233920.4879
44 | 2610855.3613 | 1233922.0495
45 | 2610832.5371 | 1233917.9471
46 | 2610876.0512 | 1233927.4541
47 | 2610817.5217 | 1233915.1565
48 | 2610826.8969 | 1233947.766
49 | 2610882.4879 | 1233921.7957
50 | 2610875.8903 | 1233939.5006
51 | 2610806.8629 | 1233913.1755
52 | 2610899.2805 | 1233922.8127
53 | 2610801.0881 | 1233944.9106
54 | 2610796.2469 | 1233911.1926
55 | 2610758.6018 | 1233790.308
56 | 2610738.5607 | 1233799.8392
57 | 2610776.2203 | 1233784.0531
58 | 2610727.1814 | 1233802.8874
59 | 2610787.3698 | 1233780.1042
60 | 2610785.3572 | 1233808.9736
61 | 2610725.8715 | 1233726.1545
62 | 2610705.2748 | 1233731.1182
63 | 2610742.1018 | 1233726.6014
64 | 2610739.5461 | 1233743.2568
65 | 2610745.6696 | 1233708.3412
66 | 2610737.9045 | 1233753.9549
67 | 2610710.9404 | 1233674.4937
68 | 2610701.1655 | 1233677.0406
69 | 2610732.7857 | 1233668.8017
70 | 2610683.7714 | 1233681.5728
71 | 2610721.2433 | 1233755.7482
72 | 2610723.6306 | 1233811.0845
73 | 2610713.7231 | 1233756.8204
74 | 2610818.9779 | 1233789.756
75 | 2610789.4499 | 1233779.3678
76 | 2610800.5419 | 1233808.8342
77 | 2610793.575 | 1233831.3909
78 | 2610748.8043 | 1233699.4415
79 | 2610764.7495 | 1233707.9833
80 | 2610771.6101 | 1233662.5046
81 | 2610722.0659 | 1233814.6965
82 | 2610681.2155 | 1233744.3006
83 | 2610666.8025 | 1233754.5057
84 | 2610705.5232 | 1233759.8832
85 | 2610696.7689 | 1233764.6053
86 | 2610686.117 | 1233772.5052
87 | 2610836.2573 | 1233762.435
88 | 2610777.8081 | 1233835.4204
89 | 2610794.8542 | 1233839.8205
90 | 2610753.4874 | 1233899.1941
91 | 2610775.4673 | 1233899.4327
92 | 2610784.9776 | 1233868.2977
93 | 2610790.9744 | 1233854.7114
94 | 2610799.9252 | 1233869.8761
95 | 2610657.7599 | 1233912.0108
96 | 2610679.9814 | 1233891.5632
97 | 2610630.4435 | 1233940.1364
98 | 2610771.0847 | 1233869.333
99 | 2610806.6062 | 1233870.5816
100 | 2610751.9351 | 1233989.174
101 | 2610732.1466 | 1233988.297
102 | 2610785.8199 | 1233992.1347
103 | 2610720.8247 | 1233988.4084
104 | 2610815.1823 | 1233988.2298
105 | 2610700.9884 | 1233988.6744
106 | 2610816.8743 | 1233987.7894
107 | 2610850.5283 | 1233977.4429
108 | 2610822.0484 | 1234059.2938
109 | 2610828.7506 | 1234045.9851
110 | 2610864.3407 | 1233973.6385
111 | 2610852.9168 | 1233996.5299
112 | 2610851.2804 | 1233999.8788
113 | 2610779.613 | 1233707.7046
114 | 2610777.5174 | 1233655.2619
115 | 2610779.2262 | 1233653.1667
116 | 2610662.7335 | 1233695.5101
117 | 2610797.5612 | 1233630.6867
118 | 2610851.0966 | 1233756.1656
119 | 2610687.2103 | 1233822.67
120 | 2610667.6865 | 1233835.7841
121 | 2610709.6205 | 1233814.2761
122 | 2610657.5591 | 1233846.8672
123 | 2610647.0575 | 1233811.7274
124 | 2610680.1716 | 1233777.3002
125 | 2610672.8144 | 1233783.2338
126 | 2610710.1431 | 1233836.2882
127 | 2610737.7671 | 1233834.6368
128 | 2610705.3823 | 1233843.3985
129 | 2610683.8375 | 1233880.6053
130 | 2610689.3165 | 1233868.5632
131 | 2610640.3764 | 1233907.9626
132 | 2610809.2935 | 1233870.8654
133 | 2610669.8199 | 1233989.2643
134 | 2610791.4055 | 1233707.4834
135 | 2610793.799 | 1233707.4385
136 | 2610775.4673 | 1233899.4327

## line_std_types
| c_nf_per_km | r_ohm_per_km | x_ohm_per_km | max_i_ka | type | q_mm2 | alpha | voltage_rating
NAYY 4x50 SE | 210 | 0.642 | 0.083 | 0.142 | cs | 50 | 0.00403 | LV
NAYY 4x120 SE | 264 | 0.225 | 0.08 | 0.242 | cs | 120 | 0.00403 | LV
NAYY 4x150 SE | 261 | 0.208 | 0.08 | 0.27 | cs | 150 | 0.00403 | LV
NA2XS2Y 1x95 RM/25 12/20 kV | 216 | 0.313 | 0.132 | 0.252 | cs | 95 | 0.00403 | MV
NA2XS2Y 1x185 RM/25 12/20 kV | 273 | 0.161 | 0.117 | 0.362 | cs | 185 | 0.00403 | MV
NA2XS2Y 1x240 RM/25 12/20 kV | 304 | 0.122 | 0.112 | 0.421 | cs | 240 | 0.00403 | MV
NA2XS2Y 1x95 RM/25 6/10 kV | 315 | 0.313 | 0.123 | 0.249 | cs | 95 | 0.00403 | MV
NA2XS2Y 1x185 RM/25 6/10 kV | 406 | 0.161 | 0.11 | 0.358 | cs | 185 | 0.00403 | MV
NA2XS2Y 1x240 RM/25 6/10 kV | 456 | 0.122 | 0.105 | 0.416 | cs | 240 | 0.00403 | MV
NA2XS2Y 1x150 RM/25 12/20 kV | 250 | 0.206 | 0.116 | 0.319 | cs | 150 | 0.00403 | MV
NA2XS2Y 1x120 RM/25 12/20 kV | 230 | 0.253 | 0.119 | 0.283 | cs | 120 | 0.00403 | MV
NA2XS2Y 1x70 RM/25 12/20 kV | 190 | 0.443 | 0.132 | 0.22 | cs | 70 | 0.00403 | MV
NA2XS2Y 1x150 RM/25 6/10 kV | 360 | 0.206 | 0.11 | 0.315 | cs | 150 | 0.00403 | MV
NA2XS2Y 1x120 RM/25 6/10 kV | 340 | 0.253 | 0.113 | 0.28 | cs | 120 | 0.00403 | MV
NA2XS2Y 1x70 RM/25 6/10 kV | 280 | 0.443 | 0.123 | 0.217 | cs | 70 | 0.00403 | MV
N2XS(FL)2Y 1x120 RM/35 64/110 kV | 112 | 0.153 | 0.166 | 0.366 | cs | 120 | 0.00393 | HV
N2XS(FL)2Y 1x185 RM/35 64/110 kV | 125 | 0.099 | 0.156 | 0.457 | cs | 185 | 0.00393 | HV
N2XS(FL)2Y 1x240 RM/35 64/110 kV | 135 | 0.075 | 0.149 | 0.526 | cs | 240 | 0.00393 | HV
N2XS(FL)2Y 1x300 RM/35 64/110 kV | 144 | 0.06 | 0.144 | 0.588 | cs | 300 | 0.00393 | HV
15-AL1/3-ST1A 0.4 | 11 | 1.8769 | 0.35 | 0.105 | ol | 16 | 0.00403 | LV
24-AL1/4-ST1A 0.4 | 11.25 | 1.2012 | 0.335 | 0.14 | ol | 24 | 0.00403 | LV
48-AL1/8-ST1A 0.4 | 12.2 | 0.5939 | 0.3 | 0.21 | ol | 48 | 0.00403 | LV
94-AL1/15-ST1A 0.4 | 13.2 | 0.306 | 0.29 | 0.35 | ol | 94 | 0.00403 | LV
34-AL1/6-ST1A 10.0 | 9.7 | 0.8342 | 0.36 | 0.17 | ol | 34 | 0.00403 | MV
48-AL1/8-ST1A 10.0 | 10.1 | 0.5939 | 0.35 | 0.21 | ol | 48 | 0.00403 | MV
70-AL1/11-ST1A 10.0 | 10.4 | 0.4132 | 0.339 | 0.29 | ol | 70 | 0.00403 | MV
94-AL1/15-ST1A 10.0 | 10.75 | 0.306 | 0.33 | 0.35 | ol | 94 | 0.00403 | MV
122-AL1/20-ST1A 10.0 | 11.1 | 0.2376 | 0.323 | 0.41 | ol | 122 | 0.00403 | MV
149-AL1/24-ST1A 10.0 | 11.25 | 0.194 | 0.315 | 0.47 | ol | 149 | 0.00403 | MV
34-AL1/6-ST1A 20.0 | 9.15 | 0.8342 | 0.382 | 0.17 | ol | 34 | 0.00403 | MV
48-AL1/8-ST1A 20.0 | 9.5 | 0.5939 | 0.372 | 0.21 | ol | 48 | 0.00403 | MV
70-AL1/11-ST1A 20.0 | 9.7 | 0.4132 | 0.36 | 0.29 | ol | 70 | 0.00403 | MV
94-AL1/15-ST1A 20.0 | 10 | 0.306 | 0.35 | 0.35 | ol | 94 | 0.00403 | MV
122-AL1/20-ST1A 20.0 | 10.3 | 0.2376 | 0.344 | 0.41 | ol | 122 | 0.00403 | MV
149-AL1/24-ST1A 20.0 | 10.5 | 0.194 | 0.337 | 0.47 | ol | 149 | 0.00403 | MV
184-AL1/30-ST1A 20.0 | 10.75 | 0.1571 | 0.33 | 0.535 | ol | 184 | 0.00403 | MV
243-AL1/39-ST1A 20.0 | 11 | 0.1188 | 0.32 | 0.645 | ol | 243 | 0.00403 | MV
48-AL1/8-ST1A 110.0 | 8 | 0.5939 | 0.46 | 0.21 | ol | 48 | 0.00403 | HV
70-AL1/11-ST1A 110.0 | 8.4 | 0.4132 | 0.45 | 0.29 | ol | 70 | 0.00403 | HV
94-AL1/15-ST1A 110.0 | 8.65 | 0.306 | 0.44 | 0.35 | ol | 94 | 0.00403 | HV
122-AL1/20-ST1A 110.0 | 8.5 | 0.2376 | 0.43 | 0.41 | ol | 122 | 0.00403 | HV
149-AL1/24-ST1A 110.0 | 8.75 | 0.194 | 0.41 | 0.47 | ol | 149 | 0.00403 | HV
184-AL1/30-ST1A 110.0 | 8.8 | 0.1571 | 0.4 | 0.535 | ol | 184 | 0.00403 | HV
243-AL1/39-ST1A 110.0 | 9 | 0.1188 | 0.39 | 0.645 | ol | 243 | 0.00403 | HV
305-AL1/39-ST1A 110.0 | 9.2 | 0.0949 | 0.38 | 0.74 | ol | 305 | 0.00403 | HV
490-AL1/64-ST1A 110.0 | 9.75 | 0.059 | 0.37 | 0.96 | ol | 490 | 0.00403 | HV
679-AL1/86-ST1A 110.0 | 9.95 | 0.042 | 0.36 | 1.15 | ol | 679 | 0.00403 | HV
490-AL1/64-ST1A 220.0 | 10 | 0.059 | 0.285 | 0.96 | ol | 490 | 0.00403 | HV
679-AL1/86-ST1A 220.0 | 11.7 | 0.042 | 0.275 | 1.15 | ol | 679 | 0.00403 | HV
490-AL1/64-ST1A 380.0 | 11 | 0.059 | 0.253 | 0.96 | ol | 490 | 0.00403 | HV
679-AL1/86-ST1A 380.0 | 14.6 | 0.042 | 0.25 | 1.15 | ol | 679 | 0.00403 | HV

## trafo_std_types
| i0_percent | pfe_kw | vkr_percent | sn_mva | vn_lv_kv | vn_hv_kv | vk_percent | shift_degree | vector_group | tap_side | tap_neutral | tap_min | tap_max | tap_step_degree | tap_step_percent | tap_phase_shifter
160 MVA 380/110 kV | 0.06 | 60 | 0.25 | 160 | 110 | 380 | 12.2 | 0 | Yy0 | hv | 0 | -9 | 9 | 0 | 1.5 | FALSE
100 MVA 220/110 kV | 0.06 | 55 | 0.26 | 100 | 110 | 220 | 12 | 0 | Yy0 | hv | 0 | -9 | 9 | 0 | 1.5 | FALSE
63 MVA 110/20 kV | 0.04 | 22 | 0.32 | 63 | 20 | 110 | 18 | 150 | YNd5 | hv | 0 | -9 | 9 | 0 | 1.5 | FALSE
40 MVA 110/20 kV | 0.05 | 18 | 0.34 | 40 | 20 | 110 | 16.2 | 150 | YNd5 | hv | 0 | -9 | 9 | 0 | 1.5 | FALSE
25 MVA 110/20 kV | 0.07 | 14 | 0.41 | 25 | 20 | 110 | 12 | 150 | YNd5 | hv | 0 | -9 | 9 | 0 | 1.5 | FALSE
63 MVA 110/10 kV | 0.04 | 22 | 0.32 | 63 | 10 | 110 | 18 | 150 | YNd5 | hv | 0 | -9 | 9 | 0 | 1.5 | FALSE
40 MVA 110/10 kV | 0.05 | 18 | 0.34 | 40 | 10 | 110 | 16.2 | 150 | YNd5 | hv | 0 | -9 | 9 | 0 | 1.5 | FALSE
25 MVA 110/10 kV | 0.07 | 14 | 0.41 | 25 | 10 | 110 | 12 | 150 | YNd5 | hv | 0 | -9 | 9 | 0 | 1.5 | FALSE
0.25 MVA 20/0.4 kV | 0.32 | 0.8 | 1.44 | 0.25 | 0.4 | 20 | 6 | 150 | Yzn5 | hv | 0 | -2 | 2 | 0 | 2.5 | FALSE
0.4 MVA 20/0.4 kV | 0.3375 | 1.35 | 1.425 | 0.4 | 0.4 | 20 | 6 | 150 | Dyn5 | hv | 0 | -2 | 2 | 0 | 2.5 | FALSE
0.63 MVA 20/0.4 kV | 0.2619 | 1.65 | 1.206 | 0.63 | 0.4 | 20 | 6 | 150 | Dyn5 | hv | 0 | -2 | 2 | 0 | 2.5 | FALSE
0.25 MVA 10/0.4 kV | 0.24 | 0.6 | 1.2 | 0.25 | 0.4 | 10 | 4 | 150 | Dyn5 | hv | 0 | -2 | 2 | 0 | 2.5 | FALSE
0.4 MVA 10/0.4 kV | 0.2375 | 0.95 | 1.325 | 0.4 | 0.4 | 10 | 4 | 150 | Dyn5 | hv | 0 | -2 | 2 | 0 | 2.5 | FALSE
0.63 MVA 10/0.4 kV | 0.1873 | 1.18 | 1.0794 | 0.63 | 0.4 | 10 | 4 | 150 | Dyn5 | hv | 0 | -2 | 2 | 0 | 2.5 | FALSE

## trafo3w_std_types
| sn_hv_mva | sn_mv_mva | sn_lv_mva | vn_hv_kv | vn_mv_kv | vn_lv_kv | vk_hv_percent | vk_mv_percent | vk_lv_percent | vkr_hv_percent | vkr_mv_percent | vkr_lv_percent | pfe_kw | i0_percent | shift_mv_degree | shift_lv_degree | vector_group | tap_side | tap_neutral | tap_min | tap_max | tap_step_percent
63/25/38 MVA 110/20/10 kV | 63 | 25 | 38 | 110 | 20 | 10 | 10.4 | 10.4 | 10.4 | 0.28 | 0.32 | 0.35 | 35 | 0.89 | 0 | 0 | YN0yn0yn0 | hv | 0 | -10 | 10 | 1.2
63/25/38 MVA 110/10/10 kV | 63 | 25 | 38 | 110 | 10 | 10 | 10.4 | 10.4 | 10.4 | 0.28 | 0.32 | 0.35 | 35 | 0.89 | 0 | 0 | YN0yn0yn0 | hv | 0 | -10 | 10 | 1.2

## fuse_std_types
| fuse_type | i_rated_a | t_avg | t_min | t_total | x_avg | x_min | x_total
HV 100A | HV 100A | 100 | 0 | [10.0, 3.64, 0.854, 0.281, 0.1, 0.0531, 0.022, 0.01] | [10.0, 4.267, 1.21, 0.403, 0.1, 0.058, 0.022, 0.01] | 0 | [300.0, 350.0, 450.0, 550.0, 700.0, 850.0, 1200.0, 1752.0] | [600.0, 700.0, 900.0, 1150.0, 1665.0, 2000.0, 3000.0, 4313.0]
HV 10A | HV 10A | 10 | 0 | [10.0, 1675.0, 0.344, 0.156, 0.1, 0.0417, 0.0171, 0.01] | [10.0, 1.3, 0.3, 0.155, 0.1, 0.0555, 0.023, 0.01] | 0 | [30.0, 32.0, 35.0, 37.0, 39.0, 50.0, 70.0, 88.0] | [60.0, 70.0, 80.0, 87.0, 94.0, 110.0, 150.0, 216.0]
HV 125A | HV 125A | 125 | 0 | [10.0, 1.82, 0.344, 0.1, 0.0467, 0.0269, 0.01] | [10.0, 2.478, 0.426, 0.1, 0.0427, 0.0211, 0.01] | 0 | [375.0, 500.0, 700.0, 925.0, 1200.0, 1500.0, 2341.0] | [750.0, 1000.0, 1500.0, 2200.0, 3000.0, 4000.0, 5765.0]
HV 160A | HV 160A | 160 | 0 | [10.0, 4.15, 1.03, 0.198, 0.1, 0.051, 0.0172, 0.01] | [10.0, 2.3, 0.734, 0.274, 0.1, 0.046, 0.0177, 0.01] | 0 | [480.0, 550.0, 700.0, 1000.0, 1260.0, 1600.0, 2500.0, 3227.0] | [960.0, 1300.0, 1700.0, 2200.0, 2996.0, 4000.0, 6000.0, 7946.0]
HV 16A | HV 16A | 16 | 0 | [10.0, 0.352, 0.164, 0.1, 0.0649, 0.0342, 0.01] | [10.0, 2.34, 0.722, 0.181, 0.1, 0.055, 0.0296, 0.01] | 0 | [48.0, 60.0, 65.0, 71.0, 80.0, 100.0, 162.0] | [96.0, 110.0, 125.0, 150.0, 168.0, 200.0, 250.0, 398.0]
HV 200A | HV 200A | 200 | 0 | [10.0, 4.267, 1.21, 0.403, 0.1, 0.058, 0.022, 0.01] | [10.0, 3.73, 1.654, 0.328, 0.1, 0.0531, 0.019, 0.01] | 0 | [600.0, 700.0, 900.0, 1150.0, 1665.0, 2000.0, 3000.0, 4313.0] | [1200.0, 1500.0, 1800.0, 2700.0, 3960.0, 5000.0, 7500.0, 10620.0]
HV 20A | HV 20A | 20 | 0 | [10.0, 1.3, 0.3, 0.155, 0.1, 0.0555, 0.023, 0.01] | [10.0, 1.3, 0.161, 0.1, 0.0611, 0.0399, 0.0141, 0.01] | 0 | [60.0, 70.0, 80.0, 87.0, 94.0, 110.0, 150.0, 216.0] | [120.0, 150.0, 200.0, 223.0, 260.0, 300.0, 450.0, 532.0]
HV 25A | HV 25A | 25 | 0 | [10.0, 2.512, 0.833, 0.299, 0.1, 0.0372, 0.0223, 0.01] | [10.0, 3.125, 0.597, 0.198, 0.1, 0.0378, 0.022, 0.01] | 0 | [75.0, 82.0, 90.0, 100.0, 124.0, 170.0, 200.0, 289.0] | [150.0, 170.0, 210.0, 250.0, 294.0, 400.0, 500.0, 711.0]
HV 31.5A | HV 31.5A | 31.5 | 0 | [10.0, 2.34, 0.722, 0.181, 0.1, 0.055, 0.0296, 0.01] | [10.0, 2.84, 0.368, 0.164, 0.1, 0.0621, 0.0378, 0.0195, 0.01] | 0 | [95.0, 110.0, 125.0, 150.0, 165.0, 200.0, 250.0, 390.0] | [189.0, 220.0, 300.0, 350.0, 393.0, 450.0, 530.0, 700.0, 960.0]
HV 40A | HV 40A | 40 | 0 | [10.0, 1.3, 0.161, 0.1, 0.0611, 0.0399, 0.0141, 0.01] | [10.0, 2.05, 0.369, 0.198, 0.1, 0.051, 0.0298, 0.01] | 0 | [120.0, 150.0, 200.0, 223.0, 260.0, 300.0, 450.0, 532.0] | [240.0, 300.0, 400.0, 450.0, 530.0, 650.0, 800.0, 1311.0]
HV 50A | HV 50A | 50 | 0 | [10.0, 3.215, 0.597, 0.198, 0.1, 0.0378, 0.022, 0.01] | [10.0, 3.64, 0.854, 0.281, 0.1, 0.0531, 0.022, 0.01] | 0 | [150.0, 170.0, 210.0, 250.0, 294.0, 400.0, 500.0, 711.0] | [300.0, 350.0, 450.0, 550.0, 700.0, 850.0, 1200.0, 1752.0]
HV 6.3A | HV 6.3A | 6.3 | 0 | [10.0, 1.39, 0.344, 0.168, 0.1, 0.056, 0.0263, 0.01] | [10.0, 1.711, 0.516, 0.198, 0.1, 0.0634, 0.0303, 0.01] | 0 | [19.0, 19.5, 20.4, 20.8, 22.0, 25.0, 32.0, 48.0] | [38.0, 40.0, 43.0, 48.0, 53.0, 60.0, 75.0, 118.0]
HV 63A | HV 63A | 63 | 0 | [10.0, 2.84, 0.368, 0.164, 0.1, 0.0621, 0.0378, 0.0195, 0.01] | [10.0, 1.82, 0.344, 0.1, 0.0467, 0.0269, 0.01] | 0 | [189.0, 220.0, 300.0, 350.0, 393.0, 450.0, 530.0, 700.0, 961.0] | [378.0, 500.0, 700.0, 934.0, 1200.0, 1500.0, 2366.0]
HV 80A | HV 80A | 80 | 0 | [10.0, 2.05, 0.369, 0.198, 0.1, 0.051, 0.0298, 0.01] | [10.0, 4.15, 1.03, 0.198, 0.1, 0.051, 0.0172, 0.01] | 0 | [240.0, 300.0, 400.0, 450.0, 530.0, 650.0, 800.0, 1311.0] | [480.0, 550.0, 700.0, 1000.0, 1260.0, 1600.0, 2500.0, 3227.0]
Siemens NH-1-100 | Siemens NH-1-100 | 100 | [5400.0, 2000.0, 400.0, 20.0, 1.0, 0.2, 0.012, 0.004] | 0 | 0 | [150.0, 190.0, 250.0, 430.0, 900.0, 1250.0, 2700.0, 3600.0] | 0 | 0
Siemens NH-1-125 | Siemens NH-1-125 | 125 | [4800.0, 120.0, 7.0, 0.1, 0.004] | 0 | 0 | [180.0, 400.0, 740.0, 2000.0, 4250.0] | 0 | 0
Siemens NH-1-16 | Siemens NH-1-16 | 16 | [4000.0, 400.0, 2.0, 0.1, 0.04, 0.01] | 0 | 0 | [26.0, 35.0, 75.0, 150.0, 200.0, 300.0] | 0 | 0
Siemens NH-1-160 | Siemens NH-1-160 | 160 | [4800.0, 120.0, 7.0, 0.1, 0.004] | 0 | 0 | [210.0, 500.0, 900.0, 2300.0, 5000.0] | 0 | 0
Siemens NH-1-25 | Siemens NH-1-25 | 25 | [4000.0, 1000.0, 10.0, 0.2, 0.02, 0.01] | 0 | 0 | [40.0, 50.0, 100.0, 210.0, 400.0, 500.0] | 0 | 0
Siemens NH-1-50 | Siemens NH-1-50 | 50 | [4000.0, 40.0, 4.0, 1.0, 0.02, 0.01] | 0 | 0 | [86.0, 200.0, 300.0, 400.0, 1000.0, 1280.0] | 0 | 0
Siemens NH-1-63 | Siemens NH-1-63 | 63 | [4000.0, 100.0, 10.0, 2.0, 0.04, 0.01] | 0 | 0 | [100.0, 200.0, 300.0, 400.0, 1000.0, 1500.0] | 0 | 0
Siemens NH-1-80 | Siemens NH-1-80 | 80 | [4800.0, 120.0, 7.0, 0.1, 0.01] | 0 | 0 | [150.58, 250.0, 450.0, 1150.0, 2470.0] | 0 | 0
Siemens NH-2-1000 | Siemens NH-2-1000 | 1000 | [4800.0, 120.0, 7.0, 0.1, 0.004] | 0 | 0 | [1900.0, 3500.0, 8400.0, 24000.0, 52000.0] | 0 | 0
Siemens NH-2-200 | Siemens NH-2-200 | 200 | [4800.0, 120.0, 7.0, 0.1, 0.004] | 0 | 0 | [280.0, 650.0, 1200.0, 3000.0, 7000.0] | 0 | 0
Siemens NH-2-224 | Siemens NH-2-224 | 224 | [4800.0, 120.0, 7.0, 0.2, 0.04, 0.004] | 0 | 0 | [400.0, 750.0, 1453.0, 3025.0, 4315.0, 7600.0] | 0 | 0
Siemens NH-2-250 | Siemens NH-2-250 | 250 | [4800.0, 120.0, 7.0, 0.1, 0.004] | 0 | 0 | [450.0, 800.0, 1650.0, 4000.0, 8500.0] | 0 | 0
Siemens NH-2-315 | Siemens NH-2-315 | 315 | [4800.0, 120.0, 7.0, 0.1, 0.004] | 0 | 0 | [550.0, 920.0, 1900.0, 5000.0, 11000.0] | 0 | 0
Siemens NH-2-355 | Siemens NH-2-355 | 355 | [4800.0, 120.0, 6.0, 0.1, 0.004] | 0 | 0 | [650.0, 1116.27, 2350.0, 5840.0, 12790.0] | 0 | 0
Siemens NH-2-400 | Siemens NH-2-400 | 400 | [4800.0, 120.0, 7.0, 0.1, 0.004] | 0 | 0 | [720.0, 1350.0, 2800.0, 6500.0, 15000.0] | 0 | 0
Siemens NH-2-425 | Siemens NH-2-425 | 425 | [4800.0, 120.0, 7.0, 0.1, 0.004] | 0 | 0 | [850.0, 1500.0, 3050.0, 7500.0, 16500.0] | 0 | 0
Siemens NH-2-630 | Siemens NH-2-630 | 630 | [4800.0, 120.0, 7.0, 0.1, 0.004] | 0 | 0 | [1200.0, 2000.0, 4800.0, 12000.0, 26000.0] | 0 | 0

## res_bus
| vm_pu | va_degree | p_mw | q_mvar
0 | 0.9778 | -0.42575 | 0.00099412 | 0.00024915
1 | 0.97779 | -0.42602 | 0.00084372 | 0.00021146
2 | 0.97786 | -0.42456 | 0.00133 | 0.00033332
3 | 0.97796 | -0.42262 | 0.0019338 | 0.00048466
4 | 0.97727 | -0.43613 | 0.0027047 | 0.00067787
5 | 0.97732 | -0.43516 | 0 | 0
6 | 0.97712 | -0.43904 | 0 | 0
7 | 0.97763 | -0.42906 | 0.0020827 | 0.00052197
8 | 0.97703 | -0.44098 | 0.0040534 | 0.0010159
9 | 0.97699 | -0.44166 | 0.0014736 | 0.00036931
10 | 0.97694 | -0.44259 | 0.0021988 | 0.00055108
11 | 0.97694 | -0.4426 | 0.001646 | 0.00041252
12 | 0.97698 | -0.44181 | 0 | 0
13 | 0.97811 | -0.41966 | 0.0020845 | 0.00052242
14 | 0.97812 | -0.41945 | 0.002712 | 0.00067969
15 | 0.97823 | -0.41732 | 0.0030611 | 0.00076718
16 | 0.97826 | -0.41669 | 0.0040478 | 0.0010145
17 | 0.97852 | -0.41166 | 0.0026832 | 0.00067248
18 | 0.97663 | -0.44852 | 0.002755 | 0.00069046
19 | 0.97655 | -0.45015 | 0.0011046 | 0.00027685
20 | 0.9768 | -0.44525 | 0 | 0
21 | 0.97636 | -0.45391 | 0.0024122 | 0.00060456
22 | 0.97561 | -0.46855 | 0.0021737 | 0.00054477
23 | 0.97816 | -0.41864 | 0.0017952 | 0.00044993
24 | 0.97631 | -0.45486 | 0.0056157 | 0.0014074
25 | 0.97553 | -0.47007 | 0.0068306 | 0.0017119
26 | 0.97928 | -0.39668 | 0 | 0
27 | 0.97626 | -0.45573 | 0.0016059 | 0.00040248
28 | 0.97463 | -0.4878 | 0.0022138 | 0.00055483
29 | 0.98054 | -0.37206 | 0 | 0
30 | 0.979 | -0.40214 | 0.001187 | 0.00029749
31 | 0.97867 | -0.40861 | 0.0018434 | 0.00046201
32 | 0.97209 | -0.53791 | 0.0013499 | 0.00033831
33 | 0.97164 | -0.54672 | 0.0026757 | 0.0006706
34 | 0.97239 | -0.53192 | 0 | 0
35 | 0.97155 | -0.54855 | 0 | 0
36 | 0.97261 | -0.52756 | 0 | 0
37 | 0.97151 | -0.54939 | 0 | 0
38 | 0.97259 | -0.52808 | 0.0008571 | 0.00021481
39 | 0.97326 | -0.51486 | 0.0068329 | 0.0017125
40 | 0.97138 | -0.55196 | 0.0014761 | 0.00036994
41 | 0.97257 | -0.5284 | 0.00065382 | 0.00016386
42 | 0.97361 | -0.50793 | 0 | 0
43 | 0.99713 | -0.054577 | 0.0015293 | 0.00038327
44 | 0.99707 | -0.05568 | 0.0017144 | 0.00042967
45 | 0.99724 | -0.052398 | 0 | 0
46 | 0.99696 | -0.057737 | 0 | 0
47 | 0.99738 | -0.049693 | 0.0028024 | 0.00070235
48 | 0.9972 | -0.053172 | 0.0014533 | 0.00036424
49 | 0.99693 | -0.058316 | 0.0023765 | 0.00059561
50 | 0.99694 | -0.058077 | 0.0015605 | 0.0003911
51 | 0.99751 | -0.04724 | 0 | 0
52 | 0.99691 | -0.058759 | 0.0014723 | 0.00036899
53 | 0.99733 | -0.050543 | 0.0058442 | 0.0014647
54 | 0.99769 | -0.043692 | 0.0020263 | 0.00050784
55 | 0.98809 | -0.22609 | 0.0021487 | 0.00053853
56 | 0.98664 | -0.25387 | 0.0015162 | 0.00037998
57 | 0.98932 | -0.20253 | 0 | 0
58 | 0.98588 | -0.26854 | 0 | 0
59 | 0.98921 | -0.20458 | 0 | 0
60 | 0.99114 | -0.16764 | 0.0031937 | 0.00080041
61 | 0.97326 | -0.51431 | 0.0017211 | 0.00043136
62 | 0.97319 | -0.51569 | 0.001611 | 0.00040375
63 | 0.97334 | -0.51274 | 0 | 0
64 | 0.97411 | -0.49761 | 0.0022394 | 0.00056125
65 | 0.97259 | -0.52766 | 0.00073882 | 0.00018516
66 | 0.97463 | -0.48747 | 0 | 0
67 | 0.97032 | -0.57254 | 0.0038778 | 0.00097186
68 | 0.97025 | -0.57384 | 0.0026473 | 0.00066348
69 | 0.97055 | -0.56801 | 0.0054642 | 0.0013694
70 | 0.97018 | -0.57528 | 0.0032068 | 0.00080371
71 | 0.97543 | -0.47178 | 0.0018128 | 0.00045434
72 | 0.98531 | -0.27967 | 0.0015251 | 0.00038223
73 | 0.9758 | -0.46442 | 0.0015716 | 0.00039388
74 | 0.98901 | -0.20847 | 0.0021915 | 0.00054923
75 | 0.98921 | -0.20471 | 0.0031655 | 0.00079336
76 | 0.9911 | -0.16849 | 0.0031369 | 0.00078618
77 | 0.99283 | -0.13548 | 0 | 0
78 | 0.97231 | -0.53314 | 0.0030537 | 0.00076534
79 | 0.97239 | -0.53163 | 0.0025749 | 0.00064534
80 | 0.97115 | -0.55598 | 0 | 0
81 | 0.98505 | -0.28454 | 0 | 0
82 | 0.97315 | -0.51667 | 0.0012271 | 0.00030755
83 | 0.97313 | -0.51689 | 0.00068927 | 0.00017275
84 | 0.97625 | -0.45567 | 0.00072484 | 0.00018166
85 | 0.97676 | -0.44562 | 0.00096462 | 0.00024176
86 | 0.97746 | -0.43201 | 0.00083686 | 0.00020974
87 | 0.98888 | -0.21103 | 0.0020648 | 0.00051748
88 | 0.99278 | -0.13646 | 0.0032063 | 0.00080356
89 | 0.99345 | -0.12367 | 0.0023591 | 0.00059125
90 | 1 | 0 | -0.27405 | -0.07025
91 | 0.99815 | -0.034737 | 0 | 0
92 | 0.99566 | -0.08191 | 0 | 0
93 | 0.99457 | -0.10251 | 0 | 0
94 | 0.99551 | -0.084655 | 0.0020274 | 0.00050811
95 | 0.9805 | -0.37297 | 0.0012883 | 0.00032288
96 | 0.9815 | -0.3534 | 0.0018341 | 0.00045968
97 | 0.97866 | -0.40887 | 0.0016789 | 0.00042077
98 | 0.99451 | -0.10365 | 0.0023762 | 0.00059554
99 | 0.99546 | -0.085642 | 0.0039149 | 0.00098116
100 | 0.97208 | -0.53818 | 0.0039731 | 0.00099576
101 | 0.97243 | -0.53124 | 0.003641 | 0.00091253
102 | 0.9716 | -0.5476 | 0.005088 | 0.0012752
103 | 0.97267 | -0.52652 | 0.0053901 | 0.0013509
104 | 0.97132 | -0.55304 | 0.0018438 | 0.00046211
105 | 0.97318 | -0.51628 | 0.0040149 | 0.0010062
106 | 0.97131 | -0.5533 | 0.0013616 | 0.00034125
107 | 0.97109 | -0.55766 | 0.0015752 | 0.00039477
108 | 0.97132 | -0.55308 | 0.0028671 | 0.00071857
109 | 0.97124 | -0.55466 | 0.0057592 | 0.0014434
110 | 0.97102 | -0.55902 | 0 | 0
111 | 0.9709 | -0.56145 | 0.0037064 | 0.00092892
112 | 0.97089 | -0.56155 | 0.0014246 | 0.00035703
113 | 0.97227 | -0.53402 | 0.0046395 | 0.0011628
114 | 0.97105 | -0.55809 | 0.0028005 | 0.00070188
115 | 0.97102 | -0.55855 | 0.0064318 | 0.001612
116 | 0.97015 | -0.57582 | 0.0011113 | 0.00027852
117 | 0.97094 | -0.56013 | 0.0029406 | 0.000737
118 | 0.98885 | -0.21171 | 0.0023694 | 0.00059382
119 | 0.98384 | -0.3079 | 0.0018824 | 0.00047178
120 | 0.98235 | -0.33677 | 0.0030466 | 0.00076356
121 | 0.98463 | -0.29269 | 0.0029528 | 0.00074004
122 | 0.98231 | -0.33763 | 0.0031811 | 0.00079725
123 | 0.98053 | -0.37218 | 0.0018166 | 0.00045527
124 | 0.97786 | -0.42408 | 0.0015711 | 0.00039375
125 | 0.97838 | -0.414 | 0.0013906 | 0.00034852
126 | 0.98403 | -0.30435 | 0 | 0
127 | 0.98398 | -0.30523 | 0.0017537 | 0.00043951
128 | 0.98368 | -0.31114 | 0.0022296 | 0.00055879
129 | 0.98195 | -0.34466 | 0.0022178 | 0.00055584
130 | 0.98247 | -0.33452 | 0.0028907 | 0.00072449
131 | 0.98046 | -0.37369 | 0.0022209 | 0.00055662
132 | 0.99545 | -0.085853 | 0.0044412 | 0.0011131
133 | 0.97451 | -0.49025 | 0 | 0
134 | 0.97222 | -0.5349 | 0.0019373 | 0.00048554
135 | 0.97222 | -0.53499 | 0.0021321 | 0.00053436
136 | 0.99998 | 149.9956 | 0 | 0

## res_line
| p_from_mw | q_from_mvar | p_to_mw | q_to_mvar | pl_mw | ql_mvar | i_from_ka | i_to_ka | i_ka | vm_from_pu | va_from_degree | vm_to_pu | va_to_degree | loading_percent
0 | 0.00084373 | 0.00021124 | -0.00084372 | -0.00021146 | 1.0754e-08 | -2.1131e-07 | 0.0012839 | 0.001284 | 0.001284 | 0.9778 | -0.42575 | 0.97779 | -0.42602 | 0.35274
1 | -0.0018378 | -0.00046039 | 0.001838 | 0.00046001 | 1.0448e-07 | -3.7997e-07 | 0.0027968 | 0.0027966 | 0.0027968 | 0.9778 | -0.42575 | 0.97786 | -0.42456 | 0.76834
2 | -0.0031679 | -0.00079334 | 0.0031682 | 0.0007931 | 2.9201e-07 | -2.3357e-07 | 0.0048204 | 0.0048203 | 0.0048204 | 0.97786 | -0.42456 | 0.97796 | -0.42262 | 1.3243
3 | -0.019272 | -0.0048314 | 0.019285 | 0.004839 | 1.2638e-05 | 7.596e-06 | 0.029324 | 0.029324 | 0.029324 | 0.97796 | -0.42262 | 0.97866 | -0.40887 | 8.0561
4 | 0.01417 | 0.0035536 | -0.014166 | -0.0035511 | 4.3425e-06 | 2.4668e-06 | 0.021561 | 0.021562 | 0.021562 | 0.97796 | -0.42262 | 0.97763 | -0.42906 | 5.9235
5 | -0.0027047 | -0.00067787 | 0.0027049 | 0.00067771 | 1.2378e-07 | -1.6465e-07 | 0.0041183 | 0.0041182 | 0.0041183 | 0.97727 | -0.43613 | 0.97732 | -0.43516 | 1.1314
6 | 0.0093747 | 0.0023496 | -0.009373 | -0.0023487 | 1.7285e-06 | 8.2278e-07 | 0.014273 | 0.014274 | 0.014274 | 0.97732 | -0.43516 | 0.97712 | -0.43904 | 3.9213
7 | -0.01208 | -0.0030273 | 0.012083 | 0.0030292 | 3.5168e-06 | 1.9032e-06 | 0.018392 | 0.018392 | 0.018392 | 0.97732 | -0.43516 | 0.97763 | -0.42906 | 5.0527
8 | 0.0040538 | 0.0010158 | -0.0040534 | -0.0010159 | 3.7489e-07 | -8.8624e-08 | 0.0061732 | 0.0061734 | 0.0061734 | 0.97712 | -0.43904 | 0.97703 | -0.44098 | 1.696
9 | 0.0053192 | 0.0013329 | -0.0053186 | -0.0013329 | 6.6511e-07 | 8.7139e-08 | 0.0081003 | 0.0081005 | 0.0081005 | 0.97712 | -0.43904 | 0.97699 | -0.44166 | 2.2254
10 | 0.003845 | 0.00096354 | -0.003845 | -0.00096355 | 2.7035e-08 | -9.0223e-09 | 0.0058561 | 0.0058561 | 0.0058561 | 0.97699 | -0.44166 | 0.97698 | -0.44181 | 1.6088
11 | 0.001646 | 0.00041252 | -0.001646 | -0.00041252 | 9.1496e-10 | -4.2721e-09 | 0.002507 | 0.002507 | 0.002507 | 0.97694 | -0.44259 | 0.97694 | -0.4426 | 0.68875
12 | -0.0038448 | -0.0009636 | 0.003845 | 0.00096355 | 1.429e-07 | -4.7682e-08 | 0.0058562 | 0.0058561 | 0.0058562 | 0.97694 | -0.44259 | 0.97698 | -0.44181 | 1.6088
13 | -0.0020845 | -0.00052242 | 0.0020845 | 0.00052237 | 2.0925e-08 | -5.6253e-08 | 0.0031712 | 0.0031712 | 0.0031712 | 0.97811 | -0.41966 | 0.97812 | -0.41945 | 0.8712
14 | -0.0047965 | -0.0012021 | 0.004797 | 0.0012021 | 4.8778e-07 | 5.5121e-09 | 0.0072969 | 0.0072968 | 0.0072969 | 0.97812 | -0.41945 | 0.97823 | -0.41732 | 2.0046
15 | -0.0078581 | -0.0019692 | 0.0078583 | 0.0019693 | 2.3598e-07 | 9.5733e-08 | 0.011953 | 0.011953 | 0.011953 | 0.97823 | -0.41732 | 0.97826 | -0.41669 | 3.2838
16 | -0.011906 | -0.0029838 | 0.011909 | 0.0029853 | 2.8521e-06 | 1.5341e-06 | 0.01811 | 0.01811 | 0.01811 | 0.97826 | -0.41669 | 0.97852 | -0.41166 | 4.9753
17 | -0.014592 | -0.0036578 | 0.014594 | 0.003659 | 2.1202e-06 | 1.2127e-06 | 0.02219 | 0.02219 | 0.02219 | 0.97852 | -0.41166 | 0.97867 | -0.40861 | 6.0963
18 | 0.010741 | 0.0026924 | -0.010741 | -0.002692 | 8.3501e-07 | 4.3039e-07 | 0.016366 | 0.016366 | 0.016366 | 0.97663 | -0.44852 | 0.97655 | -0.45015 | 4.4962
19 | -0.013496 | -0.0033829 | 0.013499 | 0.003384 | 2.1058e-06 | 1.1815e-06 | 0.020564 | 0.020564 | 0.020564 | 0.97663 | -0.44852 | 0.9768 | -0.44525 | 5.6494
20 | 0.009636 | 0.0024151 | -0.0096343 | -0.0024143 | 1.7232e-06 | 8.3623e-07 | 0.014683 | 0.014683 | 0.014683 | 0.97655 | -0.45015 | 0.97636 | -0.45391 | 4.0338
21 | 0.06597 | 0.016629 | -0.065896 | -0.016582 | 7.3457e-05 | 4.677e-05 | 0.10053 | 0.10053 | 0.10053 | 0.9768 | -0.44525 | 0.97561 | -0.46855 | 27.6182
22 | -0.079468 | -0.020013 | 0.07957 | 0.020078 | 0.00010123 | 6.4559e-05 | 0.12109 | 0.12109 | 0.12109 | 0.9768 | -0.44525 | 0.97816 | -0.41864 | 33.2675
23 | 0.0072221 | 0.0018097 | -0.0072217 | -0.0018096 | 3.2742e-07 | 1.1942e-07 | 0.011007 | 0.011007 | 0.011007 | 0.97636 | -0.45391 | 0.97631 | -0.45486 | 3.0238
24 | 0.063723 | 0.016037 | -0.063718 | -0.016035 | 4.6212e-06 | 2.9413e-06 | 0.097215 | 0.097215 | 0.097215 | 0.97561 | -0.46855 | 0.97553 | -0.47007 | 26.7074
25 | -0.081365 | -0.020528 | 0.08145 | 0.020582 | 8.5659e-05 | 5.4073e-05 | 0.12382 | 0.12382 | 0.12382 | 0.97816 | -0.41864 | 0.97928 | -0.39668 | 17.0089
26 | 0.001606 | 0.00040216 | -0.0016059 | -0.00040248 | 6.6706e-08 | -3.2857e-07 | 0.0024476 | 0.0024478 | 0.0024478 | 0.97631 | -0.45486 | 0.97626 | -0.45573 | 0.67246
27 | 0.056887 | 0.014323 | -0.056839 | -0.014292 | 4.8191e-05 | 3.0629e-05 | 0.086796 | 0.086796 | 0.086796 | 0.97553 | -0.47007 | 0.97463 | -0.4878 | 23.8451
28 | -0.12006 | -0.030273 | 0.1202 | 0.030362 | 0.00014165 | 8.9371e-05 | 0.1825 | 0.1825 | 0.1825 | 0.97928 | -0.39668 | 0.98054 | -0.37206 | 16.7123
29 | 0.022163 | 0.0055648 | -0.022157 | -0.0055613 | 5.7716e-06 | 3.5232e-06 | 0.033681 | 0.033681 | 0.033681 | 0.97928 | -0.39668 | 0.979 | -0.40214 | 9.2529
30 | 0.016447 | 0.0041265 | -0.016438 | -0.004121 | 9.3476e-06 | 5.4807e-06 | 0.024993 | 0.024993 | 0.024993 | 0.97928 | -0.39668 | 0.97867 | -0.40861 | 6.8663
31 | 0.054625 | 0.013737 | -0.054619 | -0.013733 | 6.4003e-06 | 4.0656e-06 | 0.083416 | 0.083416 | 0.083416 | 0.97463 | -0.4878 | 0.97451 | -0.49025 | 22.9165
32 | 0.0035095 | 0.00087924 | -0.0035093 | -0.00087933 | 1.5167e-07 | -8.2789e-08 | 0.0053257 | 0.0053258 | 0.0053258 | 0.98054 | -0.37206 | 0.9805 | -0.37297 | 1.4631
33 | -0.12371 | -0.031242 | 0.12382 | 0.031311 | 0.00011071 | 6.9901e-05 | 0.18782 | 0.18782 | 0.18782 | 0.98054 | -0.37206 | 0.9815 | -0.3534 | 17.1999
34 | 0.02097 | 0.0052638 | -0.020964 | -0.0052597 | 6.7279e-06 | 4.0839e-06 | 0.031877 | 0.031877 | 0.031877 | 0.979 | -0.40214 | 0.97866 | -0.40887 | 8.7573
35 | 0.012787 | 0.003207 | -0.012782 | -0.0032041 | 5.3675e-06 | 2.9723e-06 | 0.019574 | 0.019574 | 0.019574 | 0.97209 | -0.53791 | 0.97164 | -0.54672 | 5.3776
36 | -0.014137 | -0.0035454 | 0.014141 | 0.0035477 | 4.0361e-06 | 2.2981e-06 | 0.021641 | 0.021641 | 0.021641 | 0.97209 | -0.53791 | 0.97239 | -0.53192 | 5.9452
37 | 0.010106 | 0.0025335 | -0.010105 | -0.002533 | 8.8061e-07 | 4.4217e-07 | 0.015477 | 0.015477 | 0.015477 | 0.97164 | -0.54672 | 0.97155 | -0.54855 | 4.2519
38 | -0.014141 | -0.0035477 | 0.014144 | 0.0035493 | 2.9375e-06 | 1.6725e-06 | 0.021641 | 0.02164 | 0.021641 | 0.97239 | -0.53192 | 0.97261 | -0.52756 | 5.9452
39 | 0.010105 | 0.002533 | -0.010105 | -0.0025328 | 4.0565e-07 | 2.0369e-07 | 0.015477 | 0.015477 | 0.015477 | 0.97155 | -0.54855 | 0.97151 | -0.54939 | 4.2519
40 | 0.001511 | 0.00037815 | -0.0015109 | -0.00037835 | 3.7213e-08 | -2.0667e-07 | 0.0023114 | 0.0023115 | 0.0023115 | 0.97261 | -0.52756 | 0.97259 | -0.52808 | 0.63504
41 | -0.015655 | -0.0039275 | 0.015664 | 0.003933 | 9.4908e-06 | 5.5263e-06 | 0.023952 | 0.023952 | 0.023952 | 0.97261 | -0.52756 | 0.97326 | -0.51486 | 6.5802
42 | 0.010105 | 0.0025328 | -0.010103 | -0.0025322 | 1.2349e-06 | 6.2011e-07 | 0.015477 | 0.015477 | 0.015477 | 0.97151 | -0.54939 | 0.97138 | -0.55196 | 4.2519
43 | 0.00065383 | 0.00016355 | -0.00065382 | -0.00016386 | 9.7603e-09 | -3.1657e-07 | 0.0010002 | 0.0010003 | 0.0010003 | 0.97259 | -0.52808 | 0.97257 | -0.5284 | 0.27481
44 | -0.022497 | -0.0056455 | 0.022505 | 0.00565 | 7.436e-06 | 4.5507e-06 | 0.034398 | 0.034398 | 0.034398 | 0.97326 | -0.51486 | 0.97361 | -0.50793 | 9.4501
45 | 0.0086272 | 0.0021623 | -0.0086268 | -0.0021621 | 4.6037e-07 | 2.0763e-07 | 0.013216 | 0.013216 | 0.013216 | 0.97138 | -0.55196 | 0.97132 | -0.55308 | 3.6307
46 | -0.054573 | -0.013704 | 0.054619 | 0.013733 | 4.6055e-05 | 2.9256e-05 | 0.083416 | 0.083416 | 0.083416 | 0.97361 | -0.50793 | 0.97451 | -0.49025 | 22.9166
47 | 0.032068 | 0.0080538 | -0.032056 | -0.0080458 | 1.278e-05 | 8.0027e-06 | 0.049018 | 0.049018 | 0.049018 | 0.97361 | -0.50793 | 0.97318 | -0.51628 | 13.4665
48 | 0.0071248 | 0.0017852 | -0.0071244 | -0.001785 | 3.742e-07 | 1.2435e-07 | 0.010632 | 0.010632 | 0.010632 | 0.99713 | -0.054577 | 0.99707 | -0.05568 | 2.9209
49 | -0.008654 | -0.0021684 | 0.0086549 | 0.0021688 | 8.9826e-07 | 3.8752e-07 | 0.012914 | 0.012914 | 0.012914 | 0.99713 | -0.054577 | 0.99724 | -0.052398 | 3.5479
50 | 0.00541 | 0.0013554 | -0.0054094 | -0.0013553 | 5.2999e-07 | 5.644e-08 | 0.0080736 | 0.0080737 | 0.0080737 | 0.99707 | -0.05568 | 0.99696 | -0.057737 | 2.2181
51 | -0.010108 | -0.0025327 | 0.01011 | 0.0025333 | 1.3029e-06 | 6.3455e-07 | 0.015083 | 0.015083 | 0.015083 | 0.99724 | -0.052398 | 0.99738 | -0.049693 | 4.1436
52 | 0.0014534 | 0.00036388 | -0.0014533 | -0.00036424 | 5.3522e-08 | -3.6169e-07 | 0.0021685 | 0.0021687 | 0.0021687 | 0.99724 | -0.052398 | 0.9972 | -0.053172 | 0.59579
53 | 0.0038489 | 0.00096435 | -0.0038488 | -0.00096439 | 1.0606e-07 | -4.3872e-08 | 0.0057446 | 0.0057447 | 0.0057447 | 0.99696 | -0.057737 | 0.99693 | -0.058316 | 1.5782
54 | 0.0015605 | 0.00039095 | -0.0015605 | -0.0003911 | 2.5259e-08 | -1.4574e-07 | 0.0023291 | 0.0023292 | 0.0023292 | 0.99696 | -0.057737 | 0.99694 | -0.058077 | 0.63988
55 | -0.012912 | -0.0032357 | 0.012914 | 0.0032365 | 1.5087e-06 | 8.2404e-07 | 0.019264 | 0.019264 | 0.019264 | 0.99738 | -0.049693 | 0.99751 | -0.04724 | 5.2922
56 | 0.0014723 | 0.00036879 | -0.0014723 | -0.00036899 | 3.1077e-08 | -2.0386e-07 | 0.0021975 | 0.0021976 | 0.0021976 | 0.99693 | -0.058316 | 0.99691 | -0.058759 | 0.60373
57 | 0.0058451 | 0.0014649 | -0.0058442 | -0.0014647 | 9.1965e-07 | 1.6758e-07 | 0.0087194 | 0.0087195 | 0.0087195 | 0.99751 | -0.04724 | 0.99733 | -0.050543 | 2.3955
58 | -0.018759 | -0.0047014 | 0.018762 | 0.0047033 | 3.1712e-06 | 1.8886e-06 | 0.027983 | 0.027983 | 0.027983 | 0.99751 | -0.04724 | 0.99769 | -0.043692 | 7.6876
59 | -0.020788 | -0.0052111 | 0.020797 | 0.0052164 | 8.8733e-06 | 5.3573e-06 | 0.031005 | 0.031005 | 0.031005 | 0.99769 | -0.043692 | 0.99815 | -0.034737 | 8.5179
60 | 0.21236 | 0.054179 | -0.21208 | -0.053998 | 0.00028454 | 0.00018125 | 0.32015 | 0.32015 | 0.32015 | 0.98809 | -0.22609 | 0.98664 | -0.25387 | 29.3177
61 | -0.21451 | -0.054717 | 0.21475 | 0.054873 | 0.0002444 | 0.00015569 | 0.32338 | 0.32338 | 0.32338 | 0.98809 | -0.22609 | 0.98932 | -0.20253 | 29.614
62 | 0.21056 | 0.053618 | -0.21041 | -0.053523 | 0.00014884 | 9.4808e-05 | 0.31786 | 0.31786 | 0.31786 | 0.98664 | -0.25387 | 0.98588 | -0.26854 | 29.1083
63 | 0.009794 | 0.0024545 | -0.009793 | -0.002454 | 9.5998e-07 | 4.6292e-07 | 0.014731 | 0.014731 | 0.014731 | 0.98932 | -0.20253 | 0.98921 | -0.20458 | 4.047
64 | -0.22455 | -0.057328 | 0.22493 | 0.057569 | 0.00037922 | 0.00024168 | 0.33811 | 0.33811 | 0.33811 | 0.98932 | -0.20253 | 0.99114 | -0.16764 | 30.9629
65 | 0.21041 | 0.053523 | -0.2103 | -0.053451 | 0.00011282 | 7.1864e-05 | 0.31786 | 0.31786 | 0.31786 | 0.98588 | -0.26854 | 0.98531 | -0.27967 | 29.1083
66 | 0.0066274 | 0.0016607 | -0.0066262 | -0.0016603 | 1.2284e-06 | 3.6313e-07 | 0.0099692 | 0.0099693 | 0.0099693 | 0.98921 | -0.20458 | 0.98901 | -0.20847 | 2.7388
67 | 0.0031656 | 0.00079334 | -0.0031655 | -0.00079336 | 1.8762e-08 | -1.6319e-08 | 0.0047618 | 0.0047618 | 0.0047618 | 0.98921 | -0.20458 | 0.98921 | -0.20471 | 1.3082
68 | 0.003137 | 0.00078607 | -0.0031369 | -0.00078618 | 1.2594e-07 | -1.1453e-07 | 0.0047096 | 0.0047097 | 0.0047097 | 0.99114 | -0.16764 | 0.9911 | -0.16849 | 1.2939
69 | -0.23126 | -0.059156 | 0.23162 | 0.059386 | 0.00036057 | 0.00022984 | 0.34762 | 0.34762 | 0.34762 | 0.99114 | -0.16764 | 0.99283 | -0.13548 | 31.8332
70 | 0.0035277 | 0.00088343 | -0.0035275 | -0.00088354 | 2.3157e-07 | -1.156e-07 | 0.0053932 | 0.0053933 | 0.0053933 | 0.97326 | -0.51431 | 0.97319 | -0.51569 | 1.4817
71 | -0.0052488 | -0.0013148 | 0.0052492 | 0.0013148 | 3.9403e-07 | 4.9384e-08 | 0.0080247 | 0.0080246 | 0.0080247 | 0.97326 | -0.51431 | 0.97334 | -0.51274 | 2.2046
72 | 0.0019165 | 0.00047979 | -0.0019164 | -0.00048008 | 8.9163e-08 | -2.87e-07 | 0.0029301 | 0.0029303 | 0.0029303 | 0.97319 | -0.51569 | 0.97315 | -0.51667 | 0.80502
73 | -0.048894 | -0.012284 | 0.048929 | 0.012306 | 3.5315e-05 | 2.2392e-05 | 0.074758 | 0.074758 | 0.074758 | 0.97334 | -0.51274 | 0.97411 | -0.49761 | 20.538
74 | 0.043645 | 0.010969 | -0.043614 | -0.010949 | 3.1072e-05 | 1.9655e-05 | 0.066734 | 0.066734 | 0.066734 | 0.97334 | -0.51274 | 0.97259 | -0.52766 | 18.3334
75 | -0.051169 | -0.012868 | 0.051193 | 0.012883 | 2.4807e-05 | 1.5741e-05 | 0.078179 | 0.078179 | 0.078179 | 0.97411 | -0.49761 | 0.97463 | -0.48747 | 21.4777
76 | 0.031588 | 0.0079348 | -0.031579 | -0.0079296 | 8.2663e-06 | 5.1734e-06 | 0.048334 | 0.048334 | 0.048334 | 0.97259 | -0.52766 | 0.97231 | -0.53314 | 13.2786
77 | 0.011287 | 0.0028295 | -0.011285 | -0.0028284 | 2.1342e-06 | 1.1291e-06 | 0.017269 | 0.017269 | 0.017269 | 0.97259 | -0.52766 | 0.97239 | -0.53163 | 4.7443
78 | -0.051193 | -0.012883 | 0.051232 | 0.012908 | 3.8408e-05 | 2.4372e-05 | 0.078179 | 0.078179 | 0.078179 | 0.97463 | -0.48747 | 0.97543 | -0.47178 | 21.4777
79 | 0.0069662 | 0.0017455 | -0.0069658 | -0.0017454 | 4.323e-07 | 1.5191e-07 | 0.010683 | 0.010683 | 0.010683 | 0.97032 | -0.57254 | 0.97025 | -0.57384 | 2.9349
80 | -0.010844 | -0.0027174 | 0.010846 | 0.0027186 | 2.341e-06 | 1.2194e-06 | 0.01663 | 0.016629 | 0.01663 | 0.97032 | -0.57254 | 0.97055 | -0.56801 | 4.5685
81 | 0.0043185 | 0.0010819 | -0.0043182 | -0.0010819 | 2.9566e-07 | -3.2759e-08 | 0.0066228 | 0.0066229 | 0.0066229 | 0.97025 | -0.57384 | 0.97018 | -0.57528 | 1.8195
82 | -0.016311 | -0.0040881 | 0.01632 | 0.0040935 | 9.3484e-06 | 5.49e-06 | 0.025007 | 0.025007 | 0.025007 | 0.97055 | -0.56801 | 0.97115 | -0.55598 | 6.87
83 | 0.0011113 | 0.00027821 | -0.0011113 | -0.00027852 | 2.8744e-08 | -3.074e-07 | 0.0017044 | 0.0017045 | 0.0017045 | 0.97018 | -0.57528 | 0.97015 | -0.57582 | 0.46828
84 | -0.053045 | -0.013362 | 0.053063 | 0.013374 | 1.8691e-05 | 1.1867e-05 | 0.080944 | 0.080944 | 0.080944 | 0.97543 | -0.47178 | 0.9758 | -0.46442 | 22.2375
85 | 0.20877 | 0.053069 | -0.20872 | -0.053038 | 4.8997e-05 | 3.1207e-05 | 0.31556 | 0.31556 | 0.31556 | 0.98531 | -0.27967 | 0.98505 | -0.28454 | 28.8974
86 | -0.054635 | -0.013768 | 0.054658 | 0.013782 | 2.2885e-05 | 1.4537e-05 | 0.083341 | 0.083341 | 0.083341 | 0.9758 | -0.46442 | 0.97625 | -0.45567 | 22.8958
87 | 0.0044348 | 0.0011111 | -0.0044342 | -0.0011111 | 5.3968e-07 | -6.9386e-08 | 0.0066722 | 0.0066723 | 0.0066723 | 0.98901 | -0.20847 | 0.98888 | -0.21103 | 1.8331
88 | 0.0032064 | 0.00080343 | -0.0032063 | -0.00080356 | 1.4915e-07 | -1.2726e-07 | 0.0048056 | 0.0048056 | 0.0048056 | 0.99283 | -0.13548 | 0.99278 | -0.13646 | 1.3202
89 | -0.23483 | -0.060189 | 0.23496 | 0.060275 | 0.00013459 | 8.5801e-05 | 0.35242 | 0.35242 | 0.35242 | 0.99283 | -0.13548 | 0.99345 | -0.12367 | 32.2733
90 | 0.028526 | 0.0071643 | -0.028494 | -0.0071449 | 3.105e-05 | 1.9334e-05 | 0.043661 | 0.043661 | 0.043661 | 0.97231 | -0.53314 | 0.97115 | -0.55598 | 11.9948
91 | 0.0087102 | 0.0021831 | -0.0087092 | -0.0021826 | 9.9043e-07 | 4.4949e-07 | 0.013329 | 0.013329 | 0.013329 | 0.97239 | -0.53163 | 0.97227 | -0.53402 | 3.6618
92 | 0.012175 | 0.0030514 | -0.012173 | -0.0030507 | 1.2196e-06 | 6.6493e-07 | 0.018654 | 0.018654 | 0.018654 | 0.97115 | -0.55598 | 0.97105 | -0.55809 | 5.1248
93 | 0.13518 | 0.034324 | -0.13505 | -0.034243 | 0.0001287 | 8.1424e-05 | 0.20437 | 0.20437 | 0.20437 | 0.98505 | -0.28454 | 0.98403 | -0.30435 | 18.7149
94 | 0.073542 | 0.018714 | -0.073513 | -0.018695 | 2.8868e-05 | 1.8159e-05 | 0.11119 | 0.11119 | 0.11119 | 0.98505 | -0.28454 | 0.98463 | -0.29269 | 15.2739
95 | 0.00068928 | 0.00017253 | -0.00068927 | -0.00017275 | 7.356e-09 | -2.147e-07 | 0.0010539 | 0.001054 | 0.001054 | 0.97315 | -0.51667 | 0.97313 | -0.51689 | 0.28955
96 | -0.055383 | -0.013964 | 0.055409 | 0.013981 | 2.6636e-05 | 1.6923e-05 | 0.084446 | 0.084446 | 0.084446 | 0.97625 | -0.45567 | 0.97676 | -0.44562 | 23.1994
97 | -0.056374 | -0.014223 | 0.056411 | 0.014246 | 3.6755e-05 | 2.3357e-05 | 0.085915 | 0.085915 | 0.085915 | 0.97676 | -0.44562 | 0.97746 | -0.43201 | 23.6031
98 | -0.057248 | -0.014456 | 0.057269 | 0.01447 | 2.1774e-05 | 1.384e-05 | 0.087189 | 0.087189 | 0.087189 | 0.97746 | -0.43201 | 0.97786 | -0.42408 | 23.953
99 | 0.0023695 | 0.00059367 | -0.0023694 | -0.00059382 | 7.6842e-08 | -1.5761e-07 | 0.0035654 | 0.0035654 | 0.0035654 | 0.98888 | -0.21103 | 0.98885 | -0.21171 | 0.97952
100 | -0.23732 | -0.060866 | 0.23756 | 0.061022 | 0.00024376 | 0.00015541 | 0.35596 | 0.35596 | 0.35596 | 0.99345 | -0.12367 | 0.99457 | -0.10251 | 32.5968
101 | 0.2724 | 0.07025 | -0.27194 | -0.069957 | 0.00046011 | 0.00029359 | 0.40604 | 0.40604 | 0.40604 | 1 | 0 | 0.99815 | -0.034737 | 37.1828
102 | 0.25114 | 0.06474 | -0.25056 | -0.064373 | 0.00057548 | 0.00036703 | 0.37503 | 0.37503 | 0.37503 | 0.99815 | -0.034737 | 0.99566 | -0.08191 | 34.3437
103 | 0.24018 | 0.06177 | -0.23994 | -0.061617 | 0.00024027 | 0.0001532 | 0.35951 | 0.35951 | 0.35951 | 0.99566 | -0.08191 | 0.99457 | -0.10251 | 32.9224
104 | 0.010385 | 0.0026032 | -0.010384 | -0.0026025 | 1.3578e-06 | 6.7356e-07 | 0.015521 | 0.015521 | 0.015521 | 0.99566 | -0.08191 | 0.99551 | -0.084655 | 4.264
105 | 0.0023764 | 0.00059527 | -0.0023762 | -0.00059554 | 1.2864e-07 | -2.6983e-07 | 0.0035553 | 0.0035554 | 0.0035554 | 0.99457 | -0.10251 | 0.99451 | -0.10365 | 0.97676
106 | 0.0083565 | 0.0020944 | -0.0083561 | -0.0020942 | 3.9305e-07 | 1.6421e-07 | 0.012491 | 0.012491 | 0.012491 | 0.99551 | -0.084655 | 0.99546 | -0.085642 | 3.4315
107 | 0.002221 | 0.00055644 | -0.0022209 | -0.00055662 | 7.6043e-08 | -1.7644e-07 | 0.0033706 | 0.0033707 | 0.0033707 | 0.9805 | -0.37297 | 0.98046 | -0.37369 | 0.92601
108 | -0.12566 | -0.031771 | 0.12571 | 0.031804 | 5.2753e-05 | 3.3321e-05 | 0.1906 | 0.1906 | 0.1906 | 0.9815 | -0.3534 | 0.98195 | -0.34466 | 17.4545
109 | 0.0044412 | 0.0011131 | -0.0044412 | -0.0011131 | 4.4661e-08 | -6.5474e-09 | 0.0066387 | 0.0066387 | 0.0066387 | 0.99546 | -0.085642 | 0.99545 | -0.085853 | 1.8238
110 | -0.018985 | -0.0047608 | 0.018991 | 0.0047645 | 6.2819e-06 | 3.7745e-06 | 0.029062 | 0.029062 | 0.029062 | 0.97208 | -0.53818 | 0.97243 | -0.53124 | 7.984
111 | 0.015011 | 0.003765 | -0.015005 | -0.0037611 | 6.7397e-06 | 3.8917e-06 | 0.02298 | 0.02298 | 0.02298 | 0.97208 | -0.53818 | 0.9716 | -0.5476 | 6.3132
112 | -0.022632 | -0.0056771 | 0.022637 | 0.0056802 | 5.0928e-06 | 3.1189e-06 | 0.034633 | 0.034633 | 0.034633 | 0.97243 | -0.53124 | 0.97267 | -0.52652 | 9.5146
113 | 0.0099166 | 0.0024859 | -0.0099141 | -0.0024846 | 2.5697e-06 | 1.2768e-06 | 0.015188 | 0.015188 | 0.015188 | 0.9716 | -0.5476 | 0.97132 | -0.55304 | 4.1725
114 | -0.028027 | -0.0070311 | 0.028041 | 0.0070396 | 1.3681e-05 | 8.5096e-06 | 0.042879 | 0.042879 | 0.042879 | 0.97267 | -0.52652 | 0.97318 | -0.51628 | 11.78
115 | 0.0080702 | 0.0020225 | -0.0080701 | -0.0020225 | 1.0021e-07 | 4.2495e-08 | 0.012363 | 0.012363 | 0.012363 | 0.97132 | -0.55304 | 0.97131 | -0.5533 | 3.3965
116 | 0.0067085 | 0.0016812 | -0.0067071 | -0.0016808 | 1.3946e-06 | 4.5684e-07 | 0.010277 | 0.010277 | 0.010277 | 0.97131 | -0.5533 | 0.97109 | -0.55766 | 2.8234
117 | 0.005132 | 0.001286 | -0.0051316 | -0.001286 | 3.3223e-07 | 3.5392e-08 | 0.0078637 | 0.0078638 | 0.0078638 | 0.97109 | -0.55766 | 0.97102 | -0.55902 | 2.1604
118 | 0.0057597 | 0.0014435 | -0.0057592 | -0.0014434 | 4.3505e-07 | 9.4005e-08 | 0.0088235 | 0.0088236 | 0.0088236 | 0.97132 | -0.55308 | 0.97124 | -0.55466 | 2.4241
119 | 0.0051316 | 0.001286 | -0.005131 | -0.0012859 | 5.933e-07 | 6.3273e-08 | 0.0078638 | 0.0078639 | 0.0078639 | 0.97102 | -0.55902 | 0.9709 | -0.56145 | 2.1604
120 | 0.0014246 | 0.00035699 | -0.0014246 | -0.00035703 | 6.663e-09 | -4.183e-08 | 0.0021833 | 0.0021833 | 0.0021833 | 0.9709 | -0.56145 | 0.97089 | -0.56155 | 0.59982
121 | 0.0040696 | 0.0010198 | -0.0040695 | -0.0010199 | 1.7158e-07 | -3.6454e-08 | 0.0062284 | 0.0062284 | 0.0062284 | 0.97227 | -0.53402 | 0.97222 | -0.5349 | 1.7111
122 | 0.0093729 | 0.0023488 | -0.0093727 | -0.0023487 | 2.0915e-07 | 1.0041e-07 | 0.014363 | 0.014363 | 0.014363 | 0.97105 | -0.55809 | 0.97102 | -0.55855 | 3.9458
123 | 0.0029409 | 0.00073678 | -0.0029406 | -0.000737 | 2.2093e-07 | -2.1741e-07 | 0.0045065 | 0.0045067 | 0.0045067 | 0.97102 | -0.55855 | 0.97094 | -0.56013 | 1.2381
124 | 0.068626 | 0.017451 | -0.068531 | -0.01739 | 9.528e-05 | 6.0681e-05 | 0.10388 | 0.10388 | 0.10388 | 0.98384 | -0.3079 | 0.98235 | -0.33677 | 28.5397
125 | -0.070509 | -0.017923 | 0.07056 | 0.017955 | 5.1697e-05 | 3.2471e-05 | 0.10673 | 0.10673 | 0.10673 | 0.98384 | -0.3079 | 0.98463 | -0.29269 | 14.6609
126 | 0.0031812 | 0.00079714 | -0.0031811 | -0.00079725 | 1.3143e-07 | -1.0697e-07 | 0.0048187 | 0.0048187 | 0.0048187 | 0.98235 | -0.33677 | 0.98231 | -0.33763 | 1.3238
127 | 0.062303 | 0.01583 | -0.062197 | -0.015762 | 0.00010602 | 6.745e-05 | 0.094451 | 0.094451 | 0.094451 | 0.98235 | -0.33677 | 0.98053 | -0.37218 | 25.9481
128 | 0.060381 | 0.015307 | -0.060259 | -0.01523 | 0.0001211 | 7.7023e-05 | 0.091694 | 0.091695 | 0.091695 | 0.98053 | -0.37218 | 0.97838 | -0.414 | 25.1908
129 | -0.05884 | -0.014863 | 0.058869 | 0.014881 | 2.8442e-05 | 1.8084e-05 | 0.08958 | 0.08958 | 0.08958 | 0.97786 | -0.42408 | 0.97838 | -0.414 | 24.6098
130 | 0.0017538 | 0.00043921 | -0.0017537 | -0.00043951 | 7.3508e-08 | -3.0703e-07 | 0.0026519 | 0.002652 | 0.002652 | 0.98403 | -0.30435 | 0.98398 | -0.30523 | 0.72857
131 | 0.1333 | 0.033803 | -0.13326 | -0.033776 | 4.3522e-05 | 2.7528e-05 | 0.20171 | 0.20171 | 0.20171 | 0.98403 | -0.30435 | 0.98368 | -0.31114 | 18.472
132 | 0.13103 | 0.033217 | -0.13088 | -0.033124 | 0.00014704 | 9.2965e-05 | 0.19834 | 0.19834 | 0.19834 | 0.98368 | -0.31114 | 0.98247 | -0.33452 | 18.1632
133 | -0.12793 | -0.03236 | 0.12799 | 0.0324 | 6.2236e-05 | 3.9328e-05 | 0.19396 | 0.19396 | 0.19396 | 0.98195 | -0.34466 | 0.98247 | -0.33452 | 17.7623
134 | 0.0021321 | 0.00053434 | -0.0021321 | -0.00053436 | 9.5596e-09 | -2.3567e-08 | 0.0032633 | 0.0032633 | 0.0032633 | 0.97222 | -0.5349 | 0.97222 | -0.53499 | 0.89651

## res_trafo
| p_hv_mw | q_hv_mvar | p_lv_mw | q_lv_mvar | pl_mw | ql_mvar | i_hv_ka | i_lv_ka | vm_hv_pu | va_hv_degree | vm_lv_pu | va_lv_degree | loading_percent
0 | -1.2729e-15 | -1.3162e-15 | 0.00165 | 1.2699e-07 | 0.00165 | 1.2699e-07 | 5.2857e-17 | 0.0023815 | 0.99998 | 149.9956 | 1 | 0 | 0.2619

## res_ext_grid
| p_mw | q_mvar
0 | 0.2764 | 0.07084

## res_load
| p_mw | q_mvar
0 | 0.00099412 | 0.00024915
1 | 0.00084372 | 0.00021146
2 | 0.00133 | 0.00033332
3 | 0.0019338 | 0.00048466
4 | 0.0027047 | 0.00067787
5 | 0.0020827 | 0.00052197
6 | 0.0040534 | 0.0010159
7 | 0.0014736 | 0.00036931
8 | 0.0021988 | 0.00055108
9 | 0.001646 | 0.00041252
10 | 0.0020845 | 0.00052242
11 | 0.002712 | 0.00067969
12 | 0.0030611 | 0.00076718
13 | 0.0040478 | 0.0010145
14 | 0.0026832 | 0.00067248
15 | 0.002755 | 0.00069046
16 | 0.0011046 | 0.00027685
17 | 0.0024122 | 0.00060456
18 | 0.0021737 | 0.00054477
19 | 0.0017952 | 0.00044993
20 | 0.0056157 | 0.0014074
21 | 0.0068306 | 0.0017119
22 | 0.0016059 | 0.00040248
23 | 0.0022138 | 0.00055483
24 | 0.001187 | 0.00029749
25 | 0.0018434 | 0.00046201
26 | 0.0013499 | 0.00033831
27 | 0.0026757 | 0.0006706
28 | 0.0008571 | 0.00021481
29 | 0.0068329 | 0.0017125
30 | 0.0014761 | 0.00036994
31 | 0.00065382 | 0.00016386
32 | 0.0015293 | 0.00038327
33 | 0.0017144 | 0.00042967
34 | 0.0028024 | 0.00070235
35 | 0.0014533 | 0.00036424
36 | 0.0023765 | 0.00059561
37 | 0.0015605 | 0.0003911
38 | 0.0014723 | 0.00036899
39 | 0.0058442 | 0.0014647
40 | 0.0020263 | 0.00050784
41 | 0.0021487 | 0.00053853
42 | 0.0015162 | 0.00037998
43 | 0.0031937 | 0.00080041
44 | 0.0017211 | 0.00043136
45 | 0.001611 | 0.00040375
46 | 0.0022394 | 0.00056125
47 | 0.00073882 | 0.00018516
48 | 0.0038778 | 0.00097186
49 | 0.0026473 | 0.00066348
50 | 0.0054642 | 0.0013694
51 | 0.0032068 | 0.00080371
52 | 0.0018128 | 0.00045434
53 | 0.0015251 | 0.00038223
54 | 0.0015716 | 0.00039388
55 | 0.0021915 | 0.00054923
56 | 0.0031655 | 0.00079336
57 | 0.0031369 | 0.00078618
58 | 0.0030537 | 0.00076534
59 | 0.0025749 | 0.00064534
60 | 0.0012271 | 0.00030755
61 | 0.00068927 | 0.00017275
62 | 0.00072484 | 0.00018166
63 | 0.00096462 | 0.00024176
64 | 0.00083686 | 0.00020974
65 | 0.0020648 | 0.00051748
66 | 0.0032063 | 0.00080356
67 | 0.0023591 | 0.00059125
68 | 0.0023546 | 0.00059011
69 | 0.0020274 | 0.00050811
70 | 0.0012883 | 0.00032288
71 | 0.0018341 | 0.00045968
72 | 0.0016789 | 0.00042077
73 | 0.0023762 | 0.00059554
74 | 0.0039149 | 0.00098116
75 | 0.0039731 | 0.00099576
76 | 0.003641 | 0.00091253
77 | 0.005088 | 0.0012752
78 | 0.0053901 | 0.0013509
79 | 0.0018438 | 0.00046211
80 | 0.0040149 | 0.0010062
81 | 0.0013616 | 0.00034125
82 | 0.0015752 | 0.00039477
83 | 0.0028671 | 0.00071857
84 | 0.0057592 | 0.0014434
85 | 0.0037064 | 0.00092892
86 | 0.0014246 | 0.00035703
87 | 0.0046395 | 0.0011628
88 | 0.0028005 | 0.00070188
89 | 0.0064318 | 0.001612
90 | 0.0011113 | 0.00027852
91 | 0.0029406 | 0.000737
92 | 0.0023694 | 0.00059382
93 | 0.0018824 | 0.00047178
94 | 0.0030466 | 0.00076356
95 | 0.0029528 | 0.00074004
96 | 0.0031811 | 0.00079725
97 | 0.0018166 | 0.00045527
98 | 0.0015711 | 0.00039375
99 | 0.0013906 | 0.00034852
100 | 0.0017537 | 0.00043951
101 | 0.0022296 | 0.00055879
102 | 0.0022178 | 0.00055584
103 | 0.0028907 | 0.00072449
104 | 0.0022209 | 0.00055662
105 | 0.0044412 | 0.0011131
106 | 0.0019373 | 0.00048554
107 | 0.0021321 | 0.00053436

## dtypes
| element | column | dtype
0 | bus | name | object
1 | bus | vn_kv | float64
2 | bus | type | object
3 | bus | zone | object
4 | bus | in_service | bool
5 | load | name | object
6 | load | bus | uint32
7 | load | p_mw | float64
8 | load | q_mvar | float64
9 | load | const_z_percent | float64
10 | load | const_i_percent | float64
11 | load | sn_mva | float64
12 | load | scaling | float64
13 | load | in_service | bool
14 | load | type | object
15 | ext_grid | name | object
16 | ext_grid | bus | uint32
17 | ext_grid | vm_pu | float64
18 | ext_grid | va_degree | float64
19 | ext_grid | slack_weight | float64
20 | ext_grid | in_service | bool
21 | line | name | object
22 | line | std_type | object
23 | line | from_bus | uint32
24 | line | to_bus | uint32
25 | line | length_km | float64
26 | line | r_ohm_per_km | float64
27 | line | x_ohm_per_km | float64
28 | line | c_nf_per_km | float64
29 | line | g_us_per_km | float64
30 | line | max_i_ka | float64
31 | line | df | float64
32 | line | parallel | uint32
33 | line | type | object
34 | line | in_service | bool
35 | trafo | name | object
36 | trafo | std_type | object
37 | trafo | hv_bus | uint32
38 | trafo | lv_bus | uint32
39 | trafo | sn_mva | float64
40 | trafo | vn_hv_kv | float64
41 | trafo | vn_lv_kv | float64
42 | trafo | vk_percent | float64
43 | trafo | vkr_percent | float64
44 | trafo | pfe_kw | float64
45 | trafo | i0_percent | float64
46 | trafo | shift_degree | float64
47 | trafo | tap_side | object
48 | trafo | tap_neutral | int32
49 | trafo | tap_min | int32
50 | trafo | tap_max | int32
51 | trafo | tap_step_percent | float64
52 | trafo | tap_step_degree | float64
53 | trafo | tap_pos | int32
54 | trafo | tap_phase_shifter | bool
55 | trafo | parallel | uint32
56 | trafo | df | float64
57 | trafo | in_service | bool
58 | line_geodata | coords | object
59 | bus_geodata | x | float64
60 | bus_geodata | y | float64
61 | bus_geodata | coords | object
62 | res_bus | vm_pu | float64
63 | res_bus | va_degree | float64
64 | res_bus | p_mw | float64
65 | res_bus | q_mvar | float64
66 | res_line | p_from_mw | float64
67 | res_line | q_from_mvar | float64
68 | res_line | p_to_mw | float64
69 | res_line | q_to_mvar | float64
70 | res_line | pl_mw | float64
71 | res_line | ql_mvar | float64
72 | res_line | i_from_ka | float64
73 | res_line | i_to_ka | float64
74 | res_line | i_ka | float64
75 | res_line | vm_from_pu | float64
76 | res_line | va_from_degree | float64
77 | res_line | vm_to_pu | float64
78 | res_line | va_to_degree | float64
79 | res_line | loading_percent | float64
80 | res_trafo | p_hv_mw | float64
81 | res_trafo | q_hv_mvar | float64
82 | res_trafo | p_lv_mw | float64
83 | res_trafo | q_lv_mvar | float64
84 | res_trafo | pl_mw | float64
85 | res_trafo | ql_mvar | float64
86 | res_trafo | i_hv_ka | float64
87 | res_trafo | i_lv_ka | float64
88 | res_trafo | vm_hv_pu | float64
89 | res_trafo | va_hv_degree | float64
90 | res_trafo | vm_lv_pu | float64
91 | res_trafo | va_lv_degree | float64
92 | res_trafo | loading_percent | float64
93 | res_ext_grid | p_mw | float64
94 | res_ext_grid | q_mvar | float64
95 | res_load | p_mw | float64
96 | res_load | q_mvar | float64

## parameters
| version | format_version | converged | OPF_converged | name | f_hz | sn_mva
0 | 2.14.6 | 2.14.0 | TRUE | FALSE |  | 50 | 1