## bus
| name | vn_kv | type | zone | in_service
0 | bus_LV_2616-1_0_10_node_0 | 0.4 | n |  | TRUE
1 | bus_LV_2616-1_0_10_node_1 | 0.4 | n |  | TRUE
2 | bus_LV_2616-1_0_10_node_2 | 0.4 | n |  | TRUE
3 | bus_LV_2616-1_0_10_node_3 | 0.4 | n |  | TRUE
4 | bus_LV_2616-1_0_10_node_4 | 0.4 | n |  | TRUE
5 | bus_LV_2616-1_0_10_node_16 | 0.4 | n |  | TRUE
6 | bus_LV_2616-1_0_10_node_91 | 0.4 | n |  | TRUE
7 | bus_LV_2616-1_0_10_node_17 | 0.4 | n |  | TRUE
8 | bus_LV_2616-1_0_10_node_93 | 0.4 | n |  | TRUE
9 | bus_LV_2616-1_0_10_node_90 | 0.4 | n |  | TRUE
10 | bus_LV_2616-1_0_10_node_5 | 0.4 | n |  | TRUE
11 | bus_LV_2616-1_0_10_node_6 | 0.4 | n |  | TRUE
12 | bus_LV_2616-1_0_10_node_7 | 0.4 | n |  | TRUE
13 | bus_LV_2616-1_0_10_node_8 | 0.4 | n |  | TRUE
14 | bus_LV_2616-1_0_10_node_9 | 0.4 | n |  | TRUE
15 | bus_LV_2616-1_0_10_node_10 | 0.4 | n |  | TRUE
16 | bus_LV_2616-1_0_10_node_227 | 0.4 | n |  | TRUE
17 | bus_LV_2616-1_0_10_node_179 | 0.4 | n |  | TRUE
18 | bus_LV_2616-1_0_10_node_128 | 0.4 | n |  | TRUE
19 | bus_LV_2616-1_0_10_node_228 | 0.4 | n |  | TRUE
20 | bus_LV_2616-1_0_10_node_180 | 0.4 | n |  | TRUE
21 | bus_LV_2616-1_0_10_node_127 | 0.4 | n |  | TRUE
22 | bus_LV_2616-1_0_10_node_11 | 0.4 | n |  | TRUE
23 | bus_LV_2616-1_0_10_node_12 | 0.4 | n |  | TRUE
24 | bus_LV_2616-1_0_10_node_13 | 0.4 | n |  | TRUE
25 | bus_LV_2616-1_0_10_node_14 | 0.4 | n |  | TRUE
26 | bus_LV_2616-1_0_10_node_15 | 0.4 | n |  | TRUE
27 | bus_LV_2616-1_0_10_node_49 | 0.4 | n |  | TRUE
28 | bus_LV_2616-1_0_10_node_46 | 0.4 | n |  | TRUE
29 | bus_LV_2616-1_0_10_node_277 | 0.4 | n |  | TRUE
30 | bus_LV_2616-1_0_10_node_250 | 0.4 | n |  | TRUE
31 | bus_LV_2616-1_0_10_node_47 | 0.4 | n |  | TRUE
32 | bus_LV_2616-1_0_10_node_278 | 0.4 | n |  | TRUE
33 | bus_LV_2616-1_0_10_node_18 | 0.4 | n |  | TRUE
34 | bus_LV_2616-1_0_10_node_150 | 0.4 | n |  | TRUE
35 | bus_LV_2616-1_0_10_node_162 | 0.4 | n |  | TRUE
36 | bus_LV_2616-1_0_10_node_19 | 0.4 | n |  | TRUE
37 | bus_LV_2616-1_0_10_node_20 | 0.4 | n |  | TRUE
38 | bus_LV_2616-1_0_10_node_21 | 0.4 | n |  | TRUE
39 | bus_LV_2616-1_0_10_node_22 | 0.4 | n |  | TRUE
40 | bus_LV_2616-1_0_10_node_23 | 0.4 | n |  | TRUE
41 | bus_LV_2616-1_0_10_node_24 | 0.4 | n |  | TRUE
42 | bus_LV_2616-1_0_10_node_84 | 0.4 | n |  | TRUE
43 | bus_LV_2616-1_0_10_node_51 | 0.4 | n |  | TRUE
44 | bus_LV_2616-1_0_10_node_135 | 0.4 | n |  | TRUE
45 | bus_LV_2616-1_0_10_node_270 | 0.4 | n |  | TRUE
46 | bus_LV_2616-1_0_10_node_78 | 0.4 | n |  | TRUE
47 | bus_LV_2616-1_0_10_node_50 | 0.4 | n |  | TRUE
48 | bus_LV_2616-1_0_10_node_136 | 0.4 | n |  | TRUE
49 | bus_LV_2616-1_0_10_node_25 | 0.4 | n |  | TRUE
50 | bus_LV_2616-1_0_10_node_26 | 0.4 | n |  | TRUE
51 | bus_LV_2616-1_0_10_node_27 | 0.4 | n |  | TRUE
52 | bus_LV_2616-1_0_10_node_236 | 0.4 | n |  | TRUE
53 | bus_LV_2616-1_0_10_node_28 | 0.4 | n |  | TRUE
54 | bus_LV_2616-1_0_10_node_29 | 0.4 | n |  | TRUE
55 | bus_LV_2616-1_0_10_node_237 | 0.4 | n |  | TRUE
56 | bus_LV_2616-1_0_10_node_122 | 0.4 | n |  | TRUE
57 | bus_LV_2616-1_0_10_node_121 | 0.4 | n |  | TRUE
58 | bus_LV_2616-1_0_10_node_30 | 0.4 | n |  | TRUE
59 | bus_LV_2616-1_0_10_node_31 | 0.4 | n |  | TRUE
60 | bus_LV_2616-1_0_10_node_32 | 0.4 | n |  | TRUE
61 | bus_LV_2616-1_0_10_node_33 | 0.4 | n |  | TRUE
62 | bus_LV_2616-1_0_10_node_34 | 0.4 | n |  | TRUE
63 | bus_LV_2616-1_0_10_node_195 | 0.4 | n |  | TRUE
64 | bus_LV_2616-1_0_10_node_92 | 0.4 | n |  | TRUE
65 | bus_LV_2616-1_0_10_node_196 | 0.4 | n |  | TRUE
66 | bus_LV_2616-1_0_10_node_145 | 0.4 | n |  | TRUE
67 | bus_LV_2616-1_0_10_node_35 | 0.4 | n |  | TRUE
68 | bus_LV_2616-1_0_10_node_36 | 0.4 | n |  | TRUE
69 | bus_LV_2616-1_0_10_node_37 | 0.4 | n |  | TRUE
70 | bus_LV_2616-1_0_10_node_38 | 0.4 | n |  | TRUE
71 | bus_LV_2616-1_0_10_node_52 | 0.4 | n |  | TRUE
72 | bus_LV_2616-1_0_10_node_39 | 0.4 | n |  | TRUE
73 | bus_LV_2616-1_0_10_node_40 | 0.4 | n |  | TRUE
74 | bus_LV_2616-1_0_10_node_234 | 0.4 | n |  | TRUE
75 | bus_LV_2616-1_0_10_node_53 | 0.4 | n |  | TRUE
76 | bus_LV_2616-1_0_10_node_54 | 0.4 | n |  | TRUE
77 | bus_LV_2616-1_0_10_node_55 | 0.4 | n |  | TRUE
78 | bus_LV_2616-1_0_10_node_274 | 0.4 | n |  | TRUE
79 | bus_LV_2616-1_0_10_node_176 | 0.4 | n |  | TRUE
80 | bus_LV_2616-1_0_10_node_97 | 0.4 | n |  | TRUE
81 | bus_LV_2616-1_0_10_node_235 | 0.4 | n |  | TRUE
82 | bus_LV_2616-1_0_10_node_177 | 0.4 | n |  | TRUE
83 | bus_LV_2616-1_0_10_node_178 | 0.4 | n |  | TRUE
84 | bus_LV_2616-1_0_10_node_95 | 0.4 | n |  | TRUE
85 | bus_LV_2616-1_0_10_node_41 | 0.4 | n |  | TRUE
86 | bus_LV_2616-1_0_10_node_42 | 0.4 | n |  | TRUE
87 | bus_LV_2616-1_0_10_node_43 | 0.4 | n |  | TRUE
88 | bus_LV_2616-1_0_10_node_44 | 0.4 | n |  | TRUE
89 | bus_LV_2616-1_0_10_node_45 | 0.4 | n |  | TRUE
90 | bus_LV_2616-1_0_10_node_206 | 0.4 | n |  | TRUE
91 | bus_LV_2616-1_0_10_node_269 | 0.4 | n |  | TRUE
92 | bus_LV_2616-1_0_10_node_219 | 0.4 | n |  | TRUE
93 | bus_LV_2616-1_0_10_node_73 | 0.4 | n |  | TRUE
94 | bus_LV_2616-1_0_10_node_48 | 0.4 | n |  | TRUE
95 | bus_LV_2616-1_0_10_node_74 | 0.4 | n |  | TRUE
96 | bus_LV_2616-1_0_10_node_273 | 0.4 | n |  | TRUE
97 | bus_LV_2616-1_0_10_node_71 | 0.4 | n |  | TRUE
98 | bus_LV_2616-1_0_10_node_251 | 0.4 | n |  | TRUE
99 | bus_LV_2616-1_0_10_node_56 | 0.4 | n |  | TRUE
100 | bus_LV_2616-1_0_10_node_57 | 0.4 | n |  | TRUE
101 | bus_LV_2616-1_0_10_node_58 | 0.4 | n |  | TRUE
102 | bus_LV_2616-1_0_10_node_59 | 0.4 | n |  | TRUE
103 | bus_LV_2616-1_0_10_node_60 | 0.4 | n |  | TRUE
104 | bus_LV_2616-1_0_10_node_159 | 0.4 | n |  | TRUE
105 | bus_LV_2616-1_0_10_node_66 | 0.4 | n |  | TRUE
106 | bus_LV_2616-1_0_10_node_161 | 0.4 | n |  | TRUE
107 | bus_LV_2616-1_0_10_node_157 | 0.4 | n |  | TRUE
108 | bus_LV_2616-1_0_10_node_62 | 0.4 | n |  | TRUE
109 | bus_LV_2616-1_0_10_node_61 | 0.4 | n |  | TRUE
110 | bus_LV_2616-1_0_10_node_63 | 0.4 | n |  | TRUE
111 | bus_LV_2616-1_0_10_node_64 | 0.4 | n |  | TRUE
112 | bus_LV_2616-1_0_10_node_65 | 0.4 | n |  | TRUE
113 | bus_LV_2616-1_0_10_node_67 | 0.4 | n |  | TRUE
114 | bus_LV_2616-1_0_10_node_68 | 0.4 | n |  | TRUE
115 | bus_LV_2616-1_0_10_node_148 | 0.4 | n |  | TRUE
116 | bus_LV_2616-1_0_10_node_199 | 0.4 | n |  | TRUE
117 | bus_LV_2616-1_0_10_node_114 | 0.4 | n |  | TRUE
118 | bus_LV_2616-1_0_10_node_203 | 0.4 | n |  | TRUE
119 | bus_LV_2616-1_0_10_node_262 | 0.4 | n |  | TRUE
120 | bus_LV_2616-1_0_10_node_146 | 0.4 | n |  | TRUE
121 | bus_LV_2616-1_0_10_node_200 | 0.4 | n |  | TRUE
122 | bus_LV_2616-1_0_10_node_204 | 0.4 | n |  | TRUE
123 | bus_LV_2616-1_0_10_node_246 | 0.4 | n |  | TRUE
124 | bus_LV_2616-1_0_10_node_69 | 0.4 | n |  | TRUE
125 | bus_LV_2616-1_0_10_node_70 | 0.4 | n |  | TRUE
126 | bus_LV_2616-1_0_10_node_72 | 0.4 | n |  | TRUE
127 | bus_LV_2616-1_0_10_node_255 | 0.4 | n |  | TRUE
128 | bus_LV_2616-1_0_10_node_271 | 0.4 | n |  | TRUE
129 | bus_LV_2616-1_0_10_node_267 | 0.4 | n |  | TRUE
130 | bus_LV_2616-1_0_10_node_75 | 0.4 | n |  | TRUE
131 | bus_LV_2616-1_0_10_node_76 | 0.4 | n |  | TRUE
132 | bus_LV_2616-1_0_10_node_77 | 0.4 | n |  | TRUE
133 | bus_LV_2616-1_0_10_node_79 | 0.4 | n |  | TRUE
134 | bus_LV_2616-1_0_10_node_174 | 0.4 | n |  | TRUE
135 | bus_LV_2616-1_0_10_node_80 | 0.4 | n |  | TRUE
136 | bus_LV_2616-1_0_10_node_81 | 0.4 | n |  | TRUE
137 | bus_LV_2616-1_0_10_node_82 | 0.4 | n |  | TRUE
138 | bus_LV_2616-1_0_10_node_83 | 0.4 | n |  | TRUE
139 | bus_LV_2616-1_0_10_node_173 | 0.4 | n |  | TRUE
140 | bus_LV_2616-1_0_10_node_171 | 0.4 | n |  | TRUE
141 | bus_LV_2616-1_0_10_node_249 | 0.4 | n |  | TRUE
142 | bus_LV_2616-1_0_10_node_85 | 0.4 | n |  | TRUE
143 | bus_LV_2616-1_0_10_node_86 | 0.4 | n |  | TRUE
144 | bus_LV_2616-1_0_10_node_87 | 0.4 | n |  | TRUE
145 | bus_LV_2616-1_0_10_node_88 | 0.4 | n |  | TRUE
146 | bus_LV_2616-1_0_10_node_89 | 0.4 | n |  | TRUE
147 | bus_LV_2616-1_0_10_node_156 | 0.4 | n |  | TRUE
148 | bus_LV_2616-1_0_10_node_209 | 0.4 | n |  | TRUE
149 | bus_LV_2616-1_0_10_node_153 | 0.4 | n |  | TRUE
150 | bus_LV_2616-1_0_10_node_239 | 0.4 | n |  | TRUE
151 | bus_LV_2616-1_0_10_node_139 | 0.4 | n |  | TRUE
152 | bus_LV_2616-1_0_10_node_226 | 0.4 | n |  | TRUE
153 | bus_LV_2616-1_0_10_node_94 | 0.4 | n |  | TRUE
154 | bus_LV_2616-1_0_10_node_96 | 0.4 | n |  | TRUE
155 | bus_LV_2616-1_0_10_node_98 | 0.4 | n |  | TRUE
156 | bus_LV_2616-1_0_10_node_99 | 0.4 | n |  | TRUE
157 | bus_LV_2616-1_0_10_node_100 | 0.4 | n |  | TRUE
158 | bus_LV_2616-1_0_10_node_101 | 0.4 | n |  | TRUE
159 | bus_LV_2616-1_0_10_node_102 | 0.4 | n |  | TRUE
160 | bus_LV_2616-1_0_10_node_103 | 0.4 | n |  | TRUE
161 | bus_LV_2616-1_0_10_node_111 | 0.4 | n |  | TRUE
162 | bus_LV_2616-1_0_10_node_225 | 0.4 | n |  | TRUE
163 | bus_LV_2616-1_0_10_node_110 | 0.4 | n |  | TRUE
164 | bus_LV_2616-1_0_10_node_104 | 0.4 | n |  | TRUE
165 | bus_LV_2616-1_0_10_node_105 | 0.4 | n |  | TRUE
166 | bus_LV_2616-1_0_10_node_106 | 0.4 | n |  | TRUE
167 | bus_LV_2616-1_0_10_node_107 | 0.4 | n |  | TRUE
168 | bus_LV_2616-1_0_10_node_138 | 0.4 | n |  | TRUE
169 | bus_LV_2616-1_0_10_node_109 | 0.4 | n |  | TRUE
170 | bus_LV_2616-1_0_10_node_112 | 0.4 | n |  | TRUE
171 | bus_LV_2616-1_0_10_node_272 | 0.4 | n |  | TRUE
172 | bus_LV_2616-1_0_10_node_130 | 0.4 | n |  | TRUE
173 | bus_LV_2616-1_0_10_node_115 | 0.4 | n |  | TRUE
174 | bus_LV_2616-1_0_10_node_116 | 0.4 | n |  | TRUE
175 | bus_LV_2616-1_0_10_node_117 | 0.4 | n |  | TRUE
176 | bus_LV_2616-1_0_10_node_118 | 0.4 | n |  | TRUE
177 | bus_LV_2616-1_0_10_node_119 | 0.4 | n |  | TRUE
178 | bus_LV_2616-1_0_10_node_120 | 0.4 | n |  | TRUE
179 | bus_LV_2616-1_0_10_node_253 | 0.4 | n |  | TRUE
180 | bus_LV_2616-1_0_10_node_188 | 0.4 | n |  | TRUE
181 | bus_LV_2616-1_0_10_node_202 | 0.4 | n |  | TRUE
182 | bus_LV_2616-1_0_10_node_260 | 0.4 | n |  | TRUE
183 | bus_LV_2616-1_0_10_node_149 | 0.4 | n |  | TRUE
184 | bus_LV_2616-1_0_10_node_123 | 0.4 | n |  | TRUE
185 | bus_LV_2616-1_0_10_node_124 | 0.4 | n |  | TRUE
186 | bus_LV_2616-1_0_10_node_125 | 0.4 | n |  | TRUE
187 | bus_LV_2616-1_0_10_node_126 | 0.4 | n |  | TRUE
188 | bus_LV_2616-1_0_10_node_216 | 0.4 | n |  | TRUE
189 | bus_LV_2616-1_0_10_node_221 | 0.4 | n |  | TRUE
190 | bus_LV_2616-1_0_10_node_217 | 0.4 | n |  | TRUE
191 | bus_LV_2616-1_0_10_node_129 | 0.4 | n |  | TRUE
192 | bus_LV_2616-1_0_10_node_131 | 0.4 | n |  | TRUE
193 | bus_LV_2616-1_0_10_node_231 | 0.4 | n |  | TRUE
194 | bus_LV_2616-1_0_10_node_229 | 0.4 | n |  | TRUE
195 | bus_LV_2616-1_0_10_node_276 | 0.4 | n |  | TRUE
196 | bus_LV_2616-1_0_10_node_214 | 0.4 | n |  | TRUE
197 | bus_LV_2616-1_0_10_node_160 | 0.4 | n |  | TRUE
198 | bus_LV_2616-1_0_10_node_212 | 0.4 | n |  | TRUE
199 | bus_LV_2616-1_0_10_node_230 | 0.4 | n |  | TRUE
200 | bus_LV_2616-1_0_10_node_132 | 0.4 | n |  | TRUE
201 | bus_LV_2616-1_0_10_node_133 | 0.4 | n |  | TRUE
202 | bus_LV_2616-1_0_10_node_134 | 0.4 | n |  | TRUE
203 | bus_LV_2616-1_0_10_node_198 | 0.4 | n |  | TRUE
204 | bus_LV_2616-1_0_10_node_275 | 0.4 | n |  | TRUE
205 | bus_LV_2616-1_0_10_node_137 | 0.4 | n |  | TRUE
206 | bus_LV_2616-1_0_10_node_140 | 0.4 | n |  | TRUE
207 | bus_LV_2616-1_0_10_node_141 | 0.4 | n |  | TRUE
208 | bus_LV_2616-1_0_10_node_142 | 0.4 | n |  | TRUE
209 | bus_LV_2616-1_0_10_node_143 | 0.4 | n |  | TRUE
210 | bus_LV_2616-1_0_10_node_144 | 0.4 | n |  | TRUE
211 | bus_LV_2616-1_0_10_node_186 | 0.4 | n |  | TRUE
212 | bus_LV_2616-1_0_10_node_187 | 0.4 | n |  | TRUE
213 | bus_LV_2616-1_0_10_node_184 | 0.4 | n |  | TRUE
214 | bus_LV_2616-1_0_10_node_245 | 0.4 | n |  | TRUE
215 | bus_LV_2616-1_0_10_node_215 | 0.4 | n |  | TRUE
216 | bus_LV_2616-1_0_10_node_185 | 0.4 | n |  | TRUE
217 | bus_LV_2616-1_0_10_node_147 | 0.4 | n |  | TRUE
218 | bus_LV_2616-1_0_10_node_163 | 0.4 | n |  | TRUE
219 | bus_LV_2616-1_0_10_node_151 | 0.4 | n |  | TRUE
220 | bus_LV_2616-1_0_10_node_152 | 0.4 | n |  | TRUE
221 | bus_LV_2616-1_0_10_node_154 | 0.4 | n |  | TRUE
222 | bus_LV_2616-1_0_10_node_155 | 0.4 | n |  | TRUE
223 | bus_LV_2616-1_0_10_node_175 | 0.4 | n |  | TRUE
224 | bus_LV_2616-1_0_10_node_165 | 0.4 | n |  | TRUE
225 | bus_LV_2616-1_0_10_node_265 | 0.4 | n |  | TRUE
226 | bus_LV_2616-1_0_10_node_164 | 0.4 | n |  | TRUE
227 | bus_LV_2616-1_0_10_node_158 | 0.4 | n |  | TRUE
228 | bus_LV_2616-1_0_10_node_193 | 0.4 | n |  | TRUE
229 | bus_LV_2616-1_0_10_node_191 | 0.4 | n |  | TRUE
230 | bus_LV_2616-1_0_10_node_166 | 0.4 | n |  | TRUE
231 | bus_LV_2616-1_0_10_node_167 | 0.4 | n |  | TRUE
232 | bus_LV_2616-1_0_10_node_168 | 0.4 | n |  | TRUE
233 | bus_LV_2616-1_0_10_node_201 | 0.4 | n |  | TRUE
234 | bus_LV_2616-1_0_10_node_247 | 0.4 | n |  | TRUE
235 | bus_LV_2616-1_0_10_node_248 | 0.4 | n |  | TRUE
236 | bus_LV_2616-1_0_10_node_169 | 0.4 | n |  | TRUE
237 | bus_LV_2616-1_0_10_node_170 | 0.4 | n |  | TRUE
238 | bus_LV_2616-1_0_10_node_172 | 0.4 | n |  | TRUE
239 | bus_LV_2616-1_0_10_node_238 | 0.4 | n |  | TRUE
240 | bus_LV_2616-1_0_10_node_254 | 0.4 | n |  | TRUE
241 | bus_LV_2616-1_0_10_node_264 | 0.4 | n |  | TRUE
242 | bus_LV_2616-1_0_10_node_197 | 0.4 | n |  | TRUE
243 | bus_LV_2616-1_0_10_node_223 | 0.4 | n |  | TRUE
244 | bus_LV_2616-1_0_10_node_222 | 0.4 | n |  | TRUE
245 | bus_LV_2616-1_0_10_node_181 | 0.4 | n |  | TRUE
246 | bus_LV_2616-1_0_10_node_207 | 0.4 | n |  | TRUE
247 | bus_LV_2616-1_0_10_node_208 | 0.4 | n |  | TRUE
248 | bus_LV_2616-1_0_10_node_281 | 0.4 | n |  | TRUE
249 | bus_LV_2616-1_0_10_node_280 | 0.4 | n |  | TRUE
250 | bus_LV_2616-1_0_10_node_213 | 0.4 | n |  | TRUE
251 | bus_LV_2616-1_0_10_node_189 | 0.4 | n |  | TRUE
252 | bus_LV_2616-1_0_10_node_190 | 0.4 | n |  | TRUE
253 | bus_LV_2616-1_0_10_node_194 | 0.4 | n |  | TRUE
254 | bus_LV_2616-1_0_10_node_268 | 0.4 | n |  | TRUE
255 | bus_LV_2616-1_0_10_node_233 | 0.4 | n |  | TRUE
256 | bus_LV_2616-1_0_10_node_232 | 0.4 | n |  | TRUE
257 | bus_LV_2616-1_0_10_node_211 | 0.4 | n |  | TRUE
258 | bus_LV_2616-1_0_10_node_205 | 0.4 | n |  | TRUE
259 | bus_LV_2616-1_0_10_node_256 | 0.4 | n |  | TRUE
260 | bus_LV_2616-1_0_10_node_261 | 0.4 | n |  | TRUE
261 | bus_LV_2616-1_0_10_node_210 | 0.4 | n |  | TRUE
262 | bus_LV_2616-1_0_10_node_218 | 0.4 | n |  | TRUE
263 | bus_LV_2616-1_0_10_node_224 | 0.4 | n |  | TRUE
264 | bus_LV_2616-1_0_10_node_266 | 0.4 | n |  | TRUE
265 | bus_LV_2616-1_0_10_node_240 | 0.4 | n |  | TRUE
266 | bus_LV_2616-1_0_10_node_241 | 0.4 | n |  | TRUE
267 | bus_LV_2616-1_0_10_node_242 | 0.4 | n |  | TRUE
268 | bus_LV_2616-1_0_10_node_243 | 0.4 | n |  | TRUE
269 | bus_LV_2616-1_0_10_node_244 | 0.4 | n |  | TRUE
270 | bus_LV_2616-1_0_10_node_252 | 0.4 | n |  | TRUE
271 | bus_LV_2616-1_0_10_node_258 | 0.4 | n |  | TRUE
272 | bus_LV_2616-1_0_10_node_257 | 0.4 | n |  | TRUE
273 | bus_LV_2616-1_0_10_node_259 | 0.4 | n |  | TRUE
274 | bus_LV_2616-1_0_10_node_263 | 0.4 | n |  | TRUE
275 | bus_LV_2616-1_0_10_node_279 | 0.4 | n |  | TRUE
276 | bus_MV_287_0_node_4 | 20 | n |  | TRUE

## load
| name | bus | p_mw | q_mvar | const_z_percent | const_i_percent | sn_mva | scaling | in_service | type
0 | LV_2616-1_0_10_load_0 | 0 | 0.0019591 | 0.000491 | 0 | 0 |  | 1 | TRUE | wye
1 | LV_2616-1_0_10_load_1 | 1 | 0.0016922 | 0.0004241 | 0 | 0 |  | 1 | TRUE | wye
2 | LV_2616-1_0_10_load_2 | 2 | 0.0013802 | 0.00034592 | 0 | 0 |  | 1 | TRUE | wye
3 | LV_2616-1_0_10_load_3 | 3 | 0.0016543 | 0.00041461 | 0 | 0 |  | 1 | TRUE | wye
4 | LV_2616-1_0_10_load_4 | 4 | 0.0017715 | 0.00044398 | 0 | 0 |  | 1 | TRUE | wye
5 | LV_2616-1_0_10_load_16 | 5 | 0.0021692 | 0.00054366 | 0 | 0 |  | 1 | TRUE | wye
6 | LV_2616-1_0_10_load_17 | 7 | 0.0015684 | 0.00039307 | 0 | 0 |  | 1 | TRUE | wye
7 | LV_2616-1_0_10_load_93 | 8 | 0.0022577 | 0.00056584 | 0 | 0 |  | 1 | TRUE | wye
8 | LV_2616-1_0_10_load_90 | 9 | 0.0015064 | 0.00037753 | 0 | 0 |  | 1 | TRUE | wye
9 | LV_2616-1_0_10_load_5 | 10 | 0.0016706 | 0.00041868 | 0 | 0 |  | 1 | TRUE | wye
10 | LV_2616-1_0_10_load_6 | 11 | 0.00044717 | 0.00011207 | 0 | 0 |  | 1 | TRUE | wye
11 | LV_2616-1_0_10_load_8 | 13 | 0.0012788 | 0.0003205 | 0 | 0 |  | 1 | TRUE | wye
12 | LV_2616-1_0_10_load_9 | 14 | 0.00042879 | 0.00010747 | 0 | 0 |  | 1 | TRUE | wye
13 | LV_2616-1_0_10_load_10 | 15 | 0.0013263 | 0.0003324 | 0 | 0 |  | 1 | TRUE | wye
14 | LV_2616-1_0_10_load_227 | 16 | 0.0015078 | 0.00037789 | 0 | 0 |  | 1 | TRUE | wye
15 | LV_2616-1_0_10_load_179 | 17 | 0.00057402 | 0.00014386 | 0 | 0 |  | 1 | TRUE | wye
16 | LV_2616-1_0_10_load_128 | 18 | 0.0064486 | 0.0016162 | 0 | 0 |  | 1 | TRUE | wye
17 | LV_2616-1_0_10_load_228 | 19 | 0.0018301 | 0.00045867 | 0 | 0 |  | 1 | TRUE | wye
18 | LV_2616-1_0_10_load_180 | 20 | 0.00090307 | 0.00022633 | 0 | 0 |  | 1 | TRUE | wye
19 | LV_2616-1_0_10_load_127 | 21 | 0.0040308 | 0.0010102 | 0 | 0 |  | 1 | TRUE | wye
20 | LV_2616-1_0_10_load_11 | 22 | 0.0030072 | 0.00075368 | 0 | 0 |  | 1 | TRUE | wye
21 | LV_2616-1_0_10_load_12 | 23 | 0.0022239 | 0.00055737 | 0 | 0 |  | 1 | TRUE | wye
22 | LV_2616-1_0_10_load_13 | 24 | 0.0012557 | 0.0003147 | 0 | 0 |  | 1 | TRUE | wye
23 | LV_2616-1_0_10_load_15 | 26 | 0.0018887 | 0.00047335 | 0 | 0 |  | 1 | TRUE | wye
24 | LV_2616-1_0_10_load_49 | 27 | 0.00089529 | 0.00022438 | 0 | 0 |  | 1 | TRUE | wye
25 | LV_2616-1_0_10_load_46 | 28 | 0.00084431 | 0.0002116 | 0 | 0 |  | 1 | TRUE | wye
26 | LV_2616-1_0_10_load_277 | 29 | 0.0030615 | 0.00076728 | 0 | 0 |  | 1 | TRUE | wye
27 | LV_2616-1_0_10_load_250 | 30 | 0.00068427 | 0.00017149 | 0 | 0 |  | 1 | TRUE | wye
28 | LV_2616-1_0_10_load_47 | 31 | 0.0019084 | 0.00047828 | 0 | 0 |  | 1 | TRUE | wye
29 | LV_2616-1_0_10_load_278 | 32 | 0.001541 | 0.0003862 | 0 | 0 |  | 1 | TRUE | wye
30 | LV_2616-1_0_10_load_18 | 33 | 0.0020155 | 0.00050514 | 0 | 0 |  | 1 | TRUE | wye
31 | LV_2616-1_0_10_load_150 | 34 | 0.0016391 | 0.0004108 | 0 | 0 |  | 1 | TRUE | wye
32 | LV_2616-1_0_10_load_162 | 35 | 0.002104 | 0.0005273 | 0 | 0 |  | 1 | TRUE | wye
33 | LV_2616-1_0_10_load_19 | 36 | 0.0081833 | 0.0020509 | 0 | 0 |  | 1 | TRUE | wye
34 | LV_2616-1_0_10_load_20 | 37 | 0.00073545 | 0.00018432 | 0 | 0 |  | 1 | TRUE | wye
35 | LV_2616-1_0_10_load_23 | 40 | 0.00060177 | 0.00015082 | 0 | 0 |  | 1 | TRUE | wye
36 | LV_2616-1_0_10_load_24 | 41 | 0.0014683 | 0.00036798 | 0 | 0 |  | 1 | TRUE | wye
37 | LV_2616-1_0_10_load_51 | 43 | 0.0035707 | 0.00089491 | 0 | 0 |  | 1 | TRUE | wye
38 | LV_2616-1_0_10_load_135 | 44 | 0.0010992 | 0.00027549 | 0 | 0 |  | 1 | TRUE | wye
39 | LV_2616-1_0_10_load_270 | 45 | 0.0075766 | 0.0018989 | 0 | 0 |  | 1 | TRUE | wye
40 | LV_2616-1_0_10_load_50 | 47 | 0.0013878 | 0.00034782 | 0 | 0 |  | 1 | TRUE | wye
41 | LV_2616-1_0_10_load_136 | 48 | 0.00058283 | 0.00014607 | 0 | 0 |  | 1 | TRUE | wye
42 | LV_2616-1_0_10_load_25 | 49 | 0.0017394 | 0.00043595 | 0 | 0 |  | 1 | TRUE | wye
43 | LV_2616-1_0_10_load_26 | 50 | 0.0013688 | 0.00034306 | 0 | 0 |  | 1 | TRUE | wye
44 | LV_2616-1_0_10_load_27 | 51 | 0.00092187 | 0.00023104 | 0 | 0 |  | 1 | TRUE | wye
45 | LV_2616-1_0_10_load_236 | 52 | 0.010044 | 0.0025174 | 0 | 0 |  | 1 | TRUE | wye
46 | LV_2616-1_0_10_load_28 | 53 | 0.0064911 | 0.0016268 | 0 | 0 |  | 1 | TRUE | wye
47 | LV_2616-1_0_10_load_29 | 54 | 0.00083247 | 0.00020864 | 0 | 0 |  | 1 | TRUE | wye
48 | LV_2616-1_0_10_load_237 | 55 | 0.00097638 | 0.0002447 | 0 | 0 |  | 1 | TRUE | wye
49 | LV_2616-1_0_10_load_122 | 56 | 0.00050185 | 0.00012577 | 0 | 0 |  | 1 | TRUE | wye
50 | LV_2616-1_0_10_load_121 | 57 | 0.00082777 | 0.00020746 | 0 | 0 |  | 1 | TRUE | wye
51 | LV_2616-1_0_10_load_30 | 58 | 0.0027271 | 0.00068348 | 0 | 0 |  | 1 | TRUE | wye
52 | LV_2616-1_0_10_load_31 | 59 | 0.0017254 | 0.00043242 | 0 | 0 |  | 1 | TRUE | wye
53 | LV_2616-1_0_10_load_32 | 60 | 0.002142 | 0.00053684 | 0 | 0 |  | 1 | TRUE | wye
54 | LV_2616-1_0_10_load_33 | 61 | 0.0019389 | 0.00048594 | 0 | 0 |  | 1 | TRUE | wye
55 | LV_2616-1_0_10_load_195 | 63 | 0.0028896 | 0.00072421 | 0 | 0 |  | 1 | TRUE | wye
56 | LV_2616-1_0_10_load_92 | 64 | 0.0026495 | 0.00066403 | 0 | 0 |  | 1 | TRUE | wye
57 | LV_2616-1_0_10_load_196 | 65 | 0.0021722 | 0.00054441 | 0 | 0 |  | 1 | TRUE | wye
58 | LV_2616-1_0_10_load_145 | 66 | 0.0019538 | 0.00048966 | 0 | 0 |  | 1 | TRUE | wye
59 | LV_2616-1_0_10_load_35 | 67 | 0.0037638 | 0.00094329 | 0 | 0 |  | 1 | TRUE | wye
60 | LV_2616-1_0_10_load_36 | 68 | 0.0027561 | 0.00069073 | 0 | 0 |  | 1 | TRUE | wye
61 | LV_2616-1_0_10_load_38 | 70 | 0.0023214 | 0.0005818 | 0 | 0 |  | 1 | TRUE | wye
62 | LV_2616-1_0_10_load_52 | 71 | 0.0043319 | 0.0010857 | 0 | 0 |  | 1 | TRUE | wye
63 | LV_2616-1_0_10_load_39 | 72 | 0.0028578 | 0.00071622 | 0 | 0 |  | 1 | TRUE | wye
64 | LV_2616-1_0_10_load_40 | 73 | 0.0019405 | 0.00048634 | 0 | 0 |  | 1 | TRUE | wye
65 | LV_2616-1_0_10_load_234 | 74 | 0.0023649 | 0.00059269 | 0 | 0 |  | 1 | TRUE | wye
66 | LV_2616-1_0_10_load_54 | 76 | 0.0014136 | 0.00035428 | 0 | 0 |  | 1 | TRUE | wye
67 | LV_2616-1_0_10_load_55 | 77 | 0.00065407 | 0.00016393 | 0 | 0 |  | 1 | TRUE | wye
68 | LV_2616-1_0_10_load_274 | 78 | 0.00092669 | 0.00023225 | 0 | 0 |  | 1 | TRUE | wye
69 | LV_2616-1_0_10_load_97 | 80 | 0.0017482 | 0.00043815 | 0 | 0 |  | 1 | TRUE | wye
70 | LV_2616-1_0_10_load_235 | 81 | 0.0030889 | 0.00077415 | 0 | 0 |  | 1 | TRUE | wye
71 | LV_2616-1_0_10_load_177 | 82 | 0.001181 | 0.00029598 | 0 | 0 |  | 1 | TRUE | wye
72 | LV_2616-1_0_10_load_95 | 84 | 0.0016515 | 0.00041391 | 0 | 0 |  | 1 | TRUE | wye
73 | LV_2616-1_0_10_load_41 | 85 | 0.00084604 | 0.00021204 | 0 | 0 |  | 1 | TRUE | wye
74 | LV_2616-1_0_10_load_42 | 86 | 0.0008088 | 0.00020271 | 0 | 0 |  | 1 | TRUE | wye
75 | LV_2616-1_0_10_load_43 | 87 | 0.00085635 | 0.00021462 | 0 | 0 |  | 1 | TRUE | wye
76 | LV_2616-1_0_10_load_45 | 89 | 0.00067508 | 0.00016919 | 0 | 0 |  | 1 | TRUE | wye
77 | LV_2616-1_0_10_load_269 | 91 | 0.00073824 | 0.00018502 | 0 | 0 |  | 1 | TRUE | wye
78 | LV_2616-1_0_10_load_73 | 93 | 0.0023636 | 0.00059238 | 0 | 0 |  | 1 | TRUE | wye
79 | LV_2616-1_0_10_load_48 | 94 | 0.0017242 | 0.00043213 | 0 | 0 |  | 1 | TRUE | wye
80 | LV_2616-1_0_10_load_273 | 96 | 0.0015028 | 0.00037664 | 0 | 0 |  | 1 | TRUE | wye
81 | LV_2616-1_0_10_load_251 | 98 | 0.0015378 | 0.0003854 | 0 | 0 |  | 1 | TRUE | wye
82 | LV_2616-1_0_10_load_56 | 99 | 0.0024193 | 0.00060634 | 0 | 0 |  | 1 | TRUE | wye
83 | LV_2616-1_0_10_load_57 | 100 | 0.0021398 | 0.00053629 | 0 | 0 |  | 1 | TRUE | wye
84 | LV_2616-1_0_10_load_58 | 101 | 0.0027439 | 0.00068768 | 0 | 0 |  | 1 | TRUE | wye
85 | LV_2616-1_0_10_load_59 | 102 | 0.0014881 | 0.00037295 | 0 | 0 |  | 1 | TRUE | wye
86 | LV_2616-1_0_10_load_60 | 103 | 0.0013469 | 0.00033756 | 0 | 0 |  | 1 | TRUE | wye
87 | LV_2616-1_0_10_load_66 | 105 | 0.0010061 | 0.00025216 | 0 | 0 |  | 1 | TRUE | wye
88 | LV_2616-1_0_10_load_161 | 106 | 0.00048186 | 0.00012077 | 0 | 0 |  | 1 | TRUE | wye
89 | LV_2616-1_0_10_load_157 | 107 | 0.00061173 | 0.00015331 | 0 | 0 |  | 1 | TRUE | wye
90 | LV_2616-1_0_10_load_61 | 109 | 0.0016323 | 0.00040909 | 0 | 0 |  | 1 | TRUE | wye
91 | LV_2616-1_0_10_load_64 | 111 | 0.0018632 | 0.00046697 | 0 | 0 |  | 1 | TRUE | wye
92 | LV_2616-1_0_10_load_65 | 112 | 0.0018001 | 0.00045114 | 0 | 0 |  | 1 | TRUE | wye
93 | LV_2616-1_0_10_load_68 | 114 | 0.0018796 | 0.00047108 | 0 | 0 |  | 1 | TRUE | wye
94 | LV_2616-1_0_10_load_148 | 115 | 0.0018165 | 0.00045525 | 0 | 0 |  | 1 | TRUE | wye
95 | LV_2616-1_0_10_load_114 | 117 | 0.0045433 | 0.0011386 | 0 | 0 |  | 1 | TRUE | wye
96 | LV_2616-1_0_10_load_203 | 118 | 0.0049408 | 0.0012383 | 0 | 0 |  | 1 | TRUE | wye
97 | LV_2616-1_0_10_load_262 | 119 | 0.0012469 | 0.00031251 | 0 | 0 |  | 1 | TRUE | wye
98 | LV_2616-1_0_10_load_146 | 120 | 0.0012751 | 0.00031957 | 0 | 0 |  | 1 | TRUE | wye
99 | LV_2616-1_0_10_load_200 | 121 | 0.0012471 | 0.00031255 | 0 | 0 |  | 1 | TRUE | wye
100 | LV_2616-1_0_10_load_204 | 122 | 0.0045571 | 0.0011421 | 0 | 0 |  | 1 | TRUE | wye
101 | LV_2616-1_0_10_load_246 | 123 | 0.0016189 | 0.00040574 | 0 | 0 |  | 1 | TRUE | wye
102 | LV_2616-1_0_10_load_69 | 124 | 0.0017983 | 0.00045071 | 0 | 0 |  | 1 | TRUE | wye
103 | LV_2616-1_0_10_load_70 | 125 | 0.0014493 | 0.00036324 | 0 | 0 |  | 1 | TRUE | wye
104 | LV_2616-1_0_10_load_72 | 126 | 0.00074871 | 0.00018764 | 0 | 0 |  | 1 | TRUE | wye
105 | LV_2616-1_0_10_load_255 | 127 | 0.00071749 | 0.00017982 | 0 | 0 |  | 1 | TRUE | wye
106 | LV_2616-1_0_10_load_271 | 128 | 0.00077095 | 0.00019322 | 0 | 0 |  | 1 | TRUE | wye
107 | LV_2616-1_0_10_load_267 | 129 | 0.0017866 | 0.00044776 | 0 | 0 |  | 1 | TRUE | wye
108 | LV_2616-1_0_10_load_75 | 130 | 0.0017384 | 0.00043568 | 0 | 0 |  | 1 | TRUE | wye
109 | LV_2616-1_0_10_load_76 | 131 | 0.0036766 | 0.00092145 | 0 | 0 |  | 1 | TRUE | wye
110 | LV_2616-1_0_10_load_77 | 132 | 0.0034942 | 0.00087573 | 0 | 0 |  | 1 | TRUE | wye
111 | LV_2616-1_0_10_load_79 | 133 | 0.0060125 | 0.0015069 | 0 | 0 |  | 1 | TRUE | wye
112 | LV_2616-1_0_10_load_174 | 134 | 0.00057914 | 0.00014515 | 0 | 0 |  | 1 | TRUE | wye
113 | LV_2616-1_0_10_load_80 | 135 | 0.00072764 | 0.00018236 | 0 | 0 |  | 1 | TRUE | wye
114 | LV_2616-1_0_10_load_81 | 136 | 0.0011331 | 0.00028398 | 0 | 0 |  | 1 | TRUE | wye
115 | LV_2616-1_0_10_load_82 | 137 | 0.0014034 | 0.00035173 | 0 | 0 |  | 1 | TRUE | wye
116 | LV_2616-1_0_10_load_83 | 138 | 0.00098893 | 0.00024785 | 0 | 0 |  | 1 | TRUE | wye
117 | LV_2616-1_0_10_load_173 | 139 | 0.00083903 | 0.00021028 | 0 | 0 |  | 1 | TRUE | wye
118 | LV_2616-1_0_10_load_171 | 140 | 0.0013064 | 0.00032741 | 0 | 0 |  | 1 | TRUE | wye
119 | LV_2616-1_0_10_load_249 | 141 | 0.0022538 | 0.00056485 | 0 | 0 |  | 1 | TRUE | wye
120 | LV_2616-1_0_10_load_85 | 142 | 0.0023693 | 0.0005938 | 0 | 0 |  | 1 | TRUE | wye
121 | LV_2616-1_0_10_load_86 | 143 | 0.00092047 | 0.00023069 | 0 | 0 |  | 1 | TRUE | wye
122 | LV_2616-1_0_10_load_87 | 144 | 0.0018491 | 0.00046342 | 0 | 0 |  | 1 | TRUE | wye
123 | LV_2616-1_0_10_load_89 | 146 | 0.00092933 | 0.00023291 | 0 | 0 |  | 1 | TRUE | wye
124 | LV_2616-1_0_10_load_156 | 147 | 0.0017811 | 0.00044638 | 0 | 0 |  | 1 | TRUE | wye
125 | LV_2616-1_0_10_load_209 | 148 | 0.001896 | 0.00047519 | 0 | 0 |  | 1 | TRUE | wye
126 | LV_2616-1_0_10_load_239 | 150 | 0.00092447 | 0.00023169 | 0 | 0 |  | 1 | TRUE | wye
127 | LV_2616-1_0_10_load_139 | 151 | 0.0028025 | 0.00070238 | 0 | 0 |  | 1 | TRUE | wye
128 | LV_2616-1_0_10_load_226 | 152 | 0.0024777 | 0.00062098 | 0 | 0 |  | 1 | TRUE | wye
129 | LV_2616-1_0_10_load_94 | 153 | 0.0023337 | 0.00058488 | 0 | 0 |  | 1 | TRUE | wye
130 | LV_2616-1_0_10_load_96 | 154 | 0.0016678 | 0.00041799 | 0 | 0 |  | 1 | TRUE | wye
131 | LV_2616-1_0_10_load_98 | 155 | 0.0018505 | 0.00046378 | 0 | 0 |  | 1 | TRUE | wye
132 | LV_2616-1_0_10_load_99 | 156 | 0.0012216 | 0.00030616 | 0 | 0 |  | 1 | TRUE | wye
133 | LV_2616-1_0_10_load_100 | 157 | 0.00056363 | 0.00014126 | 0 | 0 |  | 1 | TRUE | wye
134 | LV_2616-1_0_10_load_101 | 158 | 0.0025222 | 0.00063212 | 0 | 0 |  | 1 | TRUE | wye
135 | LV_2616-1_0_10_load_102 | 159 | 0.0010231 | 0.00025642 | 0 | 0 |  | 1 | TRUE | wye
136 | LV_2616-1_0_10_load_103 | 160 | 0.0013843 | 0.00034695 | 0 | 0 |  | 1 | TRUE | wye
137 | LV_2616-1_0_10_load_104 | 164 | 0.0019598 | 0.00049116 | 0 | 0 |  | 1 | TRUE | wye
138 | LV_2616-1_0_10_load_105 | 165 | 0.00084294 | 0.00021126 | 0 | 0 |  | 1 | TRUE | wye
139 | LV_2616-1_0_10_load_106 | 166 | 0.0028952 | 0.0007256 | 0 | 0 |  | 1 | TRUE | wye
140 | LV_2616-1_0_10_load_107 | 167 | 0.0018065 | 0.00045274 | 0 | 0 |  | 1 | TRUE | wye
141 | LV_2616-1_0_10_load_138 | 168 | 0.0014099 | 0.00035335 | 0 | 0 |  | 1 | TRUE | wye
142 | LV_2616-1_0_10_load_109 | 169 | 0.00084771 | 0.00021246 | 0 | 0 |  | 1 | TRUE | wye
143 | LV_2616-1_0_10_load_112 | 170 | 0.0033208 | 0.00083226 | 0 | 0 |  | 1 | TRUE | wye
144 | LV_2616-1_0_10_load_272 | 171 | 0.0010334 | 0.000259 | 0 | 0 |  | 1 | TRUE | wye
145 | LV_2616-1_0_10_load_130 | 172 | 0.00091936 | 0.00023041 | 0 | 0 |  | 1 | TRUE | wye
146 | LV_2616-1_0_10_load_115 | 173 | 0.0022059 | 0.00055286 | 0 | 0 |  | 1 | TRUE | wye
147 | LV_2616-1_0_10_load_116 | 174 | 0.0012911 | 0.00032359 | 0 | 0 |  | 1 | TRUE | wye
148 | LV_2616-1_0_10_load_118 | 176 | 0.0021312 | 0.00053412 | 0 | 0 |  | 1 | TRUE | wye
149 | LV_2616-1_0_10_load_119 | 177 | 0.0021954 | 0.00055022 | 0 | 0 |  | 1 | TRUE | wye
150 | LV_2616-1_0_10_load_120 | 178 | 0.0040798 | 0.0010225 | 0 | 0 |  | 1 | TRUE | wye
151 | LV_2616-1_0_10_load_253 | 179 | 0.0012217 | 0.00030617 | 0 | 0 |  | 1 | TRUE | wye
152 | LV_2616-1_0_10_load_188 | 180 | 0.0012237 | 0.0003067 | 0 | 0 |  | 1 | TRUE | wye
153 | LV_2616-1_0_10_load_202 | 181 | 0.0018344 | 0.00045975 | 0 | 0 |  | 1 | TRUE | wye
154 | LV_2616-1_0_10_load_260 | 182 | 0.001141 | 0.00028595 | 0 | 0 |  | 1 | TRUE | wye
155 | LV_2616-1_0_10_load_149 | 183 | 0.0014055 | 0.00035225 | 0 | 0 |  | 1 | TRUE | wye
156 | LV_2616-1_0_10_load_124 | 185 | 0.0042882 | 0.0010747 | 0 | 0 |  | 1 | TRUE | wye
157 | LV_2616-1_0_10_load_125 | 186 | 0.000668 | 0.00016742 | 0 | 0 |  | 1 | TRUE | wye
158 | LV_2616-1_0_10_load_126 | 187 | 0.0017642 | 0.00044216 | 0 | 0 |  | 1 | TRUE | wye
159 | LV_2616-1_0_10_load_216 | 188 | 0.00080957 | 0.0002029 | 0 | 0 |  | 1 | TRUE | wye
160 | LV_2616-1_0_10_load_221 | 189 | 0.0043201 | 0.0010827 | 0 | 0 |  | 1 | TRUE | wye
161 | LV_2616-1_0_10_load_217 | 190 | 0.00062918 | 0.00015769 | 0 | 0 |  | 1 | TRUE | wye
162 | LV_2616-1_0_10_load_231 | 193 | 0.0012694 | 0.00031814 | 0 | 0 |  | 1 | TRUE | wye
163 | LV_2616-1_0_10_load_229 | 194 | 0.0060598 | 0.0015187 | 0 | 0 |  | 1 | TRUE | wye
164 | LV_2616-1_0_10_load_276 | 195 | 0.0010571 | 0.00026493 | 0 | 0 |  | 1 | TRUE | wye
165 | LV_2616-1_0_10_load_160 | 197 | 0.00081983 | 0.00020547 | 0 | 0 |  | 1 | TRUE | wye
166 | LV_2616-1_0_10_load_212 | 198 | 0.0040141 | 0.001006 | 0 | 0 |  | 1 | TRUE | wye
167 | LV_2616-1_0_10_load_230 | 199 | 0.0053329 | 0.0013365 | 0 | 0 |  | 1 | TRUE | wye
168 | LV_2616-1_0_10_load_132 | 200 | 0.00075652 | 0.0001896 | 0 | 0 |  | 1 | TRUE | wye
169 | LV_2616-1_0_10_load_133 | 201 | 0.00030773 | 7.7126e-05 | 0 | 0 |  | 1 | TRUE | wye
170 | LV_2616-1_0_10_load_134 | 202 | 0.00044583 | 0.00011174 | 0 | 0 |  | 1 | TRUE | wye
171 | LV_2616-1_0_10_load_275 | 204 | 0.00045881 | 0.00011499 | 0 | 0 |  | 1 | TRUE | wye
172 | LV_2616-1_0_10_load_137 | 205 | 0.0016252 | 0.00040732 | 0 | 0 |  | 1 | TRUE | wye
173 | LV_2616-1_0_10_load_140 | 206 | 0.0012391 | 0.00031054 | 0 | 0 |  | 1 | TRUE | wye
174 | LV_2616-1_0_10_load_141 | 207 | 0.0011572 | 0.00029003 | 0 | 0 |  | 1 | TRUE | wye
175 | LV_2616-1_0_10_load_142 | 208 | 0.0015748 | 0.00039468 | 0 | 0 |  | 1 | TRUE | wye
176 | LV_2616-1_0_10_load_144 | 210 | 0.0014333 | 0.00035922 | 0 | 0 |  | 1 | TRUE | wye
177 | LV_2616-1_0_10_load_186 | 211 | 0.0032768 | 0.00082124 | 0 | 0 |  | 1 | TRUE | wye
178 | LV_2616-1_0_10_load_187 | 212 | 0.0027561 | 0.00069074 | 0 | 0 |  | 1 | TRUE | wye
179 | LV_2616-1_0_10_load_184 | 213 | 0.0024275 | 0.00060839 | 0 | 0 |  | 1 | TRUE | wye
180 | LV_2616-1_0_10_load_245 | 214 | 0.0018692 | 0.00046847 | 0 | 0 |  | 1 | TRUE | wye
181 | LV_2616-1_0_10_load_215 | 215 | 0.0020968 | 0.0005255 | 0 | 0 |  | 1 | TRUE | wye
182 | LV_2616-1_0_10_load_185 | 216 | 0.0051872 | 0.0013 | 0 | 0 |  | 1 | TRUE | wye
183 | LV_2616-1_0_10_load_147 | 217 | 0.0033297 | 0.0008345 | 0 | 0 |  | 1 | TRUE | wye
184 | LV_2616-1_0_10_load_163 | 218 | 0.0018074 | 0.00045298 | 0 | 0 |  | 1 | TRUE | wye
185 | LV_2616-1_0_10_load_151 | 219 | 0.0010315 | 0.00025852 | 0 | 0 |  | 1 | TRUE | wye
186 | LV_2616-1_0_10_load_152 | 220 | 0.0011952 | 0.00029955 | 0 | 0 |  | 1 | TRUE | wye
187 | LV_2616-1_0_10_load_154 | 221 | 0.00065642 | 0.00016451 | 0 | 0 |  | 1 | TRUE | wye
188 | LV_2616-1_0_10_load_155 | 222 | 0.0037685 | 0.00094448 | 0 | 0 |  | 1 | TRUE | wye
189 | LV_2616-1_0_10_load_165 | 224 | 0.00099268 | 0.00024879 | 0 | 0 |  | 1 | TRUE | wye
190 | LV_2616-1_0_10_load_265 | 225 | 0.0038389 | 0.00096213 | 0 | 0 |  | 1 | TRUE | wye
191 | LV_2616-1_0_10_load_164 | 226 | 0.0024805 | 0.00062166 | 0 | 0 |  | 1 | TRUE | wye
192 | LV_2616-1_0_10_load_158 | 227 | 0.00065992 | 0.00016539 | 0 | 0 |  | 1 | TRUE | wye
193 | LV_2616-1_0_10_load_193 | 228 | 0.0022545 | 0.00056504 | 0 | 0 |  | 1 | TRUE | wye
194 | LV_2616-1_0_10_load_167 | 231 | 0.0015652 | 0.00039227 | 0 | 0 |  | 1 | TRUE | wye
195 | LV_2616-1_0_10_load_168 | 232 | 0.0032405 | 0.00081214 | 0 | 0 |  | 1 | TRUE | wye
196 | LV_2616-1_0_10_load_201 | 233 | 0.0064417 | 0.0016145 | 0 | 0 |  | 1 | TRUE | wye
197 | LV_2616-1_0_10_load_247 | 234 | 0.0010018 | 0.00025107 | 0 | 0 |  | 1 | TRUE | wye
198 | LV_2616-1_0_10_load_248 | 235 | 0.0026926 | 0.00067482 | 0 | 0 |  | 1 | TRUE | wye
199 | LV_2616-1_0_10_load_169 | 236 | 0.0016955 | 0.00042494 | 0 | 0 |  | 1 | TRUE | wye
200 | LV_2616-1_0_10_load_170 | 237 | 0.0025705 | 0.00064422 | 0 | 0 |  | 1 | TRUE | wye
201 | LV_2616-1_0_10_load_172 | 238 | 0.0011528 | 0.00028893 | 0 | 0 |  | 1 | TRUE | wye
202 | LV_2616-1_0_10_load_238 | 239 | 0.00073246 | 0.00018357 | 0 | 0 |  | 1 | TRUE | wye
203 | LV_2616-1_0_10_load_254 | 240 | 0.0014822 | 0.00037148 | 0 | 0 |  | 1 | TRUE | wye
204 | LV_2616-1_0_10_load_197 | 242 | 0.0016681 | 0.00041807 | 0 | 0 |  | 1 | TRUE | wye
205 | LV_2616-1_0_10_load_223 | 243 | 0.0015663 | 0.00039256 | 0 | 0 |  | 1 | TRUE | wye
206 | LV_2616-1_0_10_load_222 | 244 | 0.0011569 | 0.00028995 | 0 | 0 |  | 1 | TRUE | wye
207 | LV_2616-1_0_10_load_181 | 245 | 0.0015021 | 0.00037645 | 0 | 0 |  | 1 | TRUE | wye
208 | LV_2616-1_0_10_load_207 | 246 | 0.001947 | 0.00048798 | 0 | 0 |  | 1 | TRUE | wye
209 | LV_2616-1_0_10_load_281 | 248 | 0.0021529 | 0.00053957 | 0 | 0 |  | 1 | TRUE | wye
210 | LV_2616-1_0_10_load_280 | 249 | 0.0017005 | 0.00042618 | 0 | 0 |  | 1 | TRUE | wye
211 | LV_2616-1_0_10_load_213 | 250 | 0.00084394 | 0.00021151 | 0 | 0 |  | 1 | TRUE | wye
212 | LV_2616-1_0_10_load_189 | 251 | 0.0059029 | 0.0014794 | 0 | 0 |  | 1 | TRUE | wye
213 | LV_2616-1_0_10_load_190 | 252 | 0.0030422 | 0.00076246 | 0 | 0 |  | 1 | TRUE | wye
214 | LV_2616-1_0_10_load_194 | 253 | 0.00094312 | 0.00023637 | 0 | 0 |  | 1 | TRUE | wye
215 | LV_2616-1_0_10_load_268 | 254 | 0.0015101 | 0.00037846 | 0 | 0 |  | 1 | TRUE | wye
216 | LV_2616-1_0_10_load_233 | 255 | 0.0027901 | 0.00069926 | 0 | 0 |  | 1 | TRUE | wye
217 | LV_2616-1_0_10_load_232 | 256 | 0.0028898 | 0.00072426 | 0 | 0 |  | 1 | TRUE | wye
218 | LV_2616-1_0_10_load_211 | 257 | 0.003804 | 0.00095338 | 0 | 0 |  | 1 | TRUE | wye
219 | LV_2616-1_0_10_load_205 | 258 | 0.0013055 | 0.00032719 | 0 | 0 |  | 1 | TRUE | wye
220 | LV_2616-1_0_10_load_256 | 259 | 0.0012804 | 0.0003209 | 0 | 0 |  | 1 | TRUE | wye
221 | LV_2616-1_0_10_load_261 | 260 | 0.0015279 | 0.00038293 | 0 | 0 |  | 1 | TRUE | wye
222 | LV_2616-1_0_10_load_210 | 261 | 0.0016351 | 0.0004098 | 0 | 0 |  | 1 | TRUE | wye
223 | LV_2616-1_0_10_load_218 | 262 | 0.0024078 | 0.00060345 | 0 | 0 |  | 1 | TRUE | wye
224 | LV_2616-1_0_10_load_224 | 263 | 0.0020794 | 0.00052115 | 0 | 0 |  | 1 | TRUE | wye
225 | LV_2616-1_0_10_load_266 | 264 | 0.0019368 | 0.00048542 | 0 | 0 |  | 1 | TRUE | wye
226 | LV_2616-1_0_10_load_240 | 265 | 0.0021995 | 0.00055124 | 0 | 0 |  | 1 | TRUE | wye
227 | LV_2616-1_0_10_load_241 | 266 | 0.0011814 | 0.00029609 | 0 | 0 |  | 1 | TRUE | wye
228 | LV_2616-1_0_10_load_242 | 267 | 0.00090005 | 0.00022557 | 0 | 0 |  | 1 | TRUE | wye
229 | LV_2616-1_0_10_load_243 | 268 | 0.0016109 | 0.00040372 | 0 | 0 |  | 1 | TRUE | wye
230 | LV_2616-1_0_10_load_244 | 269 | 0.0013491 | 0.00033812 | 0 | 0 |  | 1 | TRUE | wye
231 | LV_2616-1_0_10_load_252 | 270 | 0.0010774 | 0.00027003 | 0 | 0 |  | 1 | TRUE | wye
232 | LV_2616-1_0_10_load_258 | 271 | 0.00136 | 0.00034085 | 0 | 0 |  | 1 | TRUE | wye
233 | LV_2616-1_0_10_load_257 | 272 | 0.0013753 | 0.00034468 | 0 | 0 |  | 1 | TRUE | wye
234 | LV_2616-1_0_10_load_259 | 273 | 0.0023077 | 0.00057835 | 0 | 0 |  | 1 | TRUE | wye
235 | LV_2616-1_0_10_load_263 | 274 | 0.00047449 | 0.00011892 | 0 | 0 |  | 1 | TRUE | wye
236 | LV_2616-1_0_10_load_279 | 275 | 0.0022352 | 0.00056019 | 0 | 0 |  | 1 | TRUE | wye

## ext_grid
| name | bus | vm_pu | va_degree | slack_weight | in_service
0 |  | 194 | 1 | 0 | 1 | TRUE

## line
| name | std_type | from_bus | to_bus | length_km | r_ohm_per_km | x_ohm_per_km | c_nf_per_km | g_us_per_km | max_i_ka | df | parallel | type | in_service
0 | LV_2616-1_0_10_line_0 |  | 0 | 1 | 0.012558 | 0.125 | 0.08 | 261 | 0 | 0.364 | 1 | 5 | cs | TRUE
1 | LV_2616-1_0_10_line_1 |  | 0 | 2 | 0.0098417 | 0.125 | 0.08 | 261 | 0 | 0.364 | 1 | 5 | cs | TRUE
2 | LV_2616-1_0_10_line_2 |  | 1 | 3 | 0.020348 | 0.125 | 0.08 | 261 | 0 | 0.364 | 1 | 5 | cs | TRUE
3 | LV_2616-1_0_10_line_3 |  | 2 | 4 | 0.019521 | 0.125 | 0.08 | 261 | 0 | 0.364 | 1 | 5 | cs | TRUE
4 | LV_2616-1_0_10_line_4 |  | 3 | 5 | 0.017642 | 0.125 | 0.08 | 261 | 0 | 0.364 | 1 | 5 | cs | TRUE
5 | LV_2616-1_0_10_line_5 |  | 4 | 6 | 0.024621 | 0.125 | 0.08 | 261 | 0 | 0.364 | 1 | 5 | cs | TRUE
6 | LV_2616-1_0_10_line_6 |  | 5 | 7 | 0.011957 | 0.125 | 0.08 | 261 | 0 | 0.364 | 1 | 5 | cs | TRUE
7 | LV_2616-1_0_10_line_7 |  | 6 | 8 | 0.0048577 | 0.125 | 0.08 | 261 | 0 | 0.364 | 1 | 5 | cs | TRUE
8 | LV_2616-1_0_10_line_8 |  | 6 | 9 | 0.0089222 | 0.125 | 0.08 | 261 | 0 | 0.364 | 1 | 1 | cs | TRUE
9 | LV_2616-1_0_10_line_9 |  | 7 | 33 | 0.016828 | 0.125 | 0.08 | 261 | 0 | 0.364 | 1 | 5 | cs | TRUE
10 | LV_2616-1_0_10_line_10 |  | 8 | 150 | 0.036526 | 0.125 | 0.08 | 261 | 0 | 0.364 | 1 | 5 | cs | TRUE
11 | LV_2616-1_0_10_line_11 |  | 10 | 11 | 0.0088372 | 0.125 | 0.08 | 261 | 0 | 0.364 | 1 | 5 | cs | TRUE
12 | LV_2616-1_0_10_line_12 |  | 10 | 12 | 0.020902 | 0.125 | 0.08 | 261 | 0 | 0.364 | 1 | 5 | cs | TRUE
13 | LV_2616-1_0_10_line_13 |  | 11 | 13 | 0.0087084 | 0.125 | 0.08 | 261 | 0 | 0.364 | 1 | 5 | cs | TRUE
14 | LV_2616-1_0_10_line_14 |  | 12 | 14 | 0.024672 | 0.125 | 0.08 | 261 | 0 | 0.364 | 1 | 1 | cs | TRUE
15 | LV_2616-1_0_10_line_15 |  | 12 | 15 | 0.0071068 | 0.125 | 0.08 | 261 | 0 | 0.364 | 1 | 5 | cs | TRUE
16 | LV_2616-1_0_10_line_16 |  | 13 | 16 | 0.0073202 | 0.125 | 0.08 | 261 | 0 | 0.364 | 1 | 5 | cs | TRUE
17 | LV_2616-1_0_10_line_17 |  | 14 | 17 | 0.036747 | 0.125 | 0.08 | 261 | 0 | 0.364 | 1 | 1 | cs | TRUE
18 | LV_2616-1_0_10_line_18 |  | 15 | 18 | 0.011892 | 0.125 | 0.08 | 261 | 0 | 0.364 | 1 | 5 | cs | TRUE
19 | LV_2616-1_0_10_line_19 |  | 16 | 19 | 0.015372 | 0.125 | 0.08 | 261 | 0 | 0.364 | 1 | 5 | cs | TRUE
20 | LV_2616-1_0_10_line_20 |  | 17 | 20 | 0.01095 | 0.125 | 0.08 | 261 | 0 | 0.364 | 1 | 1 | cs | TRUE
21 | LV_2616-1_0_10_line_21 |  | 18 | 21 | 0.01259 | 0.125 | 0.08 | 261 | 0 | 0.364 | 1 | 5 | cs | TRUE
22 | LV_2616-1_0_10_line_22 |  | 19 | 146 | 0.010001 | 0.125 | 0.08 | 261 | 0 | 0.364 | 1 | 5 | cs | TRUE
23 | LV_2616-1_0_10_line_23 |  | 20 | 245 | 0.03849 | 0.125 | 0.08 | 261 | 0 | 0.364 | 1 | 1 | cs | TRUE
24 | LV_2616-1_0_10_line_24 |  | 21 | 191 | 0.022573 | 0.125 | 0.08 | 261 | 0 | 0.364 | 1 | 5 | cs | TRUE
25 | LV_2616-1_0_10_line_25 |  | 22 | 23 | 0.0082622 | 0.125 | 0.08 | 261 | 0 | 0.364 | 1 | 1 | cs | TRUE
26 | LV_2616-1_0_10_line_26 |  | 22 | 24 | 0.018342 | 0.125 | 0.08 | 261 | 0 | 0.364 | 1 | 1 | cs | TRUE
27 | LV_2616-1_0_10_line_27 |  | 23 | 25 | 0.014579 | 0.125 | 0.08 | 261 | 0 | 0.364 | 1 | 1 | cs | TRUE
28 | LV_2616-1_0_10_line_28 |  | 24 | 26 | 0.015276 | 0.125 | 0.08 | 261 | 0 | 0.364 | 1 | 1 | cs | TRUE
29 | LV_2616-1_0_10_line_29 |  | 25 | 27 | 0.0046014 | 0.125 | 0.08 | 261 | 0 | 0.364 | 1 | 1 | cs | TRUE
30 | LV_2616-1_0_10_line_30 |  | 25 | 28 | 0.016102 | 0.125 | 0.08 | 261 | 0 | 0.364 | 1 | 1 | cs | TRUE
31 | LV_2616-1_0_10_line_31 |  | 26 | 29 | 0.02262 | 0.125 | 0.08 | 261 | 0 | 0.364 | 1 | 1 | cs | TRUE
32 | LV_2616-1_0_10_line_32 |  | 27 | 30 | 0.021791 | 0.125 | 0.08 | 261 | 0 | 0.364 | 1 | 1 | cs | TRUE
33 | LV_2616-1_0_10_line_33 |  | 28 | 31 | 0.018604 | 0.125 | 0.08 | 261 | 0 | 0.364 | 1 | 1 | cs | TRUE
34 | LV_2616-1_0_10_line_34 |  | 29 | 32 | 0.025904 | 0.125 | 0.08 | 261 | 0 | 0.364 | 1 | 1 | cs | TRUE
35 | LV_2616-1_0_10_line_35 |  | 30 | 98 | 0.018521 | 0.125 | 0.08 | 261 | 0 | 0.364 | 1 | 1 | cs | TRUE
36 | LV_2616-1_0_10_line_36 |  | 31 | 94 | 0.0062996 | 0.125 | 0.08 | 261 | 0 | 0.364 | 1 | 1 | cs | TRUE
37 | LV_2616-1_0_10_line_37 |  | 32 | 275 | 0.021665 | 0.125 | 0.08 | 261 | 0 | 0.364 | 1 | 1 | cs | TRUE
38 | LV_2616-1_0_10_line_38 |  | 33 | 34 | 0.012038 | 0.125 | 0.08 | 261 | 0 | 0.364 | 1 | 5 | cs | TRUE
39 | LV_2616-1_0_10_line_39 |  | 34 | 35 | 0.011726 | 0.125 | 0.08 | 261 | 0 | 0.364 | 1 | 5 | cs | TRUE
40 | LV_2616-1_0_10_line_40 |  | 35 | 218 | 0.019018 | 0.125 | 0.08 | 261 | 0 | 0.364 | 1 | 5 | cs | TRUE
41 | LV_2616-1_0_10_line_41 |  | 36 | 37 | 0.018684 | 0.125 | 0.08 | 261 | 0 | 0.364 | 1 | 5 | cs | TRUE
42 | LV_2616-1_0_10_line_42 |  | 36 | 38 | 0.015741 | 0.125 | 0.08 | 261 | 0 | 0.364 | 1 | 5 | cs | TRUE
43 | LV_2616-1_0_10_line_43 |  | 37 | 39 | 0.015925 | 0.125 | 0.08 | 261 | 0 | 0.364 | 1 | 5 | cs | TRUE
44 | LV_2616-1_0_10_line_44 |  | 38 | 40 | 0.010216 | 0.125 | 0.08 | 261 | 0 | 0.364 | 1 | 5 | cs | TRUE
45 | LV_2616-1_0_10_line_45 |  | 38 | 41 | 0.0020172 | 0.125 | 0.08 | 261 | 0 | 0.364 | 1 | 1 | cs | TRUE
46 | LV_2616-1_0_10_line_46 |  | 39 | 42 | 0.044686 | 0.125 | 0.08 | 261 | 0 | 0.364 | 1 | 5 | cs | TRUE
47 | LV_2616-1_0_10_line_47 |  | 39 | 43 | 0.016827 | 0.125 | 0.08 | 261 | 0 | 0.364 | 1 | 5 | cs | TRUE
48 | LV_2616-1_0_10_line_48 |  | 40 | 44 | 0.017765 | 0.125 | 0.08 | 261 | 0 | 0.364 | 1 | 5 | cs | TRUE
49 | LV_2616-1_0_10_line_49 |  | 42 | 45 | 0.025586 | 0.125 | 0.08 | 261 | 0 | 0.364 | 1 | 5 | cs | TRUE
50 | LV_2616-1_0_10_line_50 |  | 42 | 46 | 0.005723 | 0.125 | 0.08 | 261 | 0 | 0.364 | 1 | 1 | cs | TRUE
51 | LV_2616-1_0_10_line_51 |  | 43 | 47 | 0.05927 | 0.125 | 0.08 | 261 | 0 | 0.364 | 1 | 5 | cs | TRUE
52 | LV_2616-1_0_10_line_52 |  | 44 | 48 | 0.015088 | 0.125 | 0.08 | 261 | 0 | 0.364 | 1 | 5 | cs | TRUE
53 | LV_2616-1_0_10_line_53 |  | 45 | 141 | 0.026532 | 0.125 | 0.08 | 261 | 0 | 0.364 | 1 | 5 | cs | TRUE
54 | LV_2616-1_0_10_line_54 |  | 46 | 131 | 0.025323 | 0.125 | 0.08 | 261 | 0 | 0.364 | 1 | 1 | cs | TRUE
55 | LV_2616-1_0_10_line_55 |  | 47 | 53 | 0.01935 | 0.125 | 0.08 | 261 | 0 | 0.364 | 1 | 5 | cs | TRUE
56 | LV_2616-1_0_10_line_56 |  | 48 | 205 | 0.002894 | 0.125 | 0.08 | 261 | 0 | 0.364 | 1 | 5 | cs | TRUE
57 | LV_2616-1_0_10_line_57 |  | 49 | 50 | 0.050771 | 0.125 | 0.08 | 261 | 0 | 0.364 | 1 | 5 | cs | TRUE
58 | LV_2616-1_0_10_line_58 |  | 49 | 51 | 0.019648 | 0.125 | 0.08 | 261 | 0 | 0.364 | 1 | 5 | cs | TRUE
59 | LV_2616-1_0_10_line_59 |  | 49 | 52 | 0.12258 | 0.125 | 0.08 | 261 | 0 | 0.364 | 1 | 1 | cs | TRUE
60 | LV_2616-1_0_10_line_60 |  | 50 | 53 | 0.023267 | 0.125 | 0.08 | 261 | 0 | 0.364 | 1 | 5 | cs | TRUE
61 | LV_2616-1_0_10_line_61 |  | 51 | 54 | 0.038923 | 0.125 | 0.08 | 261 | 0 | 0.364 | 1 | 5 | cs | TRUE
62 | LV_2616-1_0_10_line_62 |  | 52 | 55 | 0.0011875 | 0.125 | 0.08 | 261 | 0 | 0.364 | 1 | 1 | cs | TRUE
63 | LV_2616-1_0_10_line_63 |  | 54 | 56 | 0.027866 | 0.125 | 0.08 | 261 | 0 | 0.364 | 1 | 5 | cs | TRUE
64 | LV_2616-1_0_10_line_64 |  | 56 | 57 | 0.0045419 | 0.125 | 0.08 | 261 | 0 | 0.364 | 1 | 2 | cs | TRUE
65 | LV_2616-1_0_10_line_65 |  | 57 | 184 | 0.037654 | 0.125 | 0.08 | 261 | 0 | 0.364 | 1 | 1 | cs | TRUE
66 | LV_2616-1_0_10_line_66 |  | 58 | 59 | 0.018117 | 0.125 | 0.08 | 261 | 0 | 0.364 | 1 | 5 | cs | TRUE
67 | LV_2616-1_0_10_line_67 |  | 58 | 60 | 0.0071234 | 0.125 | 0.08 | 261 | 0 | 0.364 | 1 | 5 | cs | TRUE
68 | LV_2616-1_0_10_line_68 |  | 59 | 61 | 0.011054 | 0.125 | 0.08 | 261 | 0 | 0.364 | 1 | 5 | cs | TRUE
69 | LV_2616-1_0_10_line_69 |  | 60 | 62 | 0.010925 | 0.125 | 0.08 | 261 | 0 | 0.364 | 1 | 5 | cs | TRUE
70 | LV_2616-1_0_10_line_70 |  | 61 | 63 | 0.021027 | 0.125 | 0.08 | 261 | 0 | 0.364 | 1 | 5 | cs | TRUE
71 | LV_2616-1_0_10_line_71 |  | 62 | 64 | 0.024394 | 0.125 | 0.08 | 261 | 0 | 0.364 | 1 | 5 | cs | TRUE
72 | LV_2616-1_0_10_line_72 |  | 63 | 65 | 0.0082711 | 0.125 | 0.08 | 261 | 0 | 0.364 | 1 | 5 | cs | TRUE
73 | LV_2616-1_0_10_line_73 |  | 64 | 66 | 0.0012752 | 0.125 | 0.08 | 261 | 0 | 0.364 | 1 | 5 | cs | TRUE
74 | LV_2616-1_0_10_line_74 |  | 65 | 256 | 0.020339 | 0.125 | 0.08 | 261 | 0 | 0.364 | 1 | 5 | cs | TRUE
75 | LV_2616-1_0_10_line_75 |  | 66 | 151 | 0.023696 | 0.125 | 0.08 | 261 | 0 | 0.364 | 1 | 5 | cs | TRUE
76 | LV_2616-1_0_10_line_76 |  | 67 | 68 | 0.016325 | 0.125 | 0.08 | 261 | 0 | 0.364 | 1 | 1 | cs | TRUE
77 | LV_2616-1_0_10_line_77 |  | 67 | 69 | 0.0060149 | 0.125 | 0.08 | 261 | 0 | 0.364 | 1 | 1 | cs | TRUE
78 | LV_2616-1_0_10_line_78 |  | 68 | 70 | 0.013326 | 0.125 | 0.08 | 261 | 0 | 0.364 | 1 | 1 | cs | TRUE
79 | LV_2616-1_0_10_line_79 |  | 68 | 71 | 0.15019 | 0.125 | 0.08 | 261 | 0 | 0.364 | 1 | 1 | cs | TRUE
80 | LV_2616-1_0_10_line_80 |  | 69 | 72 | 0.016864 | 0.125 | 0.08 | 261 | 0 | 0.364 | 1 | 1 | cs | TRUE
81 | LV_2616-1_0_10_line_81 |  | 69 | 73 | 0.022106 | 0.125 | 0.08 | 261 | 0 | 0.364 | 1 | 1 | cs | TRUE
82 | LV_2616-1_0_10_line_82 |  | 70 | 74 | 0.010064 | 0.125 | 0.08 | 261 | 0 | 0.364 | 1 | 1 | cs | TRUE
83 | LV_2616-1_0_10_line_83 |  | 71 | 75 | 0.027145 | 0.125 | 0.08 | 261 | 0 | 0.364 | 1 | 1 | cs | TRUE
84 | LV_2616-1_0_10_line_84 |  | 72 | 79 | 0.024687 | 0.125 | 0.08 | 261 | 0 | 0.364 | 1 | 1 | cs | TRUE
85 | LV_2616-1_0_10_line_85 |  | 73 | 80 | 0.023253 | 0.125 | 0.08 | 261 | 0 | 0.364 | 1 | 1 | cs | TRUE
86 | LV_2616-1_0_10_line_86 |  | 74 | 81 | 0.010029 | 0.125 | 0.08 | 261 | 0 | 0.364 | 1 | 1 | cs | TRUE
87 | LV_2616-1_0_10_line_87 |  | 75 | 76 | 0.034638 | 0.125 | 0.08 | 261 | 0 | 0.364 | 1 | 1 | cs | TRUE
88 | LV_2616-1_0_10_line_88 |  | 75 | 77 | 0.021102 | 0.125 | 0.08 | 261 | 0 | 0.364 | 1 | 1 | cs | TRUE
89 | LV_2616-1_0_10_line_89 |  | 76 | 78 | 0.02088 | 0.125 | 0.08 | 261 | 0 | 0.364 | 1 | 1 | cs | TRUE
90 | LV_2616-1_0_10_line_90 |  | 79 | 82 | 0.043786 | 0.125 | 0.08 | 261 | 0 | 0.364 | 1 | 1 | cs | TRUE
91 | LV_2616-1_0_10_line_91 |  | 79 | 83 | 0.017852 | 0.125 | 0.08 | 261 | 0 | 0.364 | 1 | 1 | cs | TRUE
92 | LV_2616-1_0_10_line_92 |  | 80 | 84 | 0.0041762 | 0.125 | 0.08 | 261 | 0 | 0.364 | 1 | 1 | cs | TRUE
93 | LV_2616-1_0_10_line_93 |  | 82 | 242 | 0.012595 | 0.125 | 0.08 | 261 | 0 | 0.364 | 1 | 1 | cs | TRUE
94 | LV_2616-1_0_10_line_94 |  | 83 | 243 | 0.009377 | 0.125 | 0.08 | 261 | 0 | 0.364 | 1 | 1 | cs | TRUE
95 | LV_2616-1_0_10_line_95 |  | 83 | 116 | 0.036042 | 0.125 | 0.08 | 261 | 0 | 0.364 | 1 | 1 | cs | TRUE
96 | LV_2616-1_0_10_line_96 |  | 84 | 153 | 0.020669 | 0.125 | 0.08 | 261 | 0 | 0.364 | 1 | 1 | cs | TRUE
97 | LV_2616-1_0_10_line_97 |  | 85 | 86 | 0.024747 | 0.125 | 0.08 | 261 | 0 | 0.364 | 1 | 1 | cs | TRUE
98 | LV_2616-1_0_10_line_98 |  | 85 | 87 | 0.019755 | 0.125 | 0.08 | 261 | 0 | 0.364 | 1 | 1 | cs | TRUE
99 | LV_2616-1_0_10_line_99 |  | 86 | 88 | 0.0081266 | 0.125 | 0.08 | 261 | 0 | 0.364 | 1 | 1 | cs | TRUE
100 | LV_2616-1_0_10_line_100 |  | 87 | 89 | 0.011943 | 0.125 | 0.08 | 261 | 0 | 0.364 | 1 | 1 | cs | TRUE
101 | LV_2616-1_0_10_line_101 |  | 88 | 90 | 0.015543 | 0.125 | 0.08 | 261 | 0 | 0.364 | 1 | 1 | cs | TRUE
102 | LV_2616-1_0_10_line_102 |  | 89 | 91 | 0.01326 | 0.125 | 0.08 | 261 | 0 | 0.364 | 1 | 1 | cs | TRUE
103 | LV_2616-1_0_10_line_103 |  | 90 | 92 | 0.011103 | 0.125 | 0.08 | 261 | 0 | 0.364 | 1 | 1 | cs | TRUE
104 | LV_2616-1_0_10_line_104 |  | 90 | 93 | 0.023873 | 0.125 | 0.08 | 261 | 0 | 0.364 | 1 | 1 | cs | TRUE
105 | LV_2616-1_0_10_line_105 |  | 92 | 190 | 0.036066 | 0.125 | 0.08 | 261 | 0 | 0.364 | 1 | 1 | cs | TRUE
106 | LV_2616-1_0_10_line_106 |  | 92 | 187 | 0.032669 | 0.125 | 0.08 | 261 | 0 | 0.364 | 1 | 1 | cs | TRUE
107 | LV_2616-1_0_10_line_107 |  | 93 | 97 | 0.0053944 | 0.125 | 0.08 | 261 | 0 | 0.364 | 1 | 1 | cs | TRUE
108 | LV_2616-1_0_10_line_108 |  | 94 | 95 | 0.014601 | 0.125 | 0.08 | 261 | 0 | 0.364 | 1 | 1 | cs | TRUE
109 | LV_2616-1_0_10_line_109 |  | 95 | 96 | 0.010399 | 0.125 | 0.08 | 261 | 0 | 0.364 | 1 | 1 | cs | TRUE
110 | LV_2616-1_0_10_line_110 |  | 95 | 97 | 0.051881 | 0.125 | 0.08 | 261 | 0 | 0.364 | 1 | 1 | cs | TRUE
111 | LV_2616-1_0_10_line_111 |  | 96 | 129 | 0.00020887 | 0.125 | 0.08 | 261 | 0 | 0.364 | 1 | 1 | cs | TRUE
112 | LV_2616-1_0_10_line_112 |  | 97 | 124 | 0.011912 | 0.125 | 0.08 | 261 | 0 | 0.364 | 1 | 1 | cs | TRUE
113 | LV_2616-1_0_10_line_113 |  | 98 | 270 | 0.0019547 | 0.125 | 0.08 | 261 | 0 | 0.364 | 1 | 1 | cs | TRUE
114 | LV_2616-1_0_10_line_114 |  | 99 | 100 | 0.026977 | 0.125 | 0.08 | 261 | 0 | 0.364 | 1 | 5 | cs | TRUE
115 | LV_2616-1_0_10_line_115 |  | 99 | 101 | 0.0013436 | 0.125 | 0.08 | 261 | 0 | 0.364 | 1 | 2 | cs | TRUE
116 | LV_2616-1_0_10_line_116 |  | 100 | 102 | 0.011417 | 0.125 | 0.08 | 261 | 0 | 0.364 | 1 | 5 | cs | TRUE
117 | LV_2616-1_0_10_line_117 |  | 101 | 103 | 0.0072623 | 0.125 | 0.08 | 261 | 0 | 0.364 | 1 | 1 | cs | TRUE
118 | LV_2616-1_0_10_line_118 |  | 102 | 104 | 0.0091918 | 0.125 | 0.08 | 261 | 0 | 0.364 | 1 | 5 | cs | TRUE
119 | LV_2616-1_0_10_line_119 |  | 103 | 105 | 0.0077799 | 0.125 | 0.08 | 261 | 0 | 0.364 | 1 | 1 | cs | TRUE
120 | LV_2616-1_0_10_line_120 |  | 104 | 106 | 0.038328 | 0.125 | 0.08 | 261 | 0 | 0.364 | 1 | 5 | cs | TRUE
121 | LV_2616-1_0_10_line_121 |  | 104 | 107 | 0.024573 | 0.125 | 0.08 | 261 | 0 | 0.364 | 1 | 1 | cs | TRUE
122 | LV_2616-1_0_10_line_122 |  | 105 | 108 | 0.028198 | 0.125 | 0.08 | 261 | 0 | 0.364 | 1 | 1 | cs | TRUE
123 | LV_2616-1_0_10_line_123 |  | 106 | 203 | 0.015717 | 0.125 | 0.08 | 261 | 0 | 0.364 | 1 | 5 | cs | TRUE
124 | LV_2616-1_0_10_line_124 |  | 107 | 227 | 0.033876 | 0.125 | 0.08 | 261 | 0 | 0.364 | 1 | 1 | cs | TRUE
125 | LV_2616-1_0_10_line_125 |  | 108 | 111 | 0.038901 | 0.125 | 0.08 | 261 | 0 | 0.364 | 1 | 1 | cs | TRUE
126 | LV_2616-1_0_10_line_126 |  | 108 | 112 | 0.018001 | 0.125 | 0.08 | 261 | 0 | 0.364 | 1 | 1 | cs | TRUE
127 | LV_2616-1_0_10_line_127 |  | 108 | 109 | 0.01429 | 0.125 | 0.08 | 261 | 0 | 0.364 | 1 | 1 | cs | TRUE
128 | LV_2616-1_0_10_line_128 |  | 109 | 110 | 0.011791 | 0.125 | 0.08 | 261 | 0 | 0.364 | 1 | 1 | cs | TRUE
129 | LV_2616-1_0_10_line_129 |  | 110 | 113 | 0.014031 | 0.125 | 0.08 | 261 | 0 | 0.364 | 1 | 1 | cs | TRUE
130 | LV_2616-1_0_10_line_130 |  | 110 | 114 | 0.01428 | 0.125 | 0.08 | 261 | 0 | 0.364 | 1 | 1 | cs | TRUE
131 | LV_2616-1_0_10_line_131 |  | 111 | 115 | 0.036279 | 0.125 | 0.08 | 261 | 0 | 0.364 | 1 | 1 | cs | TRUE
132 | LV_2616-1_0_10_line_132 |  | 112 | 116 | 0.025027 | 0.125 | 0.08 | 261 | 0 | 0.364 | 1 | 1 | cs | TRUE
133 | LV_2616-1_0_10_line_133 |  | 113 | 117 | 0.019468 | 0.125 | 0.08 | 261 | 0 | 0.364 | 1 | 1 | cs | TRUE
134 | LV_2616-1_0_10_line_134 |  | 113 | 118 | 0.036456 | 0.125 | 0.08 | 261 | 0 | 0.364 | 1 | 1 | cs | TRUE
135 | LV_2616-1_0_10_line_135 |  | 114 | 119 | 0.042749 | 0.125 | 0.08 | 261 | 0 | 0.364 | 1 | 1 | cs | TRUE
136 | LV_2616-1_0_10_line_136 |  | 115 | 120 | 0.023242 | 0.125 | 0.08 | 261 | 0 | 0.364 | 1 | 1 | cs | TRUE
137 | LV_2616-1_0_10_line_137 |  | 116 | 121 | 0.010538 | 0.125 | 0.08 | 261 | 0 | 0.364 | 1 | 1 | cs | TRUE
138 | LV_2616-1_0_10_line_138 |  | 118 | 122 | 0.0017172 | 0.125 | 0.08 | 261 | 0 | 0.364 | 1 | 1 | cs | TRUE
139 | LV_2616-1_0_10_line_139 |  | 119 | 123 | 0.018908 | 0.125 | 0.08 | 261 | 0 | 0.364 | 1 | 1 | cs | TRUE
140 | LV_2616-1_0_10_line_140 |  | 120 | 217 | 0.048616 | 0.125 | 0.08 | 261 | 0 | 0.364 | 1 | 1 | cs | TRUE
141 | LV_2616-1_0_10_line_141 |  | 121 | 257 | 0.031197 | 0.125 | 0.08 | 261 | 0 | 0.364 | 1 | 1 | cs | TRUE
142 | LV_2616-1_0_10_line_142 |  | 122 | 258 | 0.02302 | 0.125 | 0.08 | 261 | 0 | 0.364 | 1 | 1 | cs | TRUE
143 | LV_2616-1_0_10_line_143 |  | 123 | 214 | 0.0003635 | 0.125 | 0.08 | 261 | 0 | 0.364 | 1 | 1 | cs | TRUE
144 | LV_2616-1_0_10_line_144 |  | 124 | 125 | 0.0042552 | 0.125 | 0.08 | 261 | 0 | 0.364 | 1 | 1 | cs | TRUE
145 | LV_2616-1_0_10_line_145 |  | 125 | 126 | 0.012822 | 0.125 | 0.08 | 261 | 0 | 0.364 | 1 | 1 | cs | TRUE
146 | LV_2616-1_0_10_line_146 |  | 126 | 127 | 0.015149 | 0.125 | 0.08 | 261 | 0 | 0.364 | 1 | 1 | cs | TRUE
147 | LV_2616-1_0_10_line_147 |  | 127 | 128 | 0.016959 | 0.125 | 0.08 | 261 | 0 | 0.364 | 1 | 1 | cs | TRUE
148 | LV_2616-1_0_10_line_148 |  | 129 | 264 | 0.023021 | 0.125 | 0.08 | 261 | 0 | 0.364 | 1 | 1 | cs | TRUE
149 | LV_2616-1_0_10_line_149 |  | 130 | 131 | 0.013864 | 0.125 | 0.08 | 261 | 0 | 0.364 | 1 | 1 | cs | TRUE
150 | LV_2616-1_0_10_line_150 |  | 130 | 132 | 0.013239 | 0.125 | 0.08 | 261 | 0 | 0.364 | 1 | 1 | cs | TRUE
151 | LV_2616-1_0_10_line_151 |  | 132 | 133 | 0.0054913 | 0.125 | 0.08 | 261 | 0 | 0.364 | 1 | 1 | cs | TRUE
152 | LV_2616-1_0_10_line_152 |  | 133 | 134 | 0.034228 | 0.125 | 0.08 | 261 | 0 | 0.364 | 1 | 1 | cs | TRUE
153 | LV_2616-1_0_10_line_153 |  | 135 | 136 | 0.014206 | 0.125 | 0.08 | 261 | 0 | 0.364 | 1 | 1 | cs | TRUE
154 | LV_2616-1_0_10_line_154 |  | 135 | 137 | 0.004762 | 0.125 | 0.08 | 261 | 0 | 0.364 | 1 | 1 | cs | TRUE
155 | LV_2616-1_0_10_line_155 |  | 137 | 138 | 0.017537 | 0.125 | 0.08 | 261 | 0 | 0.364 | 1 | 1 | cs | TRUE
156 | LV_2616-1_0_10_line_156 |  | 138 | 139 | 0.00086588 | 0.125 | 0.08 | 261 | 0 | 0.364 | 1 | 1 | cs | TRUE
157 | LV_2616-1_0_10_line_157 |  | 139 | 140 | 0.0076155 | 0.125 | 0.08 | 261 | 0 | 0.364 | 1 | 1 | cs | TRUE
158 | LV_2616-1_0_10_line_158 |  | 140 | 236 | 0.019142 | 0.125 | 0.08 | 261 | 0 | 0.364 | 1 | 1 | cs | TRUE
159 | LV_2616-1_0_10_line_159 |  | 141 | 235 | 0.01893 | 0.125 | 0.08 | 261 | 0 | 0.364 | 1 | 5 | cs | TRUE
160 | LV_2616-1_0_10_line_160 |  | 142 | 143 | 0.0032907 | 0.125 | 0.08 | 261 | 0 | 0.364 | 1 | 5 | cs | TRUE
161 | LV_2616-1_0_10_line_161 |  | 142 | 144 | 0.0068082 | 0.125 | 0.08 | 261 | 0 | 0.364 | 1 | 5 | cs | TRUE
162 | LV_2616-1_0_10_line_162 |  | 143 | 145 | 0.017871 | 0.125 | 0.08 | 261 | 0 | 0.364 | 1 | 5 | cs | TRUE
163 | LV_2616-1_0_10_line_163 |  | 144 | 146 | 0.0061475 | 0.125 | 0.08 | 261 | 0 | 0.364 | 1 | 5 | cs | TRUE
164 | LV_2616-1_0_10_line_164 |  | 145 | 147 | 0.045031 | 0.125 | 0.08 | 261 | 0 | 0.364 | 1 | 5 | cs | TRUE
165 | LV_2616-1_0_10_line_165 |  | 145 | 148 | 0.022699 | 0.125 | 0.08 | 261 | 0 | 0.364 | 1 | 1 | cs | TRUE
166 | LV_2616-1_0_10_line_166 |  | 147 | 149 | 0.014678 | 0.125 | 0.08 | 261 | 0 | 0.364 | 1 | 5 | cs | TRUE
167 | LV_2616-1_0_10_line_167 |  | 149 | 222 | 0.035752 | 0.125 | 0.08 | 261 | 0 | 0.364 | 1 | 5 | cs | TRUE
168 | LV_2616-1_0_10_line_168 |  | 149 | 219 | 0.0063336 | 0.125 | 0.08 | 261 | 0 | 0.364 | 1 | 1 | cs | TRUE
169 | LV_2616-1_0_10_line_169 |  | 150 | 152 | 0.00031073 | 0.125 | 0.08 | 261 | 0 | 0.364 | 1 | 5 | cs | TRUE
170 | LV_2616-1_0_10_line_170 |  | 151 | 168 | 0.0037677 | 0.125 | 0.08 | 261 | 0 | 0.364 | 1 | 5 | cs | TRUE
171 | LV_2616-1_0_10_line_171 |  | 152 | 162 | 0.023134 | 0.125 | 0.08 | 261 | 0 | 0.364 | 1 | 5 | cs | TRUE
172 | LV_2616-1_0_10_line_172 |  | 153 | 154 | 0.0015796 | 0.125 | 0.08 | 261 | 0 | 0.364 | 1 | 1 | cs | TRUE
173 | LV_2616-1_0_10_line_173 |  | 154 | 155 | 0.023787 | 0.125 | 0.08 | 261 | 0 | 0.364 | 1 | 1 | cs | TRUE
174 | LV_2616-1_0_10_line_174 |  | 156 | 157 | 0.011757 | 0.125 | 0.08 | 261 | 0 | 0.364 | 1 | 5 | cs | TRUE
175 | LV_2616-1_0_10_line_175 |  | 156 | 158 | 0.027559 | 0.125 | 0.08 | 261 | 0 | 0.364 | 1 | 5 | cs | TRUE
176 | LV_2616-1_0_10_line_176 |  | 157 | 159 | 0.019023 | 0.125 | 0.08 | 261 | 0 | 0.364 | 1 | 5 | cs | TRUE
177 | LV_2616-1_0_10_line_177 |  | 158 | 160 | 0.03198 | 0.125 | 0.08 | 261 | 0 | 0.364 | 1 | 5 | cs | TRUE
178 | LV_2616-1_0_10_line_178 |  | 159 | 161 | 0.010543 | 0.125 | 0.08 | 261 | 0 | 0.364 | 1 | 5 | cs | TRUE
179 | LV_2616-1_0_10_line_179 |  | 160 | 162 | 0.0090136 | 0.125 | 0.08 | 261 | 0 | 0.364 | 1 | 5 | cs | TRUE
180 | LV_2616-1_0_10_line_180 |  | 161 | 163 | 0.009303 | 0.125 | 0.08 | 261 | 0 | 0.364 | 1 | 5 | cs | TRUE
181 | LV_2616-1_0_10_line_181 |  | 163 | 170 | 0.030459 | 0.125 | 0.08 | 261 | 0 | 0.364 | 1 | 5 | cs | TRUE
182 | LV_2616-1_0_10_line_182 |  | 164 | 165 | 0.018254 | 0.125 | 0.08 | 261 | 0 | 0.364 | 1 | 2 | cs | TRUE
183 | LV_2616-1_0_10_line_183 |  | 164 | 166 | 0.0081419 | 0.125 | 0.08 | 261 | 0 | 0.364 | 1 | 1 | cs | TRUE
184 | LV_2616-1_0_10_line_184 |  | 165 | 167 | 0.011816 | 0.125 | 0.08 | 261 | 0 | 0.364 | 1 | 5 | cs | TRUE
185 | LV_2616-1_0_10_line_185 |  | 167 | 168 | 0.026109 | 0.125 | 0.08 | 261 | 0 | 0.364 | 1 | 5 | cs | TRUE
186 | LV_2616-1_0_10_line_186 |  | 169 | 170 | 0.04966 | 0.125 | 0.08 | 261 | 0 | 0.364 | 1 | 1 | cs | TRUE
187 | LV_2616-1_0_10_line_187 |  | 170 | 171 | 0.022024 | 0.125 | 0.08 | 261 | 0 | 0.364 | 1 | 5 | cs | TRUE
188 | LV_2616-1_0_10_line_188 |  | 171 | 172 | 0.040772 | 0.125 | 0.08 | 261 | 0 | 0.364 | 1 | 5 | cs | TRUE
189 | LV_2616-1_0_10_line_189 |  | 172 | 191 | 0.049452 | 0.125 | 0.08 | 261 | 0 | 0.364 | 1 | 5 | cs | TRUE
190 | LV_2616-1_0_10_line_190 |  | 173 | 174 | 0.013522 | 0.125 | 0.08 | 261 | 0 | 0.364 | 1 | 1 | cs | TRUE
191 | LV_2616-1_0_10_line_191 |  | 173 | 175 | 0.019357 | 0.125 | 0.08 | 261 | 0 | 0.364 | 1 | 1 | cs | TRUE
192 | LV_2616-1_0_10_line_192 |  | 174 | 176 | 0.0077765 | 0.125 | 0.08 | 261 | 0 | 0.364 | 1 | 1 | cs | TRUE
193 | LV_2616-1_0_10_line_193 |  | 175 | 177 | 0.018866 | 0.125 | 0.08 | 261 | 0 | 0.364 | 1 | 1 | cs | TRUE
194 | LV_2616-1_0_10_line_194 |  | 175 | 178 | 0.0043695 | 0.125 | 0.08 | 261 | 0 | 0.364 | 1 | 1 | cs | TRUE
195 | LV_2616-1_0_10_line_195 |  | 176 | 179 | 0.014564 | 0.125 | 0.08 | 261 | 0 | 0.364 | 1 | 1 | cs | TRUE
196 | LV_2616-1_0_10_line_196 |  | 177 | 180 | 0.0032289 | 0.125 | 0.08 | 261 | 0 | 0.364 | 1 | 1 | cs | TRUE
197 | LV_2616-1_0_10_line_197 |  | 178 | 181 | 0.039468 | 0.125 | 0.08 | 261 | 0 | 0.364 | 1 | 1 | cs | TRUE
198 | LV_2616-1_0_10_line_198 |  | 179 | 182 | 0.021716 | 0.125 | 0.08 | 261 | 0 | 0.364 | 1 | 1 | cs | TRUE
199 | LV_2616-1_0_10_line_199 |  | 180 | 183 | 0.048473 | 0.125 | 0.08 | 261 | 0 | 0.364 | 1 | 1 | cs | TRUE
200 | LV_2616-1_0_10_line_200 |  | 182 | 271 | 0.030925 | 0.125 | 0.08 | 261 | 0 | 0.364 | 1 | 1 | cs | TRUE
201 | LV_2616-1_0_10_line_201 |  | 183 | 217 | 0.005699 | 0.125 | 0.08 | 261 | 0 | 0.364 | 1 | 1 | cs | TRUE
202 | LV_2616-1_0_10_line_202 |  | 184 | 185 | 0.03382 | 0.125 | 0.08 | 261 | 0 | 0.364 | 1 | 1 | cs | TRUE
203 | LV_2616-1_0_10_line_203 |  | 184 | 186 | 0.0058193 | 0.125 | 0.08 | 261 | 0 | 0.364 | 1 | 1 | cs | TRUE
204 | LV_2616-1_0_10_line_204 |  | 184 | 187 | 0.019795 | 0.125 | 0.08 | 261 | 0 | 0.364 | 1 | 1 | cs | TRUE
205 | LV_2616-1_0_10_line_205 |  | 185 | 188 | 0.006987 | 0.125 | 0.08 | 261 | 0 | 0.364 | 1 | 1 | cs | TRUE
206 | LV_2616-1_0_10_line_206 |  | 186 | 189 | 0.024196 | 0.125 | 0.08 | 261 | 0 | 0.364 | 1 | 1 | cs | TRUE
207 | LV_2616-1_0_10_line_207 |  | 190 | 262 | 0.053862 | 0.125 | 0.08 | 261 | 0 | 0.364 | 1 | 1 | cs | TRUE
208 | LV_2616-1_0_10_line_208 |  | 192 | 193 | 0.023606 | 0.125 | 0.08 | 261 | 0 | 0.364 | 1 | 5 | cs | TRUE
209 | LV_2616-1_0_10_line_209 |  | 192 | 194 | 0.011205 | 0.125 | 0.08 | 261 | 0 | 0.364 | 1 | 5 | cs | TRUE
210 | LV_2616-1_0_10_line_210 |  | 193 | 195 | 0.026126 | 0.125 | 0.08 | 261 | 0 | 0.364 | 1 | 5 | cs | TRUE
211 | LV_2616-1_0_10_line_211 |  | 194 | 199 | 0.031763 | 0.125 | 0.08 | 261 | 0 | 0.364 | 1 | 5 | cs | TRUE
212 | LV_2616-1_0_10_line_212 |  | 195 | 204 | 0.021643 | 0.125 | 0.08 | 261 | 0 | 0.364 | 1 | 5 | cs | TRUE
213 | LV_2616-1_0_10_line_213 |  | 196 | 197 | 0.015351 | 0.125 | 0.08 | 261 | 0 | 0.364 | 1 | 1 | cs | TRUE
214 | LV_2616-1_0_10_line_214 |  | 196 | 198 | 0.019683 | 0.125 | 0.08 | 261 | 0 | 0.364 | 1 | 1 | cs | TRUE
215 | LV_2616-1_0_10_line_215 |  | 198 | 250 | 0.0042602 | 0.125 | 0.08 | 261 | 0 | 0.364 | 1 | 1 | cs | TRUE
216 | LV_2616-1_0_10_line_216 |  | 199 | 205 | 0.038748 | 0.125 | 0.08 | 261 | 0 | 0.364 | 1 | 5 | cs | TRUE
217 | LV_2616-1_0_10_line_217 |  | 200 | 201 | 0.020696 | 0.125 | 0.08 | 261 | 0 | 0.364 | 1 | 1 | cs | TRUE
218 | LV_2616-1_0_10_line_218 |  | 201 | 202 | 0.011105 | 0.125 | 0.08 | 261 | 0 | 0.364 | 1 | 1 | cs | TRUE
219 | LV_2616-1_0_10_line_219 |  | 202 | 203 | 0.022349 | 0.125 | 0.08 | 261 | 0 | 0.364 | 1 | 1 | cs | TRUE
220 | LV_2616-1_0_10_line_220 |  | 203 | 204 | 0.027693 | 0.125 | 0.08 | 261 | 0 | 0.364 | 1 | 5 | cs | TRUE
221 | LV_2616-1_0_10_line_221 |  | 206 | 207 | 0.020665 | 0.125 | 0.08 | 261 | 0 | 0.364 | 1 | 1 | cs | TRUE
222 | LV_2616-1_0_10_line_222 |  | 206 | 208 | 0.008645 | 0.125 | 0.08 | 261 | 0 | 0.364 | 1 | 1 | cs | TRUE
223 | LV_2616-1_0_10_line_223 |  | 207 | 209 | 0.032777 | 0.125 | 0.08 | 261 | 0 | 0.364 | 1 | 1 | cs | TRUE
224 | LV_2616-1_0_10_line_224 |  | 208 | 210 | 0.0071731 | 0.125 | 0.08 | 261 | 0 | 0.364 | 1 | 1 | cs | TRUE
225 | LV_2616-1_0_10_line_225 |  | 209 | 211 | 0.012103 | 0.125 | 0.08 | 261 | 0 | 0.364 | 1 | 1 | cs | TRUE
226 | LV_2616-1_0_10_line_226 |  | 209 | 212 | 0.011098 | 0.125 | 0.08 | 261 | 0 | 0.364 | 1 | 1 | cs | TRUE
227 | LV_2616-1_0_10_line_227 |  | 209 | 213 | 0.015414 | 0.125 | 0.08 | 261 | 0 | 0.364 | 1 | 1 | cs | TRUE
228 | LV_2616-1_0_10_line_228 |  | 210 | 214 | 0.01862 | 0.125 | 0.08 | 261 | 0 | 0.364 | 1 | 1 | cs | TRUE
229 | LV_2616-1_0_10_line_229 |  | 211 | 215 | 0.0015319 | 0.125 | 0.08 | 261 | 0 | 0.364 | 1 | 1 | cs | TRUE
230 | LV_2616-1_0_10_line_230 |  | 213 | 216 | 0.02271 | 0.125 | 0.08 | 261 | 0 | 0.364 | 1 | 1 | cs | TRUE
231 | LV_2616-1_0_10_line_231 |  | 215 | 250 | 0.024653 | 0.125 | 0.08 | 261 | 0 | 0.364 | 1 | 1 | cs | TRUE
232 | LV_2616-1_0_10_line_232 |  | 218 | 228 | 0.024733 | 0.125 | 0.08 | 261 | 0 | 0.364 | 1 | 5 | cs | TRUE
233 | LV_2616-1_0_10_line_233 |  | 219 | 220 | 0.015423 | 0.125 | 0.08 | 261 | 0 | 0.364 | 1 | 1 | cs | TRUE
234 | LV_2616-1_0_10_line_234 |  | 220 | 221 | 0.02612 | 0.125 | 0.08 | 261 | 0 | 0.364 | 1 | 1 | cs | TRUE
235 | LV_2616-1_0_10_line_235 |  | 221 | 223 | 0.020633 | 0.125 | 0.08 | 261 | 0 | 0.364 | 1 | 1 | cs | TRUE
236 | LV_2616-1_0_10_line_236 |  | 222 | 224 | 0.025809 | 0.125 | 0.08 | 261 | 0 | 0.364 | 1 | 5 | cs | TRUE
237 | LV_2616-1_0_10_line_237 |  | 223 | 225 | 0.039066 | 0.125 | 0.08 | 261 | 0 | 0.364 | 1 | 1 | cs | TRUE
238 | LV_2616-1_0_10_line_238 |  | 224 | 226 | 0.0057062 | 0.125 | 0.08 | 261 | 0 | 0.364 | 1 | 5 | cs | TRUE
239 | LV_2616-1_0_10_line_239 |  | 225 | 241 | 0.028823 | 0.125 | 0.08 | 261 | 0 | 0.364 | 1 | 1 | cs | TRUE
240 | LV_2616-1_0_10_line_240 |  | 226 | 230 | 0.032566 | 0.125 | 0.08 | 261 | 0 | 0.364 | 1 | 5 | cs | TRUE
241 | LV_2616-1_0_10_line_241 |  | 228 | 229 | 0.016381 | 0.125 | 0.08 | 261 | 0 | 0.364 | 1 | 5 | cs | TRUE
242 | LV_2616-1_0_10_line_242 |  | 229 | 253 | 0.037991 | 0.125 | 0.08 | 261 | 0 | 0.364 | 1 | 5 | cs | TRUE
243 | LV_2616-1_0_10_line_243 |  | 229 | 251 | 0.022839 | 0.125 | 0.08 | 261 | 0 | 0.364 | 1 | 1 | cs | TRUE
244 | LV_2616-1_0_10_line_244 |  | 230 | 231 | 0.014047 | 0.125 | 0.08 | 261 | 0 | 0.364 | 1 | 1 | cs | TRUE
245 | LV_2616-1_0_10_line_245 |  | 230 | 232 | 0.0064169 | 0.125 | 0.08 | 261 | 0 | 0.364 | 1 | 5 | cs | TRUE
246 | LV_2616-1_0_10_line_246 |  | 231 | 233 | 0.015378 | 0.125 | 0.08 | 261 | 0 | 0.364 | 1 | 1 | cs | TRUE
247 | LV_2616-1_0_10_line_247 |  | 232 | 234 | 0.020904 | 0.125 | 0.08 | 261 | 0 | 0.364 | 1 | 5 | cs | TRUE
248 | LV_2616-1_0_10_line_248 |  | 234 | 235 | 0.011615 | 0.125 | 0.08 | 261 | 0 | 0.364 | 1 | 5 | cs | TRUE
249 | LV_2616-1_0_10_line_249 |  | 236 | 237 | 0.010973 | 0.125 | 0.08 | 261 | 0 | 0.364 | 1 | 1 | cs | TRUE
250 | LV_2616-1_0_10_line_250 |  | 237 | 238 | 0.009261 | 0.125 | 0.08 | 261 | 0 | 0.364 | 1 | 1 | cs | TRUE
251 | LV_2616-1_0_10_line_251 |  | 238 | 239 | 0.00024785 | 0.125 | 0.08 | 261 | 0 | 0.364 | 1 | 1 | cs | TRUE
252 | LV_2616-1_0_10_line_252 |  | 239 | 240 | 0.023829 | 0.125 | 0.08 | 261 | 0 | 0.364 | 1 | 1 | cs | TRUE
253 | LV_2616-1_0_10_line_253 |  | 240 | 264 | 0.0056315 | 0.125 | 0.08 | 261 | 0 | 0.364 | 1 | 1 | cs | TRUE
254 | LV_2616-1_0_10_line_254 |  | 241 | 274 | 0.038631 | 0.125 | 0.08 | 261 | 0 | 0.364 | 1 | 1 | cs | TRUE
255 | LV_2616-1_0_10_line_255 |  | 243 | 244 | 0.019092 | 0.125 | 0.08 | 261 | 0 | 0.364 | 1 | 1 | cs | TRUE
256 | LV_2616-1_0_10_line_256 |  | 244 | 263 | 0.024325 | 0.125 | 0.08 | 261 | 0 | 0.364 | 1 | 1 | cs | TRUE
257 | LV_2616-1_0_10_line_257 |  | 245 | 246 | 0.030605 | 0.125 | 0.08 | 261 | 0 | 0.364 | 1 | 1 | cs | TRUE
258 | LV_2616-1_0_10_line_258 |  | 246 | 247 | 0.0147 | 0.125 | 0.08 | 261 | 0 | 0.364 | 1 | 1 | cs | TRUE
259 | LV_2616-1_0_10_line_259 |  | 247 | 261 | 0.015601 | 0.125 | 0.08 | 261 | 0 | 0.364 | 1 | 1 | cs | TRUE
260 | LV_2616-1_0_10_line_260 |  | 248 | 249 | 0.023937 | 0.125 | 0.08 | 261 | 0 | 0.364 | 1 | 1 | cs | TRUE
261 | LV_2616-1_0_10_line_261 |  | 249 | 275 | 0.022847 | 0.125 | 0.08 | 261 | 0 | 0.364 | 1 | 1 | cs | TRUE
262 | LV_2616-1_0_10_line_262 |  | 251 | 252 | 0.031761 | 0.125 | 0.08 | 261 | 0 | 0.364 | 1 | 1 | cs | TRUE
263 | LV_2616-1_0_10_line_263 |  | 253 | 254 | 0.033228 | 0.125 | 0.08 | 261 | 0 | 0.364 | 1 | 5 | cs | TRUE
264 | LV_2616-1_0_10_line_264 |  | 254 | 255 | 0.026876 | 0.125 | 0.08 | 261 | 0 | 0.364 | 1 | 5 | cs | TRUE
265 | LV_2616-1_0_10_line_265 |  | 255 | 256 | 0.0069428 | 0.125 | 0.08 | 261 | 0 | 0.364 | 1 | 5 | cs | TRUE
266 | LV_2616-1_0_10_line_266 |  | 258 | 259 | 0.0027166 | 0.125 | 0.08 | 261 | 0 | 0.364 | 1 | 1 | cs | TRUE
267 | LV_2616-1_0_10_line_267 |  | 259 | 260 | 0.011202 | 0.125 | 0.08 | 261 | 0 | 0.364 | 1 | 1 | cs | TRUE
268 | LV_2616-1_0_10_line_268 |  | 265 | 266 | 0.0098752 | 0.125 | 0.08 | 261 | 0 | 0.364 | 1 | 1 | cs | TRUE
269 | LV_2616-1_0_10_line_269 |  | 265 | 267 | 0.01616 | 0.125 | 0.08 | 261 | 0 | 0.364 | 1 | 1 | cs | TRUE
270 | LV_2616-1_0_10_line_270 |  | 266 | 268 | 0.01754 | 0.125 | 0.08 | 261 | 0 | 0.364 | 1 | 1 | cs | TRUE
271 | LV_2616-1_0_10_line_271 |  | 267 | 269 | 0.0088643 | 0.125 | 0.08 | 261 | 0 | 0.364 | 1 | 1 | cs | TRUE
272 | LV_2616-1_0_10_line_272 |  | 268 | 270 | 0.013381 | 0.125 | 0.08 | 261 | 0 | 0.364 | 1 | 1 | cs | TRUE
273 | LV_2616-1_0_10_line_273 |  | 271 | 272 | 0.014409 | 0.125 | 0.08 | 261 | 0 | 0.364 | 1 | 1 | cs | TRUE
274 | LV_2616-1_0_10_line_274 |  | 272 | 273 | 0.028546 | 0.125 | 0.08 | 261 | 0 | 0.364 | 1 | 1 | cs | TRUE

## trafo
| name | std_type | hv_bus | lv_bus | sn_mva | vn_hv_kv | vn_lv_kv | vk_percent | vkr_percent | pfe_kw | i0_percent | shift_degree | tap_side | tap_neutral | tap_min | tap_max | tap_step_percent | tap_step_degree | tap_pos | tap_phase_shifter | parallel | df | in_service
0 | LV_2616-1_0_10_trafo_229 | 0.63 MVA 20/0.4 kV | 276 | 194 | 0.63 | 20 | 0.4 | 6 | 1.206 | 1.65 | 0.2619 | 150 | hv | 0 | -2 | 2 | 2.5 | 0 | 0 | FALSE | 1 | 1 | TRUE

## line_geodata
| x0 | y0 | x1 | y1 | x2 | y2 | x3 | y3 | x4 | y4 | x5 | y5 | x6 | y6 | x7 | y7
0 | 2610592.534 | 1249861.9636 | 2610593.3033 | 1249863.3961 | 2610597.8124 | 1249873.3548
1 | 2610592.534 | 1249861.9636 | 2610587.878 | 1249853.293
2 | 2610597.8124 | 1249873.3548 | 2610606.2053 | 1249891.8911
3 | 2610578.5372 | 1249836.1543 | 2610580.2037 | 1249839.0015 | 2610587.878 | 1249853.293
4 | 2610606.2053 | 1249891.8911 | 2610606.8007 | 1249893.2061 | 2610614.0222 | 1249907.706
5 | 2610566.0995 | 1249814.9054 | 2610578.5372 | 1249836.1543
6 | 2610614.0222 | 1249907.706 | 2610619.3529 | 1249918.4094
7 | 2610566.0995 | 1249814.9054 | 2610563.4977 | 1249810.8032
8 | 2610566.0995 | 1249814.9054 | 2610561.7977 | 1249818.5001 | 2610559.682 | 1249821.0537
9 | 2610626.9831 | 1249933.4082 | 2610619.498 | 1249918.7007 | 2610619.3529 | 1249918.4094
10 | 2610563.4977 | 1249810.8032 | 2610560.1975 | 1249805.6 | 2610549.802 | 1249788.8041 | 2610544.1678 | 1249779.8118
11 | 2610614.7336 | 1249627.2544 | 2610618.3231 | 1249635.3297
12 | 2610606.2436 | 1249608.1541 | 2610614.7336 | 1249627.2544
13 | 2610618.3231 | 1249635.3297 | 2610619.5977 | 1249638.1973 | 2610621.9436 | 1249643.2495
14 | 2610606.2436 | 1249608.1541 | 2610584.1214 | 1249619.077
15 | 2610606.2436 | 1249608.1541 | 2610603.3576 | 1249601.6596
16 | 2610625.0264 | 1249649.8889 | 2610621.9436 | 1249643.2495
17 | 2610584.1214 | 1249619.077 | 2610579.7901 | 1249621.2155 | 2610561.5752 | 1249637.3715 | 2610558.1743 | 1249644.1334
18 | 2610598.3891 | 1249590.8565 | 2610600.7997 | 1249595.9031 | 2610603.3576 | 1249601.6596
19 | 2610631.5003 | 1249663.8314 | 2610625.0264 | 1249649.8889
20 | 2610557.8672 | 1249654.8954 | 2610557.2251 | 1249651.0949 | 2610557.6811 | 1249645.114 | 2610558.1743 | 1249644.1334
21 | 2610598.3891 | 1249590.8565 | 2610592.9627 | 1249579.4961
22 | 2610631.5003 | 1249663.8314 | 2610635.7122 | 1249672.9026
23 | 2610573.155 | 1249690.0944 | 2610558.4578 | 1249658.3906 | 2610557.8672 | 1249654.8954
24 | 2610581.8011 | 1249560.1018 | 2610585.7042 | 1249564.3004 | 2610592.9627 | 1249579.4961
25 | 2610897.2775 | 1249403.3688 | 2610894.3005 | 1249395.6615
26 | 2610897.2775 | 1249403.3688 | 2610897.531 | 1249404.0252 | 2610903.8061 | 1249420.5091
27 | 2610889.0477 | 1249382.0622 | 2610894.3005 | 1249395.6615
28 | 2610909.2407 | 1249434.7853 | 2610903.8061 | 1249420.5091
29 | 2610889.0477 | 1249382.0622 | 2610884.8 | 1249383.8316
30 | 2610889.0477 | 1249382.0622 | 2610903.9663 | 1249376.0026
31 | 2610909.2407 | 1249434.7853 | 2610913.685 | 1249446.4599 | 2610914.6453 | 1249449.7305 | 2610916.5216 | 1249456.1822
32 | 2610865.0559 | 1249393.0063 | 2610874.2996 | 1249388.2059 | 2610884.8 | 1249383.8316
33 | 2610921.2029 | 1249369.0014 | 2610921.2029 | 1249369.0014 | 2610903.9663 | 1249376.0026
34 | 2610916.5216 | 1249456.1822 | 2610923.7551 | 1249481.0555
35 | 2610865.0559 | 1249393.0063 | 2610853.9038 | 1249398.7978 | 2610848.6616 | 1249401.6224
36 | 2610921.2029 | 1249369.0014 | 2610926.6563 | 1249365.8479
37 | 2610923.7551 | 1249481.0555 | 2610929.8052 | 1249501.8591
38 | 2610626.9831 | 1249933.4082 | 2610630.7969 | 1249940.9019 | 2610632.4101 | 1249944.1529
39 | 2610637.444 | 1249954.7336 | 2610636.7993 | 1249952.9982 | 2610632.4101 | 1249944.1529
40 | 2610641.7609 | 1249973.1909 | 2610639.3988 | 1249959.9963 | 2610637.444 | 1249954.7336
41 | 2610707.8133 | 1249448.5018 | 2610703.002 | 1249436.7051 | 2610699.8024 | 1249431.6961
42 | 2610689.3143 | 1249420.0142 | 2610691.704 | 1249421.9975 | 2610699.8024 | 1249431.6961 | 2610699.8024 | 1249431.6961
43 | 2610712.2015 | 1249463.8058 | 2610708.0981 | 1249449.2001 | 2610707.8133 | 1249448.5018
44 | 2610689.3143 | 1249420.0142 | 2610683.352 | 1249428.3098
45 | 2610689.3143 | 1249420.0142 | 2610690.351 | 1249418.2837
46 | 2610724.3996 | 1249506.7999 | 2610712.2015 | 1249463.8058
47 | 2610712.2015 | 1249463.8058 | 2610725.1096 | 1249460.5157 | 2610728.3937 | 1249459.2886
48 | 2610683.352 | 1249428.3098 | 2610681.4053 | 1249431.0182 | 2610672.8297 | 1249442.623
49 | 2610724.3996 | 1249506.7999 | 2610718.4995 | 1249509.0018 | 2610704.3998 | 1249515.9032 | 2610701.2432 | 1249517.6126
50 | 2610724.3996 | 1249506.7999 | 2610726.1791 | 1249512.24
51 | 2610781.6327 | 1249435.6127 | 2610780.518 | 1249438.3235 | 2610778.8102 | 1249439.2321 | 2610775.3932 | 1249441.7276 | 2610728.3937 | 1249459.2886
52 | 2610663.8724 | 1249454.7648 | 2610666.6933 | 1249450.927 | 2610672.8297 | 1249442.623
53 | 2610701.2432 | 1249517.6126 | 2610694.8027 | 1249521.1004 | 2610678.9007 | 1249531.1006 | 2610678.5501 | 1249531.3371
54 | 2610726.1791 | 1249512.24 | 2610734.0544 | 1249536.3074
55 | 2610781.6327 | 1249435.6127 | 2610781.6327 | 1249435.6127 | 2610781.3368 | 1249432.2211 | 2610776.2384 | 1249421.0713 | 2610774.7515 | 1249417.6988
56 | 2610662.1584 | 1249457.0966 | 2610663.8724 | 1249454.7648
57 | 2610756.08 | 1249353.1107 | 2610750.9104 | 1249357.8403 | 2610748.5389 | 1249362.5057 | 2610748.7319 | 1249368.51 | 2610749.8275 | 1249372.2143 | 2610751.7309 | 1249375.909 | 2610762.1255 | 1249393.2946 | 2610764.2433 | 1249396.9774
58 | 2610770.4765 | 1249339.7531 | 2610767.3815 | 1249342.3378 | 2610760.3101 | 1249349.2406 | 2610756.08 | 1249353.1107
59 | 2610756.08 | 1249353.1107 | 2610655.2336 | 1249283.4201
60 | 2610774.7515 | 1249417.6988 | 2610770.1256 | 1249407.2069 | 2610764.2433 | 1249396.9774
61 | 2610770.4765 | 1249339.7531 | 2610772.1904 | 1249338.3217 | 2610778.8138 | 1249337.0328 | 2610788.5982 | 1249337.0283 | 2610801.0705 | 1249336.9175 | 2610808.6749 | 1249335.8093
62 | 2610655.6306 | 1249282.3009 | 2610655.2336 | 1249283.4201
63 | 2610834.4926 | 1249325.7387 | 2610822.2869 | 1249331.8304 | 2610811.9978 | 1249335.3251 | 2610808.6749 | 1249335.8093
64 | 2610834.4926 | 1249325.7387 | 2610834.6947 | 1249325.6378 | 2610838.7671 | 1249324.2084
65 | 2610851.6017 | 1249290.7349 | 2610851.3921 | 1249298.0393 | 2610849.5495 | 1249306.5859 | 2610847.1143 | 1249313.0189 | 2610845.0189 | 1249319.4415 | 2610840.3984 | 1249323.6358 | 2610838.7671 | 1249324.2084
66 | 2610543.3421 | 1249868.6033 | 2610545.9971 | 1249874.197 | 2610551.3776 | 1249884.8389
67 | 2610543.3421 | 1249868.6033 | 2610540.2877 | 1249862.1679
68 | 2610556.3651 | 1249894.7035 | 2610551.3776 | 1249884.8389
69 | 2610535.6031 | 1249852.2978 | 2610540.2877 | 1249862.1679
70 | 2610556.3651 | 1249894.7035 | 2610565.8528 | 1249913.4687
71 | 2610535.6031 | 1249852.2978 | 2610523.9299 | 1249830.8777
72 | 2610565.8528 | 1249913.4687 | 2610569.5847 | 1249920.8499
73 | 2610523.9299 | 1249830.8777 | 2610523.3197 | 1249829.7581
74 | 2610578.7619 | 1249939.0011 | 2610569.5847 | 1249920.8499
75 | 2610511.9809 | 1249808.9516 | 2610523.3197 | 1249829.7581
76 | 2610447.3458 | 1249250.1535 | 2610438.0646 | 1249263.5838
77 | 2610434.6451 | 1249268.5321 | 2610438.0646 | 1249263.5838
78 | 2610447.3458 | 1249250.1535 | 2610447.3458 | 1249250.1535 | 2610450.0437 | 1249248.6795 | 2610453.552 | 1249250.0199 | 2610457.8912 | 1249254.8546
79 | 2610447.3458 | 1249250.1535 | 2610475.1032 | 1249102.5553
80 | 2610434.6451 | 1249268.5321 | 2610425.1834 | 1249282.4912
81 | 2610434.6451 | 1249268.5321 | 2610449.5729 | 1249284.836
82 | 2610464.6133 | 1249262.3444 | 2610457.8912 | 1249254.8546
83 | 2610476.5005 | 1249075.5143 | 2610474.9389 | 1249087.7083 | 2610474.8705 | 1249096.5583 | 2610475.1032 | 1249102.5553
84 | 2610416.7702 | 1249305.6915 | 2610420.9899 | 1249293.1018 | 2610425.1834 | 1249282.4912
85 | 2610449.5729 | 1249284.836 | 2610465.2753 | 1249301.9858
86 | 2610471.3121 | 1249269.8082 | 2610464.6133 | 1249262.3444
87 | 2610476.5005 | 1249075.5143 | 2610453.057 | 1249067.3345 | 2610448.8888 | 1249076.2129
88 | 2610476.5005 | 1249075.5143 | 2610478.8002 | 1249054.5377
89 | 2610448.8888 | 1249076.2129 | 2610440.0155 | 1249095.1138
90 | 2610416.7702 | 1249305.6915 | 2610411.3588 | 1249300.3563 | 2610391.573 | 1249277.5071 | 2610387.3009 | 1249273.3493
91 | 2610414.482 | 1249323.3433 | 2610414.9122 | 1249314.7496 | 2610416.7702 | 1249305.6915
92 | 2610465.2753 | 1249301.9858 | 2610468.0955 | 1249305.0659
93 | 2610378.2751 | 1249264.565 | 2610387.3009 | 1249273.3493
94 | 2610414.482 | 1249323.3433 | 2610418.4676 | 1249323.7172 | 2610422.0512 | 1249327.7217
95 | 2610414.482 | 1249323.3433 | 2610414.3489 | 1249326.0448 | 2610414.8695 | 1249339.2098 | 2610417.3486 | 1249359.2159
96 | 2610482.0534 | 1249320.3105 | 2610468.0955 | 1249305.0659
97 | 2610931.0996 | 1249269.5715 | 2610931.3972 | 1249269 | 2610933.199 | 1249266.3016 | 2610935.4 | 1249264.1042 | 2610938.4993 | 1249261.9974 | 2610943.4024 | 1249260.2052 | 2610951.8488 | 1249257.8095
98 | 2610971.182 | 1249254.1121 | 2610963.7969 | 1249254.7058 | 2610955.3977 | 1249256.8028 | 2610951.8488 | 1249257.8095
99 | 2610929.1621 | 1249277.3902 | 2610930.2001 | 1249271.2993 | 2610931.0996 | 1249269.5715
100 | 2610971.182 | 1249254.1121 | 2610973.8019 | 1249253.9015 | 2610983.1145 | 1249253.7233
101 | 2610914.1005 | 1249281.3985 | 2610924.9624 | 1249278.5166 | 2610929.1621 | 1249277.3902
102 | 2610996.372 | 1249253.4749 | 2610984.4022 | 1249253.6986 | 2610983.1145 | 1249253.7233
103 | 2610914.1005 | 1249281.3985 | 2610906.3509 | 1249283.3412 | 2610903.2994 | 1249284.1028
104 | 2610914.1005 | 1249281.3985 | 2610919.103 | 1249295.4056 | 2610921.896 | 1249303.9612
105 | 2610903.2994 | 1249284.1028 | 2610899.6018 | 1249274.9012 | 2610898.103 | 1249268.8056 | 2610897.1991 | 1249263.5005 | 2610897.5026 | 1249258.5979 | 2610898.9012 | 1249253.3971 | 2610900.8074 | 1249249.6628
106 | 2610903.2994 | 1249284.1028 | 2610891.9015 | 1249287.006 | 2610875.6033 | 1249290.2006 | 2610871.3201 | 1249290.5637
107 | 2610923.57 | 1249309.0893 | 2610921.896 | 1249303.9612
108 | 2610939.2959 | 1249358.539 | 2610926.6563 | 1249365.8479
109 | 2610939.2959 | 1249358.539 | 2610943.0617 | 1249368.2321
110 | 2610939.2959 | 1249358.539 | 2610923.57 | 1249309.0893
111 | 2610943.0617 | 1249368.2321 | 2610943.1374 | 1249368.4267
112 | 2610923.57 | 1249309.0893 | 2610912.3673 | 1249313.1375
113 | 2610846.9407 | 1249402.5496 | 2610848.6616 | 1249401.6224
114 | 2610466.0784 | 1249411.2317 | 2610492.4598 | 1249416.8691
115 | 2610466.0784 | 1249411.2317 | 2610464.7645 | 1249410.9509
116 | 2610492.4598 | 1249416.8691 | 2610493.8454 | 1249417.1652 | 2610503.6927 | 1249418.909
117 | 2610457.6625 | 1249409.4333 | 2610464.7645 | 1249410.9509
118 | 2610512.7437 | 1249420.5117 | 2610503.6927 | 1249418.909
119 | 2610457.6625 | 1249409.4333 | 2610450.0543 | 1249407.8076
120 | 2610512.7437 | 1249420.5117 | 2610531.5293 | 1249423.558 | 2610542.2814 | 1249426.9458 | 2610549.6036 | 1249430.228
121 | 2610512.7437 | 1249420.5117 | 2610514.5967 | 1249422.9277 | 2610516.782 | 1249425.2219 | 2610525.8932 | 1249430.1189 | 2610533.2239 | 1249433.3627
122 | 2610422.4756 | 1249401.9302 | 2610437.5541 | 1249405.1364 | 2610450.0543 | 1249407.8076
123 | 2610562.1522 | 1249439.5447 | 2610557.9843 | 1249435.6125 | 2610551.296 | 1249430.9866 | 2610549.6036 | 1249430.228
124 | 2610561.0456 | 1249451.8103 | 2610559.4015 | 1249449.6018 | 2610554.2991 | 1249444.7008 | 2610548.9009 | 1249440.5997 | 2610539.8943 | 1249436.3143 | 2610533.2239 | 1249433.3627
125 | 2610422.4756 | 1249401.9302 | 2610407.4412 | 1249399.4246 | 2610398.0846 | 1249396.5953 | 2610391.0089 | 1249393.2141 | 2610386.015 | 1249389.8135
126 | 2610422.4756 | 1249401.9302 | 2610421.6469 | 1249392.3003 | 2610420.573 | 1249384.0343
127 | 2610422.4756 | 1249401.9302 | 2610421.5692 | 1249410.8121 | 2610419.8466 | 1249415.8902
128 | 2610412.7864 | 1249425.3062 | 2610416.2284 | 1249421.3096 | 2610419.8466 | 1249415.8902
129 | 2610412.7864 | 1249425.3062 | 2610400.0098 | 1249431.1877
130 | 2610412.7864 | 1249425.3062 | 2610412.4486 | 1249432.8438 | 2610413.897 | 1249437.8051 | 2610414.654 | 1249439.1761
131 | 2610360.1872 | 1249364.4329 | 2610378.8021 | 1249383.998 | 2610384.4938 | 1249388.7777 | 2610386.015 | 1249389.8135
132 | 2610417.3486 | 1249359.2159 | 2610420.573 | 1249384.0343
133 | 2610400.0098 | 1249431.1877 | 2610383.3278 | 1249441.2243
134 | 2610400.0098 | 1249431.1877 | 2610380.589 | 1249415.7105 | 2610372.1091 | 1249407.7628
135 | 2610443.0205 | 1249470.1202 | 2610441.3901 | 1249469.3402 | 2610433.7889 | 1249464.3347 | 2610428.0832 | 1249459.0213 | 2610422.3801 | 1249452.207 | 2610418.5855 | 1249446.2965 | 2610414.654 | 1249439.1761
136 | 2610360.1872 | 1249364.4329 | 2610344.1669 | 1249347.5949
137 | 2610417.3486 | 1249359.2159 | 2610412.6934 | 1249357.54 | 2610408.9641 | 1249353.3757
138 | 2610370.8562 | 1249406.5886 | 2610372.1091 | 1249407.7628
139 | 2610443.0205 | 1249470.1202 | 2610451.0001 | 1249473.9377 | 2610460.46 | 1249477.3673
140 | 2610310.656 | 1249312.3736 | 2610344.1669 | 1249347.5949
141 | 2610388.1519 | 1249330.1351 | 2610408.9641 | 1249353.3757
142 | 2610370.8562 | 1249406.5886 | 2610367.6701 | 1249403.6024 | 2610354.1035 | 1249390.7999
143 | 2610460.8018 | 1249477.4912 | 2610460.46 | 1249477.3673
144 | 2610908.3654 | 1249314.5836 | 2610912.3673 | 1249313.1375
145 | 2610908.3654 | 1249314.5836 | 2610896.3063 | 1249318.9413
146 | 2610896.3063 | 1249318.9413 | 2610882.0587 | 1249324.0897
147 | 2610866.1089 | 1249329.8533 | 2610882.0587 | 1249324.0897
148 | 2610952.2215 | 1249389.546 | 2610948.8013 | 1249383.0055 | 2610943.1374 | 1249368.4267
149 | 2610738.366 | 1249549.4841 | 2610734.0544 | 1249536.3074
150 | 2610738.366 | 1249549.4841 | 2610742.4833 | 1249562.0667
151 | 2610744.191 | 1249567.2857 | 2610742.4833 | 1249562.0667
152 | 2610752.1292 | 1249600.5802 | 2610744.191 | 1249567.2857 | 2610744.191 | 1249567.2857
153 | 2610980.8587 | 1249483.383 | 2610981.1978 | 1249484.8976 | 2610984.761 | 1249497.0397
154 | 2610979.8182 | 1249478.736 | 2610980.8587 | 1249483.383
155 | 2610979.8182 | 1249478.736 | 2610979.0038 | 1249475.0983 | 2610977.8977 | 1249469.0035 | 2610977.8974 | 1249461.3882
156 | 2610977.8973 | 1249460.5223 | 2610977.8974 | 1249461.3882
157 | 2610977.8973 | 1249460.5223 | 2610977.897 | 1249452.9068
158 | 2610977.897 | 1249452.9068 | 2610977.8968 | 1249449.0017 | 2610977.4 | 1249444.0976 | 2610976.4029 | 1249440.3044 | 2610974.2616 | 1249434.2886
159 | 2610666.4421 | 1249545.2301 | 2610667.1017 | 1249543.2985 | 2610669.0033 | 1249539.5995 | 2610670.9026 | 1249537.1013 | 2610674.2975 | 1249534.2055 | 2610678.5501 | 1249531.3371
160 | 2610641.1327 | 1249684.6694 | 2610642.4544 | 1249687.683
161 | 2610641.1327 | 1249684.6694 | 2610640.3991 | 1249682.9966 | 2610638.3011 | 1249678.4783
162 | 2610649.632 | 1249704.0489 | 2610642.4544 | 1249687.683
163 | 2610635.7122 | 1249672.9026 | 2610638.3011 | 1249678.4783
164 | 2610649.632 | 1249704.0489 | 2610688.4083 | 1249685.2284 | 2610690.1435 | 1249684.3856
165 | 2610649.632 | 1249704.0489 | 2610629.1112 | 1249713.7509
166 | 2610703.3462 | 1249677.9727 | 2610690.1435 | 1249684.3856
167 | 2610703.3462 | 1249677.9727 | 2610697.0979 | 1249659.8053 | 2610692.1086 | 1249644.0357
168 | 2610703.3462 | 1249677.9727 | 2610709.009 | 1249675.1358
169 | 2610544.1678 | 1249779.8118 | 2610544.0028 | 1249779.5485
170 | 2610511.9809 | 1249808.9516 | 2610510.1779 | 1249805.6432
171 | 2610533.2011 | 1249759.1 | 2610542.5978 | 1249777.3061 | 2610544.0028 | 1249779.5485
172 | 2610483.1201 | 1249321.4756 | 2610482.0534 | 1249320.3105
173 | 2610483.1201 | 1249321.4756 | 2610499.1835 | 1249339.0196
174 | 2610497.0728 | 1249687.3751 | 2610502.3619 | 1249697.8756
175 | 2610514.7598 | 1249722.4888 | 2610502.3619 | 1249697.8756
176 | 2610497.0728 | 1249687.3751 | 2610488.5152 | 1249670.3861 | 2610488.5152 | 1249670.3861
177 | 2610514.7598 | 1249722.4888 | 2610529.1462 | 1249751.05
178 | 2610479.0863 | 1249666.0667 | 2610482.8892 | 1249667.1296 | 2610484.8812 | 1249667.6891 | 2610488.5152 | 1249670.3861
179 | 2610533.2011 | 1249759.1 | 2610529.1462 | 1249751.05
180 | 2610479.0863 | 1249666.0667 | 2610481.7593 | 1249657.1545
181 | 2610481.7593 | 1249657.1545 | 2610484.2356 | 1249648.4755 | 2610488.2983 | 1249639.21 | 2610494.2059 | 1249629.5576
182 | 2610483.2946 | 1249756.3128 | 2610492.0296 | 1249772.3414
183 | 2610479.3986 | 1249749.1636 | 2610483.2946 | 1249756.3128
184 | 2610497.684 | 1249782.7171 | 2610492.0296 | 1249772.3414
185 | 2610497.684 | 1249782.7171 | 2610510.1779 | 1249805.6432
186 | 2610494.2059 | 1249629.5576 | 2610453.4286 | 1249601.215
187 | 2610509.3189 | 1249613.7942 | 2610503.5697 | 1249618.2678 | 2610496.6795 | 1249625.5159 | 2610494.2059 | 1249629.5576
188 | 2610509.3189 | 1249613.7942 | 2610518.5531 | 1249606.6089 | 2610542.227 | 1249589.7362
189 | 2610581.8011 | 1249560.1018 | 2610572.5246 | 1249567.6347 | 2610561.6544 | 1249575.5983 | 2610546.1279 | 1249586.956 | 2610542.227 | 1249589.7362
190 | 2610280.9826 | 1249234.5544 | 2610271.3502 | 1249244.0442
191 | 2610257.5611 | 1249257.629 | 2610271.3502 | 1249244.0442
192 | 2610280.9826 | 1249234.5544 | 2610287.6635 | 1249230.5745 | 2610287.6635 | 1249230.5745
193 | 2610257.5611 | 1249257.629 | 2610270.8401 | 1249271.03
194 | 2610257.5611 | 1249257.629 | 2610254.4914 | 1249254.5193
195 | 2610287.6635 | 1249230.5745 | 2610294.1422 | 1249230.0186 | 2610300.6239 | 1249232.1201 | 2610301.644 | 1249232.8379
196 | 2610273.1128 | 1249273.3236 | 2610270.8401 | 1249271.03
197 | 2610254.4914 | 1249254.5193 | 2610244.907 | 1249244.8101 | 2610226.6341 | 1249226.5606
198 | 2610319.4039 | 1249245.3349 | 2610301.644 | 1249232.8379
199 | 2610306.7277 | 1249308.2448 | 2610282.8994 | 1249283.2002 | 2610273.1128 | 1249273.3236
200 | 2610319.4039 | 1249245.3349 | 2610335.2806 | 1249256.5069 | 2610344.2183 | 1249263.7609
201 | 2610310.656 | 1249312.3736 | 2610306.7277 | 1249308.2448
202 | 2610851.6017 | 1249290.7349 | 2610844.7874 | 1249297.2823 | 2610834.3623 | 1249304.9795 | 2610824.7273 | 1249311.0931
203 | 2610851.6017 | 1249290.7349 | 2610845.9689 | 1249289.2732
204 | 2610851.6017 | 1249290.7349 | 2610858.9009 | 1249291.5043 | 2610866.1043 | 1249291.006 | 2610871.3201 | 1249290.5637
205 | 2610818.7953 | 1249314.7786 | 2610819.3362 | 1249314.5139 | 2610824.7273 | 1249311.0931
206 | 2610823.27 | 1249280.9968 | 2610840.2975 | 1249287.8014 | 2610845.9689 | 1249289.2732
207 | 2610942.2947 | 1249215.9078 | 2610940.401 | 1249217.2053 | 2610918.6983 | 1249231.9973 | 2610905.6015 | 1249243.2028 | 2610901.4016 | 1249248.4985 | 2610900.8074 | 1249249.6628
208 | 2610612.9342 | 1249522.3105 | 2610602.8157 | 1249515.0878 | 2610599.5368 | 1249512.1913 | 2610596.3586 | 1249506.1813
209 | 2610612.9342 | 1249522.3105 | 2610619.8667 | 1249513.5072
210 | 2610586.267 | 1249482.1375 | 2610586.6939 | 1249483.1497 | 2610592.4039 | 1249498.7032 | 2610596.3586 | 1249506.1813
211 | 2610639.2098 | 1249488.3173 | 2610633.1977 | 1249496.4966 | 2610624.1781 | 1249508.0324 | 2610619.8667 | 1249513.5072
212 | 2610577.8114 | 1249462.2161 | 2610578.101 | 1249462.7768 | 2610586.267 | 1249482.1375
213 | 2610587.9465 | 1249504.7214 | 2610584.9 | 1249498.5009 | 2610581.5426 | 1249490.7742
214 | 2610587.9465 | 1249504.7214 | 2610569.731 | 1249512.18
215 | 2610569.731 | 1249512.18 | 2610568.5076 | 1249512.6809 | 2610565.6731 | 1249513.4545
216 | 2610639.2098 | 1249488.3173 | 2610662.1584 | 1249457.0966
217 | 2610600.0913 | 1249432.2589 | 2610586.5252 | 1249416.6286 | 2610586.5252 | 1249416.6286
218 | 2610578.4346 | 1249424.2356 | 2610586.5252 | 1249416.6286
219 | 2610562.1522 | 1249439.5447 | 2610578.4346 | 1249424.2356
220 | 2610562.1522 | 1249439.5447 | 2610572.9623 | 1249452.828 | 2610577.8114 | 1249462.2161
221 | 2610510.6839 | 1249500.3319 | 2610505.5964 | 1249496.4148 | 2610498.8989 | 1249492.7229 | 2610492.8113 | 1249490.1824
222 | 2610484.8066 | 1249486.9172 | 2610491.9962 | 1249489.8422 | 2610492.8113 | 1249490.1824
223 | 2610531.5227 | 1249525.5349 | 2610526.311 | 1249518.4323 | 2610521.7986 | 1249512.9207 | 2610516.3903 | 1249506.0067 | 2610512.0952 | 1249501.4184 | 2610510.6839 | 1249500.3319
224 | 2610478.1623 | 1249484.2141 | 2610484.8066 | 1249486.9172
225 | 2610531.5227 | 1249525.5349 | 2610541.0116 | 1249518.0215
226 | 2610531.5227 | 1249525.5349 | 2610537.8027 | 1249534.6964
227 | 2610531.5227 | 1249525.5349 | 2610522.378 | 1249531.1446 | 2610517.9287 | 1249532.6155
228 | 2610478.1623 | 1249484.2141 | 2610468.4737 | 1249480.2725 | 2610460.8018 | 1249477.4912
229 | 2610542.2126 | 1249517.0706 | 2610541.0116 | 1249518.0215
230 | 2610499.0329 | 1249545.2126 | 2610517.9287 | 1249532.6155
231 | 2610542.2126 | 1249517.0706 | 2610542.2126 | 1249517.0706 | 2610549.5047 | 1249513.1921 | 2610561.6267 | 1249514.5589 | 2610565.6731 | 1249513.4545
232 | 2610641.7609 | 1249973.1909 | 2610641.798 | 1249973.3981 | 2610644.2981 | 1249985.2992 | 2610645.0661 | 1249997.6365
233 | 2610722.7982 | 1249668.2284 | 2610720.8385 | 1249669.2096 | 2610709.009 | 1249675.1358
234 | 2610722.7982 | 1249668.2284 | 2610746.1539 | 1249656.5342
235 | 2610764.6035 | 1249647.2965 | 2610746.1539 | 1249656.5342
236 | 2610692.1086 | 1249644.0357 | 2610688.9005 | 1249633.8961 | 2610684.7628 | 1249619.2973
237 | 2610764.6035 | 1249647.2965 | 2610770.8022 | 1249659.4044 | 2610780.3 | 1249671.496 | 2610787.4065 | 1249678.6556
238 | 2610684.7628 | 1249619.2973 | 2610683.2068 | 1249613.8073
239 | 2610806.0207 | 1249700.428 | 2610802.8002 | 1249694.5961 | 2610791.0683 | 1249682.3447 | 2610787.4065 | 1249678.6556
240 | 2610673.6596 | 1249582.6801 | 2610678.698 | 1249597.899 | 2610683.2068 | 1249613.8073
241 | 2610644.8054 | 1250014.0075 | 2610645.2007 | 1249999.799 | 2610645.0661 | 1249997.6365
242 | 2610644.8054 | 1250014.0075 | 2610639.8009 | 1250013.7985 | 2610632.3978 | 1250012.5067 | 2610624.2003 | 1250008.0002 | 2610617.2002 | 1250000.8053 | 2610613.1992 | 1249996.2352
243 | 2610644.8054 | 1250014.0075 | 2610645.0129 | 1250020.4121 | 2610646.8018 | 1250033.2013 | 2610646.9228 | 1250036.7164
244 | 2610673.6596 | 1249582.6801 | 2610687.0775 | 1249578.5217
245 | 2610673.6596 | 1249582.6801 | 2610671.6427 | 1249576.5884
246 | 2610701.7665 | 1249573.9693 | 2610687.0775 | 1249578.5217
247 | 2610665.3963 | 1249556.6586 | 2610666.0005 | 1249559.5959 | 2610668.4034 | 1249566.8049 | 2610671.6427 | 1249576.5884
248 | 2610665.3963 | 1249556.6586 | 2610665.1997 | 1249555.7031 | 2610665.1021 | 1249551.2 | 2610665.804 | 1249547.0986 | 2610666.4421 | 1249545.2301
249 | 2610974.2616 | 1249434.2886 | 2610972.7001 | 1249429.902 | 2610970.0982 | 1249424.1463
250 | 2610966.2833 | 1249415.7075 | 2610970.0982 | 1249424.1463
251 | 2610966.1812 | 1249415.4817 | 2610966.2833 | 1249415.7075
252 | 2610954.8311 | 1249394.5364 | 2610958.0022 | 1249400.6005 | 2610965.6022 | 1249414.201 | 2610966.1812 | 1249415.4817
253 | 2610954.8311 | 1249394.5364 | 2610952.2215 | 1249389.546
254 | 2610806.0207 | 1249700.428 | 2610824.6716 | 1249734.2582
255 | 2610422.0512 | 1249327.7217 | 2610434.7827 | 1249341.9489
256 | 2610451.0035 | 1249360.0753 | 2610434.7827 | 1249341.9489
257 | 2610573.155 | 1249690.0944 | 2610586.0271 | 1249717.861
258 | 2610592.2096 | 1249731.1976 | 2610586.0271 | 1249717.861
259 | 2610592.2096 | 1249731.1976 | 2610578.1053 | 1249737.8644
260 | 2610942.8696 | 1249546.7823 | 2610936.1851 | 1249523.7973
261 | 2610929.8052 | 1249501.8591 | 2610936.1851 | 1249523.7973
262 | 2610646.9228 | 1250036.7164 | 2610647.3974 | 1250050.5025 | 2610648.6029 | 1250055.9971 | 2610650.5987 | 1250062.805 | 2610653.3508 | 1250067.2725
263 | 2610613.1992 | 1249996.2352 | 2610605.1993 | 1249987.0973 | 2610596.1228 | 1249971.6712 | 2610594.5727 | 1249968.8886
264 | 2610581.8946 | 1249945.197 | 2610587.0026 | 1249955.3 | 2610594.5727 | 1249968.8886
265 | 2610581.8946 | 1249945.197 | 2610578.7619 | 1249939.0011
266 | 2610352.1278 | 1249388.9354 | 2610354.1035 | 1249390.7999
267 | 2610343.9805 | 1249381.2469 | 2610352.1278 | 1249388.9354
268 | 2610819.0034 | 1249385.5036 | 2610818.9009 | 1249387.9049 | 2610819.4998 | 1249390.6967 | 2610821.4022 | 1249394.9029 | 2610821.4022 | 1249394.9029
269 | 2610819.0034 | 1249385.5036 | 2610819.0034 | 1249385.5036 | 2610820.1029 | 1249382.9039 | 2610822.0998 | 1249380.8061 | 2610826.997 | 1249378.0021 | 2610831.3883 | 1249376.0696
270 | 2610821.4022 | 1249394.9029 | 2610824.6025 | 1249399.5005 | 2610827.6011 | 1249402.8971 | 2610830.6025 | 1249404.7037 | 2610833.5975 | 1249405.8988 | 2610834.2729 | 1249405.9779
271 | 2610839.5017 | 1249372.4991 | 2610831.3883 | 1249376.0696
272 | 2610846.9407 | 1249402.5496 | 2610843.4978 | 1249404.4047 | 2610839.6 | 1249405.5984 | 2610836.2016 | 1249406.2037 | 2610834.2729 | 1249405.9779
273 | 2610354.398 | 1249273.934 | 2610346.318 | 1249265.4651 | 2610344.2183 | 1249263.7609
274 | 2610374.1033 | 1249294.5877 | 2610354.398 | 1249273.934

## bus_geodata
| x | y | coords
0 | 2610592.534 | 1249861.9636
1 | 2610597.8124 | 1249873.3548
2 | 2610587.878 | 1249853.293
3 | 2610606.2053 | 1249891.8911
4 | 2610578.5372 | 1249836.1543
5 | 2610614.0222 | 1249907.706
6 | 2610566.0995 | 1249814.9054
7 | 2610619.3529 | 1249918.4094
8 | 2610563.4977 | 1249810.8032
9 | 2610559.682 | 1249821.0537
10 | 2610614.7336 | 1249627.2544
11 | 2610618.3231 | 1249635.3297
12 | 2610606.2436 | 1249608.1541
13 | 2610621.9436 | 1249643.2495
14 | 2610584.1214 | 1249619.077
15 | 2610603.3576 | 1249601.6596
16 | 2610625.0264 | 1249649.8889
17 | 2610558.1743 | 1249644.1334
18 | 2610598.3891 | 1249590.8565
19 | 2610631.5003 | 1249663.8314
20 | 2610557.8672 | 1249654.8954
21 | 2610592.9627 | 1249579.4961
22 | 2610897.2775 | 1249403.3688
23 | 2610894.3005 | 1249395.6615
24 | 2610903.8061 | 1249420.5091
25 | 2610889.0477 | 1249382.0622
26 | 2610909.2407 | 1249434.7853
27 | 2610884.8 | 1249383.8316
28 | 2610903.9663 | 1249376.0026
29 | 2610916.5216 | 1249456.1822
30 | 2610865.0559 | 1249393.0063
31 | 2610921.2029 | 1249369.0014
32 | 2610923.7551 | 1249481.0555
33 | 2610626.9831 | 1249933.4082
34 | 2610632.4101 | 1249944.1529
35 | 2610637.444 | 1249954.7336
36 | 2610699.8024 | 1249431.6961
37 | 2610707.8133 | 1249448.5018
38 | 2610689.3143 | 1249420.0142
39 | 2610712.2015 | 1249463.8058
40 | 2610683.352 | 1249428.3098
41 | 2610690.351 | 1249418.2837
42 | 2610724.3996 | 1249506.7999
43 | 2610728.3937 | 1249459.2886
44 | 2610672.8297 | 1249442.623
45 | 2610701.2432 | 1249517.6126
46 | 2610726.1791 | 1249512.2399
47 | 2610781.6327 | 1249435.6127
48 | 2610663.8724 | 1249454.7648
49 | 2610756.08 | 1249353.1107
50 | 2610764.2433 | 1249396.9774
51 | 2610770.4765 | 1249339.7531
52 | 2610655.2336 | 1249283.4201
53 | 2610774.7515 | 1249417.6988
54 | 2610808.6749 | 1249335.8093
55 | 2610655.6306 | 1249282.3009
56 | 2610834.4926 | 1249325.7387
57 | 2610838.7671 | 1249324.2084
58 | 2610543.3421 | 1249868.6033
59 | 2610551.3776 | 1249884.8389
60 | 2610540.2877 | 1249862.168
61 | 2610556.3651 | 1249894.7035
62 | 2610535.6031 | 1249852.2978
63 | 2610565.8528 | 1249913.4687
64 | 2610523.9299 | 1249830.8777
65 | 2610569.5847 | 1249920.8499
66 | 2610523.3197 | 1249829.7581
67 | 2610438.0646 | 1249263.5838
68 | 2610447.3458 | 1249250.1535
69 | 2610434.6451 | 1249268.5321
70 | 2610457.8912 | 1249254.8546
71 | 2610475.1032 | 1249102.5553
72 | 2610425.1834 | 1249282.4912
73 | 2610449.5729 | 1249284.836
74 | 2610464.6133 | 1249262.3444
75 | 2610476.5005 | 1249075.5143
76 | 2610448.8888 | 1249076.2129
77 | 2610478.8002 | 1249054.5377
78 | 2610440.0155 | 1249095.1138
79 | 2610416.7702 | 1249305.6915
80 | 2610465.2753 | 1249301.9858
81 | 2610471.3121 | 1249269.8082
82 | 2610387.3009 | 1249273.3493
83 | 2610414.482 | 1249323.3433
84 | 2610468.0955 | 1249305.0659
85 | 2610951.8488 | 1249257.8095
86 | 2610931.0996 | 1249269.5715
87 | 2610971.182 | 1249254.1121
88 | 2610929.1621 | 1249277.3902
89 | 2610983.1145 | 1249253.7233
90 | 2610914.1005 | 1249281.3985
91 | 2610996.372 | 1249253.4749
92 | 2610903.2994 | 1249284.1027
93 | 2610921.896 | 1249303.9612
94 | 2610926.6563 | 1249365.8479
95 | 2610939.2959 | 1249358.539
96 | 2610943.0617 | 1249368.2321
97 | 2610923.57 | 1249309.0893
98 | 2610848.6616 | 1249401.6224
99 | 2610466.0784 | 1249411.2317
100 | 2610492.4598 | 1249416.8691
101 | 2610464.7645 | 1249410.9509
102 | 2610503.6927 | 1249418.909
103 | 2610457.6625 | 1249409.4333
104 | 2610512.7437 | 1249420.5117
105 | 2610450.0543 | 1249407.8076
106 | 2610549.6036 | 1249430.228
107 | 2610533.2239 | 1249433.3627
108 | 2610422.4756 | 1249401.9302
109 | 2610419.8466 | 1249415.8902
110 | 2610412.7864 | 1249425.3062
111 | 2610386.015 | 1249389.8135
112 | 2610420.573 | 1249384.0343
113 | 2610400.0098 | 1249431.1877
114 | 2610414.654 | 1249439.1761
115 | 2610360.1872 | 1249364.4329
116 | 2610417.3486 | 1249359.2159
117 | 2610383.3278 | 1249441.2243
118 | 2610372.1091 | 1249407.7628
119 | 2610443.0205 | 1249470.1202
120 | 2610344.1669 | 1249347.5949
121 | 2610408.9641 | 1249353.3757
122 | 2610370.8562 | 1249406.5886
123 | 2610460.46 | 1249477.3673
124 | 2610912.3673 | 1249313.1375
125 | 2610908.3654 | 1249314.5836
126 | 2610896.3063 | 1249318.9413
127 | 2610882.0587 | 1249324.0897
128 | 2610866.1089 | 1249329.8533
129 | 2610943.1374 | 1249368.4267
130 | 2610738.366 | 1249549.4841
131 | 2610734.0544 | 1249536.3074
132 | 2610742.4833 | 1249562.0667
133 | 2610744.191 | 1249567.2857
134 | 2610752.1292 | 1249600.5802
135 | 2610980.8587 | 1249483.383
136 | 2610984.761 | 1249497.0397
137 | 2610979.8182 | 1249478.736
138 | 2610977.8974 | 1249461.3882
139 | 2610977.8973 | 1249460.5223
140 | 2610977.897 | 1249452.9068
141 | 2610678.5501 | 1249531.3371
142 | 2610641.1327 | 1249684.6694
143 | 2610642.4544 | 1249687.683
144 | 2610638.3011 | 1249678.4783
145 | 2610649.632 | 1249704.0489
146 | 2610635.7122 | 1249672.9026
147 | 2610690.1435 | 1249684.3856
148 | 2610629.1112 | 1249713.7509
149 | 2610703.3462 | 1249677.9727
150 | 2610544.1678 | 1249779.8118
151 | 2610511.9809 | 1249808.9516
152 | 2610544.0028 | 1249779.5485
153 | 2610482.0534 | 1249320.3105
154 | 2610483.1201 | 1249321.4756
155 | 2610499.1835 | 1249339.0196
156 | 2610502.3619 | 1249697.8756
157 | 2610497.0728 | 1249687.3751
158 | 2610514.7598 | 1249722.4888
159 | 2610488.5152 | 1249670.3861
160 | 2610529.1462 | 1249751.05
161 | 2610479.0863 | 1249666.0667
162 | 2610533.2011 | 1249759.1
163 | 2610481.7593 | 1249657.1545
164 | 2610483.2946 | 1249756.3128
165 | 2610492.0296 | 1249772.3414
166 | 2610479.3986 | 1249749.1636
167 | 2610497.684 | 1249782.7171
168 | 2610510.1779 | 1249805.6432
169 | 2610453.4286 | 1249601.215
170 | 2610494.2059 | 1249629.5576
171 | 2610509.3189 | 1249613.7942
172 | 2610542.227 | 1249589.7362
173 | 2610271.3502 | 1249244.0442
174 | 2610280.9826 | 1249234.5544
175 | 2610257.5611 | 1249257.629
176 | 2610287.6635 | 1249230.5745
177 | 2610270.8401 | 1249271.03
178 | 2610254.4914 | 1249254.5193
179 | 2610301.644 | 1249232.8379
180 | 2610273.1128 | 1249273.3236
181 | 2610226.6341 | 1249226.5606
182 | 2610319.4039 | 1249245.3349
183 | 2610306.7277 | 1249308.2448
184 | 2610851.6017 | 1249290.7349
185 | 2610824.7273 | 1249311.0931
186 | 2610845.9689 | 1249289.2732
187 | 2610871.3201 | 1249290.5637
188 | 2610818.7953 | 1249314.7786
189 | 2610823.27 | 1249280.9968
190 | 2610900.8074 | 1249249.6628
191 | 2610581.8011 | 1249560.1018
192 | 2610612.9342 | 1249522.3105
193 | 2610596.3586 | 1249506.1813
194 | 2610619.8667 | 1249513.5072
195 | 2610586.267 | 1249482.1375
196 | 2610587.9465 | 1249504.7214
197 | 2610581.5426 | 1249490.7742
198 | 2610569.731 | 1249512.18
199 | 2610639.2098 | 1249488.3173
200 | 2610600.0913 | 1249432.2589
201 | 2610586.5252 | 1249416.6286
202 | 2610578.4346 | 1249424.2356
203 | 2610562.1522 | 1249439.5447
204 | 2610577.8114 | 1249462.2161
205 | 2610662.1584 | 1249457.0966
206 | 2610492.8113 | 1249490.1824
207 | 2610510.6839 | 1249500.3319
208 | 2610484.8066 | 1249486.9172
209 | 2610531.5227 | 1249525.5349
210 | 2610478.1623 | 1249484.2141
211 | 2610541.0116 | 1249518.0215
212 | 2610537.8027 | 1249534.6964
213 | 2610517.9287 | 1249532.6155
214 | 2610460.8018 | 1249477.4912
215 | 2610542.2126 | 1249517.0706
216 | 2610499.0329 | 1249545.2126
217 | 2610310.656 | 1249312.3736
218 | 2610641.7609 | 1249973.1909
219 | 2610709.009 | 1249675.1358
220 | 2610722.7982 | 1249668.2284
221 | 2610746.1539 | 1249656.5342
222 | 2610692.1086 | 1249644.0357
223 | 2610764.6035 | 1249647.2965
224 | 2610684.7628 | 1249619.2973
225 | 2610787.4065 | 1249678.6556
226 | 2610683.2068 | 1249613.8073
227 | 2610561.0456 | 1249451.8103
228 | 2610645.0661 | 1249997.6365
229 | 2610644.8054 | 1250014.0075
230 | 2610673.6596 | 1249582.6801
231 | 2610687.0775 | 1249578.5217
232 | 2610671.6427 | 1249576.5884
233 | 2610701.7665 | 1249573.9693
234 | 2610665.3963 | 1249556.6586
235 | 2610666.4421 | 1249545.2301
236 | 2610974.2616 | 1249434.2886
237 | 2610970.0982 | 1249424.1463
238 | 2610966.2833 | 1249415.7075
239 | 2610966.1812 | 1249415.4817
240 | 2610954.8311 | 1249394.5364
241 | 2610806.0207 | 1249700.428
242 | 2610378.2751 | 1249264.565
243 | 2610422.0512 | 1249327.7217
244 | 2610434.7827 | 1249341.9489
245 | 2610573.155 | 1249690.0944
246 | 2610586.0271 | 1249717.861
247 | 2610592.2096 | 1249731.1976
248 | 2610942.8696 | 1249546.7823
249 | 2610936.1851 | 1249523.7973
250 | 2610565.6731 | 1249513.4545
251 | 2610646.9228 | 1250036.7164
252 | 2610653.3508 | 1250067.2725
253 | 2610613.1992 | 1249996.2352
254 | 2610594.5727 | 1249968.8886
255 | 2610581.8946 | 1249945.197
256 | 2610578.7619 | 1249939.0011
257 | 2610388.1519 | 1249330.1351
258 | 2610354.1035 | 1249390.7999
259 | 2610352.1278 | 1249388.9354
260 | 2610343.9805 | 1249381.2469
261 | 2610578.1053 | 1249737.8644
262 | 2610942.2947 | 1249215.9078
263 | 2610451.0035 | 1249360.0753
264 | 2610952.2215 | 1249389.546
265 | 2610819.0034 | 1249385.5036
266 | 2610821.4022 | 1249394.9029
267 | 2610831.3883 | 1249376.0696
268 | 2610834.2729 | 1249405.9779
269 | 2610839.5017 | 1249372.4991
270 | 2610846.9407 | 1249402.5496
271 | 2610344.2183 | 1249263.7609
272 | 2610354.398 | 1249273.934
273 | 2610374.1033 | 1249294.5877
274 | 2610824.6716 | 1249734.2582
275 | 2610929.8052 | 1249501.8591
276 | 2610619.8667 | 1249513.5072

## line_std_types
| c_nf_per_km | r_ohm_per_km | x_ohm_per_km | max_i_ka | type | q_mm2 | alpha | voltage_rating
NAYY 4x50 SE | 210 | 0.642 | 0.083 | 0.142 | cs | 50 | 0.00403 | LV
NAYY 4x120 SE | 264 | 0.225 | 0.08 | 0.242 | cs | 120 | 0.00403 | LV
NAYY 4x150 SE | 261 | 0.208 | 0.08 | 0.27 | cs | 150 | 0.00403 | LV
NA2XS2Y 1x95 RM/25 12/20 kV | 216 | 0.313 | 0.132 | 0.252 | cs | 95 | 0.00403 | MV
NA2XS2Y 1x185 RM/25 12/20 kV | 273 | 0.161 | 0.117 | 0.362 | cs | 185 | 0.00403 | MV
NA2XS2Y 1x240 RM/25 12/20 kV | 304 | 0.122 | 0.112 | 0.421 | cs | 240 | 0.00403 | MV
NA2XS2Y 1x95 RM/25 6/10 kV | 315 | 0.313 | 0.123 | 0.249 | cs | 95 | 0.00403 | MV
NA2XS2Y 1x185 RM/25 6/10 kV | 406 | 0.161 | 0.11 | 0.358 | cs | 185 | 0.00403 | MV
NA2XS2Y 1x240 RM/25 6/10 kV | 456 | 0.122 | 0.105 | 0.416 | cs | 240 | 0.00403 | MV
NA2XS2Y 1x150 RM/25 12/20 kV | 250 | 0.206 | 0.116 | 0.319 | cs | 150 | 0.00403 | MV
NA2XS2Y 1x120 RM/25 12/20 kV | 230 | 0.253 | 0.119 | 0.283 | cs | 120 | 0.00403 | MV
NA2XS2Y 1x70 RM/25 12/20 kV | 190 | 0.443 | 0.132 | 0.22 | cs | 70 | 0.00403 | MV
NA2XS2Y 1x150 RM/25 6/10 kV | 360 | 0.206 | 0.11 | 0.315 | cs | 150 | 0.00403 | MV
NA2XS2Y 1x120 RM/25 6/10 kV | 340 | 0.253 | 0.113 | 0.28 | cs | 120 | 0.00403 | MV
NA2XS2Y 1x70 RM/25 6/10 kV | 280 | 0.443 | 0.123 | 0.217 | cs | 70 | 0.00403 | MV
N2XS(FL)2Y 1x120 RM/35 64/110 kV | 112 | 0.153 | 0.166 | 0.366 | cs | 120 | 0.00393 | HV
N2XS(FL)2Y 1x185 RM/35 64/110 kV | 125 | 0.099 | 0.156 | 0.457 | cs | 185 | 0.00393 | HV
N2XS(FL)2Y 1x240 RM/35 64/110 kV | 135 | 0.075 | 0.149 | 0.526 | cs | 240 | 0.00393 | HV
N2XS(FL)2Y 1x300 RM/35 64/110 kV | 144 | 0.06 | 0.144 | 0.588 | cs | 300 | 0.00393 | HV
15-AL1/3-ST1A 0.4 | 11 | 1.8769 | 0.35 | 0.105 | ol | 16 | 0.00403 | LV
24-AL1/4-ST1A 0.4 | 11.25 | 1.2012 | 0.335 | 0.14 | ol | 24 | 0.00403 | LV
48-AL1/8-ST1A 0.4 | 12.2 | 0.5939 | 0.3 | 0.21 | ol | 48 | 0.00403 | LV
94-AL1/15-ST1A 0.4 | 13.2 | 0.306 | 0.29 | 0.35 | ol | 94 | 0.00403 | LV
34-AL1/6-ST1A 10.0 | 9.7 | 0.8342 | 0.36 | 0.17 | ol | 34 | 0.00403 | MV
48-AL1/8-ST1A 10.0 | 10.1 | 0.5939 | 0.35 | 0.21 | ol | 48 | 0.00403 | MV
70-AL1/11-ST1A 10.0 | 10.4 | 0.4132 | 0.339 | 0.29 | ol | 70 | 0.00403 | MV
94-AL1/15-ST1A 10.0 | 10.75 | 0.306 | 0.33 | 0.35 | ol | 94 | 0.00403 | MV
122-AL1/20-ST1A 10.0 | 11.1 | 0.2376 | 0.323 | 0.41 | ol | 122 | 0.00403 | MV
149-AL1/24-ST1A 10.0 | 11.25 | 0.194 | 0.315 | 0.47 | ol | 149 | 0.00403 | MV
34-AL1/6-ST1A 20.0 | 9.15 | 0.8342 | 0.382 | 0.17 | ol | 34 | 0.00403 | MV
48-AL1/8-ST1A 20.0 | 9.5 | 0.5939 | 0.372 | 0.21 | ol | 48 | 0.00403 | MV
70-AL1/11-ST1A 20.0 | 9.7 | 0.4132 | 0.36 | 0.29 | ol | 70 | 0.00403 | MV
94-AL1/15-ST1A 20.0 | 10 | 0.306 | 0.35 | 0.35 | ol | 94 | 0.00403 | MV
122-AL1/20-ST1A 20.0 | 10.3 | 0.2376 | 0.344 | 0.41 | ol | 122 | 0.00403 | MV
149-AL1/24-ST1A 20.0 | 10.5 | 0.194 | 0.337 | 0.47 | ol | 149 | 0.00403 | MV
184-AL1/30-ST1A 20.0 | 10.75 | 0.1571 | 0.33 | 0.535 | ol | 184 | 0.00403 | MV
243-AL1/39-ST1A 20.0 | 11 | 0.1188 | 0.32 | 0.645 | ol | 243 | 0.00403 | MV
48-AL1/8-ST1A 110.0 | 8 | 0.5939 | 0.46 | 0.21 | ol | 48 | 0.00403 | HV
70-AL1/11-ST1A 110.0 | 8.4 | 0.4132 | 0.45 | 0.29 | ol | 70 | 0.00403 | HV
94-AL1/15-ST1A 110.0 | 8.65 | 0.306 | 0.44 | 0.35 | ol | 94 | 0.00403 | HV
122-AL1/20-ST1A 110.0 | 8.5 | 0.2376 | 0.43 | 0.41 | ol | 122 | 0.00403 | HV
149-AL1/24-ST1A 110.0 | 8.75 | 0.194 | 0.41 | 0.47 | ol | 149 | 0.00403 | HV
184-AL1/30-ST1A 110.0 | 8.8 | 0.1571 | 0.4 | 0.535 | ol | 184 | 0.00403 | HV
243-AL1/39-ST1A 110.0 | 9 | 0.1188 | 0.39 | 0.645 | ol | 243 | 0.00403 | HV
305-AL1/39-ST1A 110.0 | 9.2 | 0.0949 | 0.38 | 0.74 | ol | 305 | 0.00403 | HV
490-AL1/64-ST1A 110.0 | 9.75 | 0.059 | 0.37 | 0.96 | ol | 490 | 0.00403 | HV
679-AL1/86-ST1A 110.0 | 9.95 | 0.042 | 0.36 | 1.15 | ol | 679 | 0.00403 | HV
490-AL1/64-ST1A 220.0 | 10 | 0.059 | 0.285 | 0.96 | ol | 490 | 0.00403 | HV
679-AL1/86-ST1A 220.0 | 11.7 | 0.042 | 0.275 | 1.15 | ol | 679 | 0.00403 | HV
490-AL1/64-ST1A 380.0 | 11 | 0.059 | 0.253 | 0.96 | ol | 490 | 0.00403 | HV
679-AL1/86-ST1A 380.0 | 14.6 | 0.042 | 0.25 | 1.15 | ol | 679 | 0.00403 | HV

## trafo_std_types
| i0_percent | pfe_kw | vkr_percent | sn_mva | vn_lv_kv | vn_hv_kv | vk_percent | shift_degree | vector_group | tap_side | tap_neutral | tap_min | tap_max | tap_step_degree | tap_step_percent | tap_phase_shifter
160 MVA 380/110 kV | 0.06 | 60 | 0.25 | 160 | 110 | 380 | 12.2 | 0 | Yy0 | hv | 0 | -9 | 9 | 0 | 1.5 | FALSE
100 MVA 220/110 kV | 0.06 | 55 | 0.26 | 100 | 110 | 220 | 12 | 0 | Yy0 | hv | 0 | -9 | 9 | 0 | 1.5 | FALSE
63 MVA 110/20 kV | 0.04 | 22 | 0.32 | 63 | 20 | 110 | 18 | 150 | YNd5 | hv | 0 | -9 | 9 | 0 | 1.5 | FALSE
40 MVA 110/20 kV | 0.05 | 18 | 0.34 | 40 | 20 | 110 | 16.2 | 150 | YNd5 | hv | 0 | -9 | 9 | 0 | 1.5 | FALSE
25 MVA 110/20 kV | 0.07 | 14 | 0.41 | 25 | 20 | 110 | 12 | 150 | YNd5 | hv | 0 | -9 | 9 | 0 | 1.5 | FALSE
63 MVA 110/10 kV | 0.04 | 22 | 0.32 | 63 | 10 | 110 | 18 | 150 | YNd5 | hv | 0 | -9 | 9 | 0 | 1.5 | FALSE
40 MVA 110/10 kV | 0.05 | 18 | 0.34 | 40 | 10 | 110 | 16.2 | 150 | YNd5 | hv | 0 | -9 | 9 | 0 | 1.5 | FALSE
25 MVA 110/10 kV | 0.07 | 14 | 0.41 | 25 | 10 | 110 | 12 | 150 | YNd5 | hv | 0 | -9 | 9 | 0 | 1.5 | FALSE
0.25 MVA 20/0.4 kV | 0.32 | 0.8 | 1.44 | 0.25 | 0.4 | 20 | 6 | 150 | Yzn5 | hv | 0 | -2 | 2 | 0 | 2.5 | FALSE
0.4 MVA 20/0.4 kV | 0.3375 | 1.35 | 1.425 | 0.4 | 0.4 | 20 | 6 | 150 | Dyn5 | hv | 0 | -2 | 2 | 0 | 2.5 | FALSE
0.63 MVA 20/0.4 kV | 0.2619 | 1.65 | 1.206 | 0.63 | 0.4 | 20 | 6 | 150 | Dyn5 | hv | 0 | -2 | 2 | 0 | 2.5 | FALSE
0.25 MVA 10/0.4 kV | 0.24 | 0.6 | 1.2 | 0.25 | 0.4 | 10 | 4 | 150 | Dyn5 | hv | 0 | -2 | 2 | 0 | 2.5 | FALSE
0.4 MVA 10/0.4 kV | 0.2375 | 0.95 | 1.325 | 0.4 | 0.4 | 10 | 4 | 150 | Dyn5 | hv | 0 | -2 | 2 | 0 | 2.5 | FALSE
0.63 MVA 10/0.4 kV | 0.1873 | 1.18 | 1.0794 | 0.63 | 0.4 | 10 | 4 | 150 | Dyn5 | hv | 0 | -2 | 2 | 0 | 2.5 | FALSE

## trafo3w_std_types
| sn_hv_mva | sn_mv_mva | sn_lv_mva | vn_hv_kv | vn_mv_kv | vn_lv_kv | vk_hv_percent | vk_mv_percent | vk_lv_percent | vkr_hv_percent | vkr_mv_percent | vkr_lv_percent | pfe_kw | i0_percent | shift_mv_degree | shift_lv_degree | vector_group | tap_side | tap_neutral | tap_min | tap_max | tap_step_percent
63/25/38 MVA 110/20/10 kV | 63 | 25 | 38 | 110 | 20 | 10 | 10.4 | 10.4 | 10.4 | 0.28 | 0.32 | 0.35 | 35 | 0.89 | 0 | 0 | YN0yn0yn0 | hv | 0 | -10 | 10 | 1.2
63/25/38 MVA 110/10/10 kV | 63 | 25 | 38 | 110 | 10 | 10 | 10.4 | 10.4 | 10.4 | 0.28 | 0.32 | 0.35 | 35 | 0.89 | 0 | 0 | YN0yn0yn0 | hv | 0 | -10 | 10 | 1.2

## fuse_std_types
| fuse_type | i_rated_a | t_avg | t_min | t_total | x_avg | x_min | x_total
HV 100A | HV 100A | 100 | 0 | [10.0, 3.64, 0.854, 0.281, 0.1, 0.0531, 0.022, 0.01] | [10.0, 4.267, 1.21, 0.403, 0.1, 0.058, 0.022, 0.01] | 0 | [300.0, 350.0, 450.0, 550.0, 700.0, 850.0, 1200.0, 1752.0] | [600.0, 700.0, 900.0, 1150.0, 1665.0, 2000.0, 3000.0, 4313.0]
HV 10A | HV 10A | 10 | 0 | [10.0, 1675.0, 0.344, 0.156, 0.1, 0.0417, 0.0171, 0.01] | [10.0, 1.3, 0.3, 0.155, 0.1, 0.0555, 0.023, 0.01] | 0 | [30.0, 32.0, 35.0, 37.0, 39.0, 50.0, 70.0, 88.0] | [60.0, 70.0, 80.0, 87.0, 94.0, 110.0, 150.0, 216.0]
HV 125A | HV 125A | 125 | 0 | [10.0, 1.82, 0.344, 0.1, 0.0467, 0.0269, 0.01] | [10.0, 2.478, 0.426, 0.1, 0.0427, 0.0211, 0.01] | 0 | [375.0, 500.0, 700.0, 925.0, 1200.0, 1500.0, 2341.0] | [750.0, 1000.0, 1500.0, 2200.0, 3000.0, 4000.0, 5765.0]
HV 160A | HV 160A | 160 | 0 | [10.0, 4.15, 1.03, 0.198, 0.1, 0.051, 0.0172, 0.01] | [10.0, 2.3, 0.734, 0.274, 0.1, 0.046, 0.0177, 0.01] | 0 | [480.0, 550.0, 700.0, 1000.0, 1260.0, 1600.0, 2500.0, 3227.0] | [960.0, 1300.0, 1700.0, 2200.0, 2996.0, 4000.0, 6000.0, 7946.0]
HV 16A | HV 16A | 16 | 0 | [10.0, 0.352, 0.164, 0.1, 0.0649, 0.0342, 0.01] | [10.0, 2.34, 0.722, 0.181, 0.1, 0.055, 0.0296, 0.01] | 0 | [48.0, 60.0, 65.0, 71.0, 80.0, 100.0, 162.0] | [96.0, 110.0, 125.0, 150.0, 168.0, 200.0, 250.0, 398.0]
HV 200A | HV 200A | 200 | 0 | [10.0, 4.267, 1.21, 0.403, 0.1, 0.058, 0.022, 0.01] | [10.0, 3.73, 1.654, 0.328, 0.1, 0.0531, 0.019, 0.01] | 0 | [600.0, 700.0, 900.0, 1150.0, 1665.0, 2000.0, 3000.0, 4313.0] | [1200.0, 1500.0, 1800.0, 2700.0, 3960.0, 5000.0, 7500.0, 10620.0]
HV 20A | HV 20A | 20 | 0 | [10.0, 1.3, 0.3, 0.155, 0.1, 0.0555, 0.023, 0.01] | [10.0, 1.3, 0.161, 0.1, 0.0611, 0.0399, 0.0141, 0.01] | 0 | [60.0, 70.0, 80.0, 87.0, 94.0, 110.0, 150.0, 216.0] | [120.0, 150.0, 200.0, 223.0, 260.0, 300.0, 450.0, 532.0]
HV 25A | HV 25A | 25 | 0 | [10.0, 2.512, 0.833, 0.299, 0.1, 0.0372, 0.0223, 0.01] | [10.0, 3.125, 0.597, 0.198, 0.1, 0.0378, 0.022, 0.01] | 0 | [75.0, 82.0, 90.0, 100.0, 124.0, 170.0, 200.0, 289.0] | [150.0, 170.0, 210.0, 250.0, 294.0, 400.0, 500.0, 711.0]
HV 31.5A | HV 31.5A | 31.5 | 0 | [10.0, 2.34, 0.722, 0.181, 0.1, 0.055, 0.0296, 0.01] | [10.0, 2.84, 0.368, 0.164, 0.1, 0.0621, 0.0378, 0.0195, 0.01] | 0 | [95.0, 110.0, 125.0, 150.0, 165.0, 200.0, 250.0, 390.0] | [189.0, 220.0, 300.0, 350.0, 393.0, 450.0, 530.0, 700.0, 960.0]
HV 40A | HV 40A | 40 | 0 | [10.0, 1.3, 0.161, 0.1, 0.0611, 0.0399, 0.0141, 0.01] | [10.0, 2.05, 0.369, 0.198, 0.1, 0.051, 0.0298, 0.01] | 0 | [120.0, 150.0, 200.0, 223.0, 260.0, 300.0, 450.0, 532.0] | [240.0, 300.0, 400.0, 450.0, 530.0, 650.0, 800.0, 1311.0]
HV 50A | HV 50A | 50 | 0 | [10.0, 3.215, 0.597, 0.198, 0.1, 0.0378, 0.022, 0.01] | [10.0, 3.64, 0.854, 0.281, 0.1, 0.0531, 0.022, 0.01] | 0 | [150.0, 170.0, 210.0, 250.0, 294.0, 400.0, 500.0, 711.0] | [300.0, 350.0, 450.0, 550.0, 700.0, 850.0, 1200.0, 1752.0]
HV 6.3A | HV 6.3A | 6.3 | 0 | [10.0, 1.39, 0.344, 0.168, 0.1, 0.056, 0.0263, 0.01] | [10.0, 1.711, 0.516, 0.198, 0.1, 0.0634, 0.0303, 0.01] | 0 | [19.0, 19.5, 20.4, 20.8, 22.0, 25.0, 32.0, 48.0] | [38.0, 40.0, 43.0, 48.0, 53.0, 60.0, 75.0, 118.0]
HV 63A | HV 63A | 63 | 0 | [10.0, 2.84, 0.368, 0.164, 0.1, 0.0621, 0.0378, 0.0195, 0.01] | [10.0, 1.82, 0.344, 0.1, 0.0467, 0.0269, 0.01] | 0 | [189.0, 220.0, 300.0, 350.0, 393.0, 450.0, 530.0, 700.0, 961.0] | [378.0, 500.0, 700.0, 934.0, 1200.0, 1500.0, 2366.0]
HV 80A | HV 80A | 80 | 0 | [10.0, 2.05, 0.369, 0.198, 0.1, 0.051, 0.0298, 0.01] | [10.0, 4.15, 1.03, 0.198, 0.1, 0.051, 0.0172, 0.01] | 0 | [240.0, 300.0, 400.0, 450.0, 530.0, 650.0, 800.0, 1311.0] | [480.0, 550.0, 700.0, 1000.0, 1260.0, 1600.0, 2500.0, 3227.0]
Siemens NH-1-100 | Siemens NH-1-100 | 100 | [5400.0, 2000.0, 400.0, 20.0, 1.0, 0.2, 0.012, 0.004] | 0 | 0 | [150.0, 190.0, 250.0, 430.0, 900.0, 1250.0, 2700.0, 3600.0] | 0 | 0
Siemens NH-1-125 | Siemens NH-1-125 | 125 | [4800.0, 120.0, 7.0, 0.1, 0.004] | 0 | 0 | [180.0, 400.0, 740.0, 2000.0, 4250.0] | 0 | 0
Siemens NH-1-16 | Siemens NH-1-16 | 16 | [4000.0, 400.0, 2.0, 0.1, 0.04, 0.01] | 0 | 0 | [26.0, 35.0, 75.0, 150.0, 200.0, 300.0] | 0 | 0
Siemens NH-1-160 | Siemens NH-1-160 | 160 | [4800.0, 120.0, 7.0, 0.1, 0.004] | 0 | 0 | [210.0, 500.0, 900.0, 2300.0, 5000.0] | 0 | 0
Siemens NH-1-25 | Siemens NH-1-25 | 25 | [4000.0, 1000.0, 10.0, 0.2, 0.02, 0.01] | 0 | 0 | [40.0, 50.0, 100.0, 210.0, 400.0, 500.0] | 0 | 0
Siemens NH-1-50 | Siemens NH-1-50 | 50 | [4000.0, 40.0, 4.0, 1.0, 0.02, 0.01] | 0 | 0 | [86.0, 200.0, 300.0, 400.0, 1000.0, 1280.0] | 0 | 0
Siemens NH-1-63 | Siemens NH-1-63 | 63 | [4000.0, 100.0, 10.0, 2.0, 0.04, 0.01] | 0 | 0 | [100.0, 200.0, 300.0, 400.0, 1000.0, 1500.0] | 0 | 0
Siemens NH-1-80 | Siemens NH-1-80 | 80 | [4800.0, 120.0, 7.0, 0.1, 0.01] | 0 | 0 | [150.58, 250.0, 450.0, 1150.0, 2470.0] | 0 | 0
Siemens NH-2-1000 | Siemens NH-2-1000 | 1000 | [4800.0, 120.0, 7.0, 0.1, 0.004] | 0 | 0 | [1900.0, 3500.0, 8400.0, 24000.0, 52000.0] | 0 | 0
Siemens NH-2-200 | Siemens NH-2-200 | 200 | [4800.0, 120.0, 7.0, 0.1, 0.004] | 0 | 0 | [280.0, 650.0, 1200.0, 3000.0, 7000.0] | 0 | 0
Siemens NH-2-224 | Siemens NH-2-224 | 224 | [4800.0, 120.0, 7.0, 0.2, 0.04, 0.004] | 0 | 0 | [400.0, 750.0, 1453.0, 3025.0, 4315.0, 7600.0] | 0 | 0
Siemens NH-2-250 | Siemens NH-2-250 | 250 | [4800.0, 120.0, 7.0, 0.1, 0.004] | 0 | 0 | [450.0, 800.0, 1650.0, 4000.0, 8500.0] | 0 | 0
Siemens NH-2-315 | Siemens NH-2-315 | 315 | [4800.0, 120.0, 7.0, 0.1, 0.004] | 0 | 0 | [550.0, 920.0, 1900.0, 5000.0, 11000.0] | 0 | 0
Siemens NH-2-355 | Siemens NH-2-355 | 355 | [4800.0, 120.0, 6.0, 0.1, 0.004] | 0 | 0 | [650.0, 1116.27, 2350.0, 5840.0, 12790.0] | 0 | 0
Siemens NH-2-400 | Siemens NH-2-400 | 400 | [4800.0, 120.0, 7.0, 0.1, 0.004] | 0 | 0 | [720.0, 1350.0, 2800.0, 6500.0, 15000.0] | 0 | 0
Siemens NH-2-425 | Siemens NH-2-425 | 425 | [4800.0, 120.0, 7.0, 0.1, 0.004] | 0 | 0 | [850.0, 1500.0, 3050.0, 7500.0, 16500.0] | 0 | 0
Siemens NH-2-630 | Siemens NH-2-630 | 630 | [4800.0, 120.0, 7.0, 0.1, 0.004] | 0 | 0 | [1200.0, 2000.0, 4800.0, 12000.0, 26000.0] | 0 | 0

## res_bus
| vm_pu | va_degree | p_mw | q_mvar
0 | 0.97335 | -0.51383 | 0.0019591 | 0.000491
1 | 0.9732 | -0.51679 | 0.0016922 | 0.0004241
2 | 0.97347 | -0.51144 | 0.0013802 | 0.00034592
3 | 0.97297 | -0.52145 | 0.0016543 | 0.00041461
4 | 0.97372 | -0.50661 | 0.0017715 | 0.00044398
5 | 0.97277 | -0.52539 | 0.0021692 | 0.00054366
6 | 0.97404 | -0.50036 | 0 | 0
7 | 0.97264 | -0.52797 | 0.0015684 | 0.00039307
8 | 0.9741 | -0.4991 | 0.0022577 | 0.00056584
9 | 0.97402 | -0.50061 | 0.0015064 | 0.00037753
10 | 0.9804 | -0.37576 | 0.0016706 | 0.00041868
11 | 0.98058 | -0.37224 | 0.00044717 | 0.00011207
12 | 0.97998 | -0.38394 | 0 | 0
13 | 0.98075 | -0.36877 | 0.0012788 | 0.0003205
14 | 0.97982 | -0.38708 | 0.00042879 | 0.00010747
15 | 0.97984 | -0.38655 | 0.0013263 | 0.0003324
16 | 0.98091 | -0.36581 | 0.0015078 | 0.00037789
17 | 0.97959 | -0.39146 | 0.00057402 | 0.00014386
18 | 0.97962 | -0.39085 | 0.0064486 | 0.0016162
19 | 0.98123 | -0.35953 | 0.0018301 | 0.00045867
20 | 0.97953 | -0.39265 | 0.00090307 | 0.00022633
21 | 0.9794 | -0.39511 | 0.0040308 | 0.0010102
22 | 0.97271 | -0.52628 | 0.0030072 | 0.00075368
23 | 0.97284 | -0.52372 | 0.0022239 | 0.00055737
24 | 0.97247 | -0.53096 | 0.0012557 | 0.0003147
25 | 0.9731 | -0.5186 | 0 | 0
26 | 0.9723 | -0.5345 | 0.0018887 | 0.00047335
27 | 0.97305 | -0.51957 | 0.00089529 | 0.00022438
28 | 0.97356 | -0.50956 | 0.00084431 | 0.0002116
29 | 0.97207 | -0.53897 | 0.0030615 | 0.00076728
30 | 0.97284 | -0.5238 | 0.00068427 | 0.00017149
31 | 0.9741 | -0.49884 | 0.0019084 | 0.00047828
32 | 0.97189 | -0.54261 | 0.001541 | 0.0003862
33 | 0.97246 | -0.53149 | 0.0020155 | 0.00050514
34 | 0.97234 | -0.53393 | 0.0016391 | 0.0004108
35 | 0.97222 | -0.53623 | 0.002104 | 0.0005273
36 | 0.99258 | -0.14059 | 0.0081833 | 0.0020509
37 | 0.99158 | -0.15976 | 0.00073545 | 0.00018432
38 | 0.99345 | -0.12402 | 0 | 0
39 | 0.99073 | -0.17608 | 0 | 0
40 | 0.99402 | -0.11323 | 0.00060177 | 0.00015082
41 | 0.99345 | -0.12407 | 0.0014683 | 0.00036798
42 | 0.98924 | -0.20457 | 0 | 0
43 | 0.99038 | -0.18264 | 0.0035707 | 0.00089491
44 | 0.995 | -0.094455 | 0.0010992 | 0.00027549
45 | 0.98847 | -0.2195 | 0.0075766 | 0.0018989
46 | 0.98916 | -0.20615 | 0 | 0
47 | 0.98922 | -0.205 | 0.0013878 | 0.00034782
48 | 0.99585 | -0.078479 | 0.00058283 | 0.00014607
49 | 0.98751 | -0.23792 | 0.0017394 | 0.00043595
50 | 0.98842 | -0.22037 | 0.0013688 | 0.00034306
51 | 0.9872 | -0.24382 | 0.00092187 | 0.00023104
52 | 0.98627 | -0.2621 | 0.010044 | 0.0025174
53 | 0.98884 | -0.21222 | 0.0064911 | 0.0016268
54 | 0.9866 | -0.2554 | 0.00083247 | 0.00020864
55 | 0.98626 | -0.26212 | 0.00097638 | 0.0002447
56 | 0.98617 | -0.26361 | 0.00050185 | 0.00012577
57 | 0.986 | -0.26694 | 0.00082777 | 0.00020746
58 | 0.97057 | -0.56885 | 0.0027271 | 0.00068348
59 | 0.97064 | -0.56742 | 0.0017254 | 0.00043242
60 | 0.97055 | -0.56933 | 0.002142 | 0.00053684
61 | 0.97069 | -0.56649 | 0.0019389 | 0.00048594
62 | 0.97051 | -0.56999 | 0 | 0
63 | 0.97079 | -0.56455 | 0.0028896 | 0.00072421
64 | 0.97044 | -0.57147 | 0.0026495 | 0.00066403
65 | 0.97083 | -0.5637 | 0.0021722 | 0.00054441
66 | 0.97044 | -0.57153 | 0.0019538 | 0.00048966
67 | 0.98321 | -0.32295 | 0.0037638 | 0.00094329
68 | 0.98294 | -0.32821 | 0.0027561 | 0.00069073
69 | 0.98333 | -0.32061 | 0 | 0
70 | 0.98285 | -0.33008 | 0.0023214 | 0.0005818
71 | 0.98193 | -0.3481 | 0.0043319 | 0.0010857
72 | 0.98384 | -0.31063 | 0.0028578 | 0.00071622
73 | 0.98311 | -0.32507 | 0.0019405 | 0.00048634
74 | 0.9828 | -0.33107 | 0.0023649 | 0.00059269
75 | 0.98185 | -0.34957 | 0 | 0
76 | 0.98178 | -0.35104 | 0.0014136 | 0.00035428
77 | 0.98184 | -0.34982 | 0.00065407 | 0.00016393
78 | 0.98176 | -0.35139 | 0.00092669 | 0.00023225
79 | 0.98466 | -0.29478 | 0 | 0
80 | 0.98291 | -0.32895 | 0.0017482 | 0.00043815
81 | 0.98277 | -0.33163 | 0.0030889 | 0.00077415
82 | 0.98454 | -0.29703 | 0.001181 | 0.00029598
83 | 0.98529 | -0.28243 | 0 | 0
84 | 0.98288 | -0.32952 | 0.0016515 | 0.00041391
85 | 0.97892 | -0.40434 | 0.00084604 | 0.00021204
86 | 0.97899 | -0.40294 | 0.0008088 | 0.00020271
87 | 0.97888 | -0.40516 | 0.00085635 | 0.00021462
88 | 0.97902 | -0.40236 | 0 | 0
89 | 0.97886 | -0.40547 | 0.00067508 | 0.00016919
90 | 0.97908 | -0.40125 | 0 | 0
91 | 0.97885 | -0.40564 | 0.00073824 | 0.00018502
92 | 0.97976 | -0.38793 | 0 | 0
93 | 0.9777 | -0.42825 | 0.0023636 | 0.00059238
94 | 0.9743 | -0.49499 | 0.0017242 | 0.00043213
95 | 0.97477 | -0.48562 | 0 | 0
96 | 0.97459 | -0.48929 | 0.0015028 | 0.00037664
97 | 0.9774 | -0.43412 | 0 | 0
98 | 0.97267 | -0.52716 | 0.0015378 | 0.0003854
99 | 0.99419 | -0.11062 | 0.0024193 | 0.00060634
100 | 0.9949 | -0.097021 | 0.0021398 | 0.00053629
101 | 0.9941 | -0.11229 | 0.0027439 | 0.00068768
102 | 0.99521 | -0.091185 | 0.0014881 | 0.00037295
103 | 0.99318 | -0.12996 | 0.0013469 | 0.00033756
104 | 0.99545 | -0.086442 | 0 | 0
105 | 0.9922 | -0.14875 | 0.0010061 | 0.00025216
106 | 0.9965 | -0.066516 | 0.00048186 | 0.00012077
107 | 0.99543 | -0.086992 | 0.00061173 | 0.00015331
108 | 0.98868 | -0.21664 | 0 | 0
109 | 0.98798 | -0.23021 | 0.0016323 | 0.00040909
110 | 0.98742 | -0.24109 | 0 | 0
111 | 0.98753 | -0.23891 | 0.0018632 | 0.00046697
112 | 0.98785 | -0.23276 | 0.0018001 | 0.00045114
113 | 0.98719 | -0.24564 | 0 | 0
114 | 0.98698 | -0.24963 | 0.0018796 | 0.00047108
115 | 0.98652 | -0.25851 | 0.0018165 | 0.00045525
116 | 0.98673 | -0.25442 | 0 | 0
117 | 0.9871 | -0.24722 | 0.0045433 | 0.0011386
118 | 0.98673 | -0.25452 | 0.0049408 | 0.0012383
119 | 0.98574 | -0.27381 | 0.0012469 | 0.00031251
120 | 0.98591 | -0.27034 | 0.0012751 | 0.00031957
121 | 0.98668 | -0.25537 | 0.0012471 | 0.00031255
122 | 0.98672 | -0.25479 | 0.0045571 | 0.0011421
123 | 0.98521 | -0.28409 | 0.0016189 | 0.00040574
124 | 0.97734 | -0.43532 | 0.0017983 | 0.00045071
125 | 0.97732 | -0.4356 | 0.0014493 | 0.00036324
126 | 0.97729 | -0.43613 | 0.00074871 | 0.00018764
127 | 0.97727 | -0.43654 | 0.00071749 | 0.00017982
128 | 0.97726 | -0.43678 | 0.00077095 | 0.00019322
129 | 0.97458 | -0.48936 | 0.0017866 | 0.00044776
130 | 0.98865 | -0.21607 | 0.0017384 | 0.00043568
131 | 0.9888 | -0.21314 | 0.0036766 | 0.00092145
132 | 0.98853 | -0.21845 | 0.0034942 | 0.00087573
133 | 0.9885 | -0.21909 | 0.0060125 | 0.0015069
134 | 0.98848 | -0.21945 | 0.00057914 | 0.00014515
135 | 0.9735 | -0.51081 | 0.00072764 | 0.00018236
136 | 0.97348 | -0.5111 | 0.0011331 | 0.00028398
137 | 0.97351 | -0.51065 | 0.0014034 | 0.00035173
138 | 0.97356 | -0.50959 | 0.00098893 | 0.00024785
139 | 0.97356 | -0.50952 | 0.00083903 | 0.00021028
140 | 0.9736 | -0.50881 | 0.0013064 | 0.00032741
141 | 0.9877 | -0.23429 | 0.0022538 | 0.00056485
142 | 0.98172 | -0.34991 | 0.0023693 | 0.0005938
143 | 0.9818 | -0.34848 | 0.00092047 | 0.00023069
144 | 0.98157 | -0.3528 | 0.0018491 | 0.00046342
145 | 0.9822 | -0.34068 | 0 | 0
146 | 0.98144 | -0.35538 | 0.00092933 | 0.00023291
147 | 0.98322 | -0.32074 | 0.0017811 | 0.00044638
148 | 0.98216 | -0.34146 | 0.001896 | 0.00047519
149 | 0.98356 | -0.31416 | 0 | 0
150 | 0.9746 | -0.48933 | 0.00092447 | 0.00023169
151 | 0.97038 | -0.57256 | 0.0028025 | 0.00070238
152 | 0.9746 | -0.48924 | 0.0024777 | 0.00062098
153 | 0.98277 | -0.3317 | 0.0023337 | 0.00058488
154 | 0.98276 | -0.3318 | 0.0016678 | 0.00041799
155 | 0.98272 | -0.33259 | 0.0018505 | 0.00046378
156 | 0.97593 | -0.46306 | 0.0012216 | 0.00030616
157 | 0.97611 | -0.45955 | 0.00056363 | 0.00014126
158 | 0.97552 | -0.47115 | 0.0025222 | 0.00063212
159 | 0.9764 | -0.45385 | 0.0010231 | 0.00025642
160 | 0.97506 | -0.48025 | 0.0013843 | 0.00034695
161 | 0.97656 | -0.45065 | 0 | 0
162 | 0.97493 | -0.48277 | 0 | 0
163 | 0.97671 | -0.44783 | 0 | 0
164 | 0.97029 | -0.57448 | 0.0019598 | 0.00049116
165 | 0.97033 | -0.57366 | 0.00084294 | 0.00021126
166 | 0.97027 | -0.57492 | 0.0028952 | 0.0007256
167 | 0.97034 | -0.57341 | 0.0018065 | 0.00045274
168 | 0.97038 | -0.57269 | 0.0014099 | 0.00035335
169 | 0.97714 | -0.43936 | 0.00084771 | 0.00021246
170 | 0.97718 | -0.43859 | 0.0033208 | 0.00083226
171 | 0.97754 | -0.43159 | 0.0010334 | 0.000259
172 | 0.97821 | -0.41848 | 0.00091936 | 0.00023041
173 | 0.98295 | -0.32818 | 0.0022059 | 0.00055286
174 | 0.98281 | -0.33083 | 0.0012911 | 0.00032359
175 | 0.98318 | -0.32363 | 0 | 0
176 | 0.98274 | -0.33217 | 0.0021312 | 0.00053412
177 | 0.98351 | -0.31719 | 0.0021954 | 0.00055022
178 | 0.98316 | -0.3241 | 0.0040798 | 0.0010225
179 | 0.98264 | -0.33411 | 0.0012217 | 0.00030617
180 | 0.98357 | -0.31596 | 0.0012237 | 0.0003067
181 | 0.98309 | -0.3254 | 0.0018344 | 0.00045975
182 | 0.98252 | -0.33654 | 0.001141 | 0.00028595
183 | 0.98457 | -0.29644 | 0.0014055 | 0.00035225
184 | 0.98317 | -0.32173 | 0 | 0
185 | 0.98301 | -0.32483 | 0.0042882 | 0.0010747
186 | 0.98314 | -0.32225 | 0.000668 | 0.00016742
187 | 0.98186 | -0.34704 | 0.0017642 | 0.00044216
188 | 0.983 | -0.32494 | 0.00080957 | 0.0002029
189 | 0.98304 | -0.32413 | 0.0043201 | 0.0010827
190 | 0.97966 | -0.38992 | 0.00062918 | 0.00015769
191 | 0.97903 | -0.40243 | 0 | 0
192 | 0.99968 | -0.005968 | 0 | 0
193 | 0.99902 | -0.018553 | 0.0012694 | 0.00031814
194 | 1 | 0 | -0.47048 | -0.12044
195 | 0.99829 | -0.032384 | 0.0010571 | 0.00026493
196 | 0.983 | -0.3271 | 0 | 0
197 | 0.98299 | -0.32733 | 0.00081983 | 0.00020547
198 | 0.98302 | -0.32681 | 0.0040141 | 0.001006
199 | 0.99818 | -0.034223 | 0.0053329 | 0.0013365
200 | 0.99687 | -0.059405 | 0.00075652 | 0.0001896
201 | 0.99689 | -0.05913 | 0.00030773 | 7.7126e-05
202 | 0.9969 | -0.058923 | 0.00044583 | 0.00011174
203 | 0.99693 | -0.05833 | 0 | 0
204 | 0.99769 | -0.043778 | 0.00045881 | 0.00011499
205 | 0.99601 | -0.075412 | 0.0016252 | 0.00040732
206 | 0.98438 | -0.30024 | 0.0012391 | 0.00031054
207 | 0.98395 | -0.30864 | 0.0011572 | 0.00029003
208 | 0.98457 | -0.29653 | 0.0015748 | 0.00039468
209 | 0.9833 | -0.32129 | 0 | 0
210 | 0.98474 | -0.29326 | 0.0014333 | 0.00035922
211 | 0.98318 | -0.3237 | 0.0032768 | 0.00082124
212 | 0.98327 | -0.32184 | 0.0027561 | 0.00069074
213 | 0.98319 | -0.3234 | 0.0024275 | 0.00060839
214 | 0.9852 | -0.28428 | 0.0018692 | 0.00046847
215 | 0.98317 | -0.32391 | 0.0020968 | 0.0005255
216 | 0.98308 | -0.32553 | 0.0051872 | 0.0013
217 | 0.9847 | -0.294 | 0.0033297 | 0.0008345
218 | 0.97204 | -0.53982 | 0.0018074 | 0.00045298
219 | 0.98352 | -0.31498 | 0.0010315 | 0.00025852
220 | 0.98343 | -0.31669 | 0.0011952 | 0.00029955
221 | 0.98331 | -0.31903 | 0.00065642 | 0.00016451
222 | 0.98444 | -0.29721 | 0.0037685 | 0.00094448
223 | 0.98323 | -0.32064 | 0 | 0
224 | 0.98509 | -0.28464 | 0.00099268 | 0.00024879
225 | 0.98308 | -0.32368 | 0.0038389 | 0.00096213
226 | 0.98523 | -0.28185 | 0.0024805 | 0.00062166
227 | 0.9954 | -0.087386 | 0.00065992 | 0.00016539
228 | 0.97181 | -0.54432 | 0.0022545 | 0.00056504
229 | 0.97167 | -0.54716 | 0 | 0
230 | 0.98607 | -0.26561 | 0 | 0
231 | 0.98597 | -0.26763 | 0.0015652 | 0.00039227
232 | 0.98625 | -0.26223 | 0.0032405 | 0.00081214
233 | 0.98588 | -0.26941 | 0.0064417 | 0.0016145
234 | 0.98683 | -0.25099 | 0.0010018 | 0.00025107
235 | 0.98716 | -0.24471 | 0.0026926 | 0.00067482
236 | 0.97371 | -0.50656 | 0.0016955 | 0.00042494
237 | 0.97379 | -0.50493 | 0.0025705 | 0.00064422
238 | 0.97389 | -0.50311 | 0.0011528 | 0.00028893
239 | 0.97389 | -0.50306 | 0.00073246 | 0.00018357
240 | 0.97417 | -0.49756 | 0.0014822 | 0.00037148
241 | 0.98306 | -0.32393 | 0 | 0
242 | 0.98452 | -0.29741 | 0.0016681 | 0.00041807
243 | 0.98525 | -0.28323 | 0.0015663 | 0.00039256
244 | 0.98519 | -0.28434 | 0.0011569 | 0.00028995
245 | 0.97935 | -0.39621 | 0.0015021 | 0.00037645
246 | 0.97925 | -0.3982 | 0.001947 | 0.00048798
247 | 0.97923 | -0.39864 | 0 | 0
248 | 0.97163 | -0.54763 | 0.0021529 | 0.00053957
249 | 0.97168 | -0.54667 | 0.0017005 | 0.00042618
250 | 0.98304 | -0.32644 | 0.00084394 | 0.00021151
251 | 0.97148 | -0.55093 | 0.0059029 | 0.0014794
252 | 0.97139 | -0.55272 | 0.0030422 | 0.00076246
253 | 0.9714 | -0.5525 | 0.00094312 | 0.00023637
254 | 0.97117 | -0.55707 | 0.0015101 | 0.00037846
255 | 0.97099 | -0.56061 | 0.0027901 | 0.00069926
256 | 0.97095 | -0.56145 | 0.0028898 | 0.00072426
257 | 0.98657 | -0.2575 | 0.003804 | 0.00095338
258 | 0.98663 | -0.25648 | 0.0013055 | 0.00032719
259 | 0.98662 | -0.25662 | 0.0012804 | 0.0003209
260 | 0.98661 | -0.25693 | 0.0015279 | 0.00038293
261 | 0.9792 | -0.3991 | 0.0016351 | 0.0004098
262 | 0.97954 | -0.39228 | 0.0024078 | 0.00060345
263 | 0.98515 | -0.28525 | 0.0020794 | 0.00052115
264 | 0.97424 | -0.49611 | 0.0019368 | 0.00048542
265 | 0.97243 | -0.53188 | 0.0021995 | 0.00055124
266 | 0.97247 | -0.53107 | 0.0011814 | 0.00029609
267 | 0.97239 | -0.53255 | 0.00090005 | 0.00022557
268 | 0.97256 | -0.52925 | 0.0016109 | 0.00040372
269 | 0.97238 | -0.53277 | 0.0013491 | 0.00033812
270 | 0.97265 | -0.52746 | 0.0010774 | 0.00027003
271 | 0.98238 | -0.33936 | 0.00136 | 0.00034085
272 | 0.98233 | -0.34031 | 0.0013753 | 0.00034468
273 | 0.98227 | -0.3415 | 0.0023077 | 0.00057835
274 | 0.98305 | -0.32426 | 0.00047449 | 0.00011892
275 | 0.97176 | -0.54505 | 0.0022352 | 0.00056019
276 | 0.99998 | 149.9956 | 0 | 0

## res_line
| p_from_mw | q_from_mvar | p_to_mw | q_to_mvar | pl_mw | ql_mvar | i_from_ka | i_to_ka | i_ka | vm_from_pu | va_from_degree | vm_to_pu | va_to_degree | loading_percent
0 | 0.064026 | 0.016067 | -0.064017 | -0.016062 | 9.0248e-06 | 4.9956e-06 | 0.097888 | 0.097888 | 0.097888 | 0.97335 | -0.51383 | 0.9732 | -0.51679 | 5.3785
1 | -0.065986 | -0.016558 | 0.065993 | 0.016562 | 7.5122e-06 | 4.1961e-06 | 0.10088 | 0.10088 | 0.10088 | 0.97335 | -0.51383 | 0.97347 | -0.51144 | 5.543
2 | 0.062325 | 0.015638 | -0.062311 | -0.01563 | 1.386e-05 | 7.6068e-06 | 0.095301 | 0.095301 | 0.095301 | 0.9732 | -0.51679 | 0.97297 | -0.52145 | 5.2363
3 | -0.067373 | -0.016908 | 0.067389 | 0.016917 | 1.553e-05 | 8.7253e-06 | 0.10299 | 0.10299 | 0.10299 | 0.97347 | -0.51144 | 0.97372 | -0.50661 | 5.6589
4 | 0.060657 | 0.015216 | -0.060646 | -0.01521 | 1.1388e-05 | 6.1929e-06 | 0.092771 | 0.092772 | 0.092772 | 0.97297 | -0.52145 | 0.97277 | -0.52539 | 5.0974
5 | -0.06916 | -0.017361 | 0.069181 | 0.017373 | 2.0631e-05 | 1.1672e-05 | 0.1057 | 0.1057 | 0.1057 | 0.97372 | -0.50661 | 0.97404 | -0.50036 | 5.8077
6 | 0.058477 | 0.014666 | -0.058469 | -0.014662 | 7.1762e-06 | 3.8507e-06 | 0.089454 | 0.089454 | 0.089454 | 0.97277 | -0.52539 | 0.97264 | -0.52797 | 4.9151
7 | -0.070687 | -0.01775 | 0.070692 | 0.017752 | 4.2495e-06 | 2.4174e-06 | 0.108 | 0.108 | 0.108 | 0.97404 | -0.50036 | 0.9741 | -0.4991 | 5.9341
8 | 0.0015064 | 0.00037743 | -0.0015064 | -0.00037753 | 1.7718e-08 | -9.9712e-08 | 0.0023012 | 0.0023013 | 0.0023013 | 0.97404 | -0.50036 | 0.97402 | -0.50061 | 0.63221
9 | 0.056901 | 0.014269 | -0.056891 | -0.014264 | 9.5649e-06 | 5.0774e-06 | 0.087055 | 0.087055 | 0.087055 | 0.97264 | -0.52797 | 0.97246 | -0.53149 | 4.7832
10 | -0.072949 | -0.018318 | 0.072983 | 0.018338 | 3.4026e-05 | 1.9502e-05 | 0.11145 | 0.11145 | 0.11145 | 0.9741 | -0.4991 | 0.9746 | -0.48933 | 6.1236
11 | -0.11017 | -0.027818 | 0.11019 | 0.027829 | 1.8547e-05 | 1.1313e-05 | 0.16728 | 0.16728 | 0.16728 | 0.9804 | -0.37576 | 0.98058 | -0.37224 | 9.1914
12 | 0.1085 | 0.027399 | -0.10845 | -0.027373 | 4.2549e-05 | 2.5914e-05 | 0.16475 | 0.16475 | 0.16475 | 0.9804 | -0.37576 | 0.97998 | -0.38394 | 9.0521
13 | -0.11063 | -0.027941 | 0.11065 | 0.027953 | 1.8425e-05 | 1.1243e-05 | 0.16796 | 0.16796 | 0.16796 | 0.98058 | -0.37224 | 0.98075 | -0.36877 | 9.2286
14 | 0.0069941 | 0.0017523 | -0.0069931 | -0.0017519 | 1.0435e-06 | 3.5702e-07 | 0.01062 | 0.01062 | 0.01062 | 0.97998 | -0.38394 | 0.97982 | -0.38708 | 2.9176
15 | 0.10146 | 0.025621 | -0.10145 | -0.025613 | 1.2662e-05 | 7.656e-06 | 0.15413 | 0.15413 | 0.15413 | 0.97998 | -0.38394 | 0.97984 | -0.38655 | 8.4686
16 | -0.11193 | -0.028273 | 0.11195 | 0.028283 | 1.5848e-05 | 9.6808e-06 | 0.1699 | 0.1699 | 0.1699 | 0.98075 | -0.36877 | 0.98091 | -0.36581 | 9.3352
17 | 0.0065643 | 0.0016445 | -0.0065629 | -0.0016441 | 1.3694e-06 | 4.1371e-07 | 0.0099687 | 0.0099689 | 0.0099689 | 0.97982 | -0.38708 | 0.97959 | -0.39146 | 2.7387
18 | 0.10012 | 0.025281 | -0.1001 | -0.025268 | 2.0637e-05 | 1.2459e-05 | 0.15211 | 0.15211 | 0.15211 | 0.97984 | -0.38655 | 0.97962 | -0.39085 | 8.3579
19 | -0.11345 | -0.028661 | 0.11349 | 0.028682 | 3.4183e-05 | 2.0906e-05 | 0.17219 | 0.17219 | 0.17219 | 0.98091 | -0.36581 | 0.98123 | -0.35953 | 9.4609
20 | 0.0059889 | 0.0015002 | -0.0059886 | -0.0015001 | 3.3982e-07 | 7.9637e-08 | 0.009097 | 0.009097 | 0.009097 | 0.97959 | -0.39146 | 0.97953 | -0.39265 | 2.4992
21 | 0.093652 | 0.023652 | -0.093632 | -0.023641 | 1.9125e-05 | 1.1448e-05 | 0.14232 | 0.14232 | 0.14232 | 0.97962 | -0.39085 | 0.9794 | -0.39511 | 7.8197
22 | -0.11532 | -0.02914 | 0.11534 | 0.029154 | 2.2962e-05 | 1.4064e-05 | 0.17496 | 0.17496 | 0.17496 | 0.98123 | -0.35953 | 0.98144 | -0.35538 | 9.6134
23 | 0.0050855 | 0.0012738 | -0.0050846 | -0.0012737 | 8.6139e-07 | 6.6879e-08 | 0.0077251 | 0.0077253 | 0.0077253 | 0.97953 | -0.39265 | 0.97935 | -0.39621 | 2.1223
24 | 0.089602 | 0.022631 | -0.08957 | -0.022612 | 3.1403e-05 | 1.8678e-05 | 0.1362 | 0.1362 | 0.1362 | 0.9794 | -0.39511 | 0.97903 | -0.40243 | 7.4833
25 | -0.016853 | -0.0042256 | 0.016855 | 0.0042268 | 2.0593e-06 | 1.2154e-06 | 0.025781 | 0.025781 | 0.025781 | 0.97271 | -0.52628 | 0.97284 | -0.52372 | 7.0827
26 | 0.013845 | 0.0034719 | -0.013842 | -0.0034702 | 3.0857e-06 | 1.7472e-06 | 0.021181 | 0.021181 | 0.021181 | 0.97271 | -0.52628 | 0.97247 | -0.53096 | 5.8189
27 | -0.019079 | -0.0047842 | 0.019083 | 0.004787 | 4.6558e-06 | 2.7986e-06 | 0.029183 | 0.029183 | 0.029183 | 0.97284 | -0.52372 | 0.9731 | -0.5186 | 8.0172
28 | 0.012587 | 0.0031555 | -0.012584 | -0.0031543 | 2.1248e-06 | 1.1704e-06 | 0.019259 | 0.01926 | 0.01926 | 0.97247 | -0.53096 | 0.9723 | -0.5345 | 5.2911
29 | 0.011441 | 0.0028683 | -0.011441 | -0.002868 | 5.282e-07 | 2.8089e-07 | 0.017496 | 0.017496 | 0.017496 | 0.9731 | -0.5186 | 0.97305 | -0.51957 | 4.8066
30 | -0.030525 | -0.0076553 | 0.030538 | 0.0076635 | 1.3157e-05 | 8.2203e-06 | 0.046678 | 0.046678 | 0.046678 | 0.9731 | -0.5186 | 0.97356 | -0.50956 | 12.8238
31 | 0.010696 | 0.002681 | -0.010693 | -0.0026798 | 2.2728e-06 | 1.1741e-06 | 0.016369 | 0.016369 | 0.016369 | 0.9723 | -0.5345 | 0.97207 | -0.53897 | 4.497
32 | 0.010546 | 0.0026436 | -0.010543 | -0.0026426 | 2.1252e-06 | 1.0895e-06 | 0.016127 | 0.016127 | 0.016127 | 0.97305 | -0.51957 | 0.97284 | -0.5238 | 4.4305
33 | -0.031382 | -0.0078751 | 0.031398 | 0.0078852 | 1.6053e-05 | 1.0043e-05 | 0.047969 | 0.047969 | 0.047969 | 0.97356 | -0.50956 | 0.9741 | -0.49884 | 13.1783
34 | 0.007632 | 0.0019125 | -0.0076307 | -0.001912 | 1.3258e-06 | 5.2747e-07 | 0.011683 | 0.011683 | 0.011683 | 0.97207 | -0.53897 | 0.97189 | -0.54261 | 3.2096
35 | 0.0098592 | 0.0024711 | -0.0098576 | -0.0024703 | 1.5795e-06 | 7.8095e-07 | 0.01508 | 0.01508 | 0.01508 | 0.97284 | -0.5238 | 0.97267 | -0.52716 | 4.1429
36 | -0.033306 | -0.0083635 | 0.033313 | 0.0083673 | 6.1166e-06 | 3.8362e-06 | 0.050884 | 0.050884 | 0.050884 | 0.9741 | -0.49884 | 0.9743 | -0.49499 | 13.9791
37 | 0.0060897 | 0.0015258 | -0.006089 | -0.0015256 | 7.0626e-07 | 1.8356e-07 | 0.0093236 | 0.0093237 | 0.0093237 | 0.97189 | -0.54261 | 0.97176 | -0.54505 | 2.5614
38 | 0.054876 | 0.013759 | -0.05487 | -0.013755 | 6.3659e-06 | 3.3276e-06 | 0.083971 | 0.083971 | 0.083971 | 0.97246 | -0.53149 | 0.97234 | -0.53393 | 4.6138
39 | 0.05323 | 0.013345 | -0.053225 | -0.013342 | 5.836e-06 | 3.008e-06 | 0.081463 | 0.081463 | 0.081463 | 0.97234 | -0.53393 | 0.97222 | -0.53623 | 4.476
40 | 0.051121 | 0.012814 | -0.051112 | -0.01281 | 8.7322e-06 | 4.4096e-06 | 0.078243 | 0.078243 | 0.078243 | 0.97222 | -0.53623 | 0.97204 | -0.53982 | 4.2991
41 | 0.29312 | 0.074829 | -0.29285 | -0.074656 | 0.00027118 | 0.00017235 | 0.43991 | 0.43991 | 0.43991 | 0.99258 | -0.14059 | 0.99158 | -0.15976 | 24.171
42 | -0.3013 | -0.07688 | 0.30154 | 0.077033 | 0.00024138 | 0.00015347 | 0.45218 | 0.45218 | 0.45218 | 0.99258 | -0.14059 | 0.99345 | -0.12402 | 24.8451
43 | 0.29211 | 0.074472 | -0.29188 | -0.074326 | 0.00022998 | 0.00014616 | 0.43881 | 0.43881 | 0.43881 | 0.99158 | -0.15976 | 0.99073 | -0.17608 | 24.1104
44 | -0.30301 | -0.077401 | 0.30317 | 0.077502 | 0.00015819 | 0.00010058 | 0.45438 | 0.45438 | 0.45438 | 0.99345 | -0.12402 | 0.99402 | -0.11323 | 24.9659
45 | 0.0014683 | 0.00036796 | -0.0014683 | -0.00036798 | 3.6587e-09 | -2.3778e-08 | 0.0021992 | 0.0021992 | 0.0021992 | 0.99345 | -0.12402 | 0.99345 | -0.12407 | 0.60418
46 | 0.18108 | 0.046103 | -0.18083 | -0.045947 | 0.00024837 | 0.00015609 | 0.27223 | 0.27223 | 0.27223 | 0.99073 | -0.17608 | 0.98924 | -0.20457 | 14.9577
47 | 0.1108 | 0.028223 | -0.11077 | -0.028202 | 3.5019e-05 | 2.1329e-05 | 0.16658 | 0.16658 | 0.16658 | 0.99073 | -0.17608 | 0.99038 | -0.18264 | 9.1528
48 | -0.30377 | -0.077653 | 0.30405 | 0.077828 | 0.00027617 | 0.0001756 | 0.45528 | 0.45528 | 0.45528 | 0.99402 | -0.11323 | 0.995 | -0.094455 | 25.0154
49 | 0.16532 | 0.042057 | -0.1652 | -0.041983 | 0.00011888 | 7.4441e-05 | 0.2489 | 0.2489 | 0.2489 | 0.98924 | -0.20457 | 0.98847 | -0.2195 | 13.6758
50 | 0.01551 | 0.0038896 | -0.015509 | -0.0038889 | 1.1682e-06 | 6.742e-07 | 0.023331 | 0.023331 | 0.023331 | 0.98924 | -0.20457 | 0.98916 | -0.20615 | 6.4097
51 | 0.1072 | 0.027307 | -0.10708 | -0.027236 | 0.00011554 | 7.0134e-05 | 0.16122 | 0.16122 | 0.16122 | 0.99038 | -0.18264 | 0.98922 | -0.205 | 8.8581
52 | -0.30515 | -0.078104 | 0.30538 | 0.078254 | 0.00023626 | 0.00015022 | 0.45692 | 0.45692 | 0.45692 | 0.995 | -0.094455 | 0.99585 | -0.078479 | 25.1057
53 | 0.15763 | 0.040084 | -0.15751 | -0.040014 | 0.00011224 | 7.0133e-05 | 0.23749 | 0.23749 | 0.23749 | 0.98847 | -0.2195 | 0.9877 | -0.23429 | 13.0492
54 | 0.015509 | 0.0038889 | -0.015504 | -0.0038859 | 5.1692e-06 | 2.9834e-06 | 0.023331 | 0.023331 | 0.023331 | 0.98916 | -0.20615 | 0.9888 | -0.21314 | 6.4097
55 | 0.10569 | 0.026889 | -0.10566 | -0.026866 | 3.675e-05 | 2.2278e-05 | 0.15913 | 0.15913 | 0.15913 | 0.98922 | -0.205 | 0.98884 | -0.21222 | 8.7434
56 | -0.30597 | -0.0784 | 0.30601 | 0.078429 | 4.5488e-05 | 2.8924e-05 | 0.45779 | 0.45779 | 0.45779 | 0.99585 | -0.078479 | 0.99601 | -0.075412 | 25.1535
57 | -0.097675 | -0.024823 | 0.097757 | 0.024873 | 8.2623e-05 | 4.9628e-05 | 0.1473 | 0.1473 | 0.1473 | 0.98751 | -0.23792 | 0.98842 | -0.22037 | 8.0936
58 | 0.084902 | 0.021619 | -0.084878 | -0.021605 | 2.4164e-05 | 1.4209e-05 | 0.12806 | 0.12806 | 0.12806 | 0.98751 | -0.23792 | 0.9872 | -0.24382 | 7.036
59 | 0.011034 | 0.0027686 | -0.011021 | -0.0027621 | 1.2709e-05 | 6.5674e-06 | 0.016627 | 0.016628 | 0.016628 | 0.98751 | -0.23792 | 0.98627 | -0.2621 | 4.568
60 | -0.099126 | -0.025216 | 0.099165 | 0.02524 | 3.8929e-05 | 2.3423e-05 | 0.14936 | 0.14936 | 0.14936 | 0.98842 | -0.22037 | 0.98884 | -0.21222 | 8.2068
61 | 0.083956 | 0.021374 | -0.083909 | -0.021346 | 4.6837e-05 | 2.7489e-05 | 0.12667 | 0.12667 | 0.12667 | 0.9872 | -0.24382 | 0.9866 | -0.2554 | 6.9597
62 | 0.00097638 | 0.00024469 | -0.00097638 | -0.0002447 | 9.6629e-10 | -1.4535e-08 | 0.0014731 | 0.0014731 | 0.0014731 | 0.98627 | -0.2621 | 0.98626 | -0.26212 | 0.4047
63 | 0.083077 | 0.021138 | -0.083044 | -0.021118 | 3.2871e-05 | 1.9259e-05 | 0.12541 | 0.12541 | 0.12541 | 0.9866 | -0.2554 | 0.98617 | -0.26361 | 6.8908
64 | 0.082542 | 0.020992 | -0.082529 | -0.020984 | 1.3233e-05 | 8.3533e-06 | 0.12466 | 0.12466 | 0.12466 | 0.98617 | -0.26361 | 0.986 | -0.26694 | 17.123
65 | 0.081701 | 0.020777 | -0.081486 | -0.02064 | 0.00021504 | 0.00013714 | 0.12341 | 0.12341 | 0.12341 | 0.986 | -0.26694 | 0.98317 | -0.32173 | 33.9028
66 | -0.021192 | -0.0053053 | 0.021194 | 0.0053051 | 1.4342e-06 | -2.0169e-07 | 0.032489 | 0.032488 | 0.032489 | 0.97057 | -0.56885 | 0.97064 | -0.56742 | 1.7851
67 | 0.018465 | 0.0046219 | -0.018465 | -0.004622 | 4.2811e-07 | -1.6617e-07 | 0.028308 | 0.028308 | 0.028308 | 0.97057 | -0.56885 | 0.97055 | -0.56933 | 1.5554
68 | -0.022919 | -0.0057376 | 0.02292 | 0.0057375 | 1.0233e-06 | -2.8255e-08 | 0.035133 | 0.035133 | 0.035133 | 0.97064 | -0.56742 | 0.97069 | -0.56649 | 1.9304
69 | 0.016323 | 0.0040852 | -0.016322 | -0.0040855 | 5.1311e-07 | -3.4666e-07 | 0.025024 | 0.025024 | 0.025024 | 0.97055 | -0.56933 | 0.97051 | -0.56999 | 1.3749
70 | -0.024859 | -0.0062235 | 0.024862 | 0.0062236 | 2.2899e-06 | 1.6574e-07 | 0.038105 | 0.038105 | 0.038105 | 0.97069 | -0.56649 | 0.97079 | -0.56455 | 2.0937
71 | 0.016322 | 0.0040855 | -0.016321 | -0.0040863 | 1.1457e-06 | -7.7384e-07 | 0.025024 | 0.025025 | 0.025025 | 0.97051 | -0.56999 | 0.97044 | -0.57147 | 1.375
72 | -0.027751 | -0.0069478 | 0.027752 | 0.0069481 | 1.1223e-06 | 2.0691e-07 | 0.042534 | 0.042534 | 0.042534 | 0.97079 | -0.56455 | 0.97083 | -0.5637 | 2.337
73 | 0.013672 | 0.0034223 | -0.013672 | -0.0034223 | 4.2024e-08 | -5.1879e-08 | 0.020962 | 0.020962 | 0.020962 | 0.97044 | -0.57147 | 0.97044 | -0.57153 | 1.1518
74 | -0.029925 | -0.0074925 | 0.029928 | 0.0074933 | 3.2087e-06 | 7.9591e-07 | 0.045863 | 0.045863 | 0.045863 | 0.97083 | -0.5637 | 0.97095 | -0.56145 | 2.52
75 | 0.011718 | 0.0029327 | -0.011717 | -0.0029338 | 5.7366e-07 | -1.0966e-06 | 0.017966 | 0.017967 | 0.017967 | 0.97044 | -0.57153 | 0.97038 | -0.57256 | 0.98718
76 | 0.01787 | 0.0044799 | -0.017866 | -0.0044772 | 4.478e-06 | 2.659e-06 | 0.027046 | 0.027046 | 0.027046 | 0.98321 | -0.32295 | 0.98294 | -0.32821 | 7.4302
77 | -0.021634 | -0.0054232 | 0.021637 | 0.0054246 | 2.4181e-06 | 1.4713e-06 | 0.032742 | 0.032742 | 0.032742 | 0.98321 | -0.32295 | 0.98333 | -0.32061 | 8.995
78 | 0.0077762 | 0.0019489 | -0.0077755 | -0.0019486 | 6.9252e-07 | 2.7431e-07 | 0.011772 | 0.011772 | 0.011772 | 0.98294 | -0.32821 | 0.98285 | -0.33008 | 3.234
79 | 0.0073336 | 0.0018376 | -0.0073266 | -0.0018351 | 6.9417e-06 | 2.541e-06 | 0.011102 | 0.011102 | 0.011102 | 0.98294 | -0.32821 | 0.98193 | -0.3481 | 3.0501
80 | -0.032834 | -0.0082317 | 0.032849 | 0.0082415 | 1.5612e-05 | 9.7775e-06 | 0.049686 | 0.049686 | 0.049686 | 0.98333 | -0.32061 | 0.98384 | -0.31063 | 13.6501
81 | 0.011197 | 0.002807 | -0.011195 | -0.0028058 | 2.3801e-06 | 1.2429e-06 | 0.016944 | 0.016945 | 0.016945 | 0.98333 | -0.32061 | 0.98311 | -0.32507 | 4.6551
82 | 0.0054541 | 0.0013668 | -0.0054538 | -0.0013668 | 2.5733e-07 | 3.7153e-08 | 0.0082573 | 0.0082574 | 0.0082574 | 0.98285 | -0.33008 | 0.9828 | -0.33107 | 2.2685
83 | 0.0029947 | 0.0007494 | -0.0029945 | -0.0007496 | 2.0962e-07 | -2.0919e-07 | 0.0045378 | 0.0045379 | 0.0045379 | 0.98193 | -0.3481 | 0.98185 | -0.34957 | 1.2467
84 | -0.035707 | -0.0089577 | 0.035734 | 0.0089746 | 2.7004e-05 | 1.6969e-05 | 0.054008 | 0.054008 | 0.054008 | 0.98384 | -0.31063 | 0.98466 | -0.29478 | 14.8375
85 | 0.0092544 | 0.0023195 | -0.0092527 | -0.0023187 | 1.7109e-06 | 8.0018e-07 | 0.014007 | 0.014007 | 0.014007 | 0.98311 | -0.32507 | 0.98291 | -0.32895 | 3.8482
86 | 0.003089 | 0.00077407 | -0.0030889 | -0.00077415 | 8.2263e-08 | -7.4435e-08 | 0.0046768 | 0.0046769 | 0.0046769 | 0.9828 | -0.33107 | 0.98277 | -0.33163 | 1.2849
87 | 0.0023405 | 0.00058594 | -0.0023403 | -0.00058628 | 1.6341e-07 | -3.3347e-07 | 0.0035468 | 0.0035469 | 0.0035469 | 0.98185 | -0.34957 | 0.98178 | -0.35104 | 0.97443
88 | 0.00065408 | 0.00016366 | -0.00065407 | -0.00016393 | 7.7749e-09 | -2.6191e-07 | 0.00099117 | 0.00099127 | 0.00099127 | 0.98185 | -0.34957 | 0.98184 | -0.34982 | 0.27233
89 | 0.00092671 | 0.000232 | -0.00092669 | -0.00023225 | 1.5446e-08 | -2.5415e-07 | 0.0014045 | 0.0014045 | 0.0014045 | 0.98178 | -0.35104 | 0.98176 | -0.35139 | 0.38586
90 | 0.0028495 | 0.00071355 | -0.0028491 | -0.00071392 | 3.0445e-07 | -3.6203e-07 | 0.0043059 | 0.0043061 | 0.0043061 | 0.98466 | -0.29478 | 0.98454 | -0.29703 | 1.183
91 | -0.038584 | -0.0096882 | 0.038606 | 0.0097025 | 2.2765e-05 | 1.4342e-05 | 0.058314 | 0.058314 | 0.058314 | 0.98466 | -0.29478 | 0.98529 | -0.28243 | 16.0204
92 | 0.0075044 | 0.0018805 | -0.0075042 | -0.0018804 | 2.0213e-07 | 7.6433e-08 | 0.011361 | 0.011361 | 0.011361 | 0.98291 | -0.32895 | 0.98288 | -0.32952 | 3.1211
93 | 0.0016682 | 0.00041793 | -0.0016681 | -0.00041807 | 3.0022e-08 | -1.4095e-07 | 0.0025212 | 0.0025212 | 0.0025212 | 0.98454 | -0.29703 | 0.98452 | -0.29741 | 0.69264
94 | 0.0048031 | 0.0012033 | -0.0048029 | -0.0012033 | 1.8501e-07 | -1.0125e-09 | 0.0072536 | 0.0072537 | 0.0072537 | 0.98529 | -0.28243 | 0.98525 | -0.28323 | 1.9928
95 | -0.043409 | -0.010906 | 0.043468 | 0.010943 | 5.8106e-05 | 3.6728e-05 | 0.065568 | 0.065568 | 0.065568 | 0.98529 | -0.28243 | 0.98673 | -0.25442 | 18.0131
96 | 0.0058527 | 0.0014665 | -0.0058521 | -0.0014664 | 6.0854e-07 | 1.2753e-07 | 0.0088606 | 0.0088607 | 0.0088607 | 0.98288 | -0.32952 | 0.98277 | -0.3317 | 2.4343
97 | -0.0031158 | -0.00078038 | 0.003116 | 0.0007802 | 2.0815e-07 | -1.7792e-07 | 0.0047361 | 0.0047359 | 0.0047361 | 0.97892 | -0.40434 | 0.97899 | -0.40294 | 1.3011
98 | 0.0022698 | 0.00056834 | -0.0022697 | -0.00056853 | 8.8178e-08 | -1.9191e-07 | 0.00345 | 0.0034501 | 0.0034501 | 0.97892 | -0.40434 | 0.97888 | -0.40516 | 0.94783
99 | -0.0039248 | -0.00098291 | 0.0039249 | 0.00098287 | 1.0844e-07 | -3.2783e-08 | 0.0059653 | 0.0059652 | 0.0059653 | 0.97899 | -0.40294 | 0.97902 | -0.40236 | 1.6388
100 | 0.0014133 | 0.00035391 | -0.0014133 | -0.00035405 | 2.0671e-08 | -1.369e-07 | 0.0021484 | 0.0021484 | 0.0021484 | 0.97888 | -0.40516 | 0.97886 | -0.40547 | 0.59022
101 | -0.0039249 | -0.00098287 | 0.0039252 | 0.00098281 | 2.074e-07 | -6.272e-08 | 0.0059652 | 0.0059652 | 0.0059652 | 0.97902 | -0.40236 | 0.97908 | -0.40125 | 1.6388
102 | 0.00073825 | 0.00018486 | -0.00073824 | -0.00018502 | 6.2621e-09 | -1.6267e-07 | 0.0011222 | 0.0011222 | 0.0011222 | 0.97886 | -0.40547 | 0.97885 | -0.40564 | 0.30831
103 | -0.066331 | -0.01674 | 0.066374 | 0.016767 | 4.235e-05 | 2.6964e-05 | 0.10085 | 0.10085 | 0.10085 | 0.97908 | -0.40125 | 0.97976 | -0.38793 | 27.7069
104 | 0.062406 | 0.015757 | -0.062326 | -0.015706 | 8.0607e-05 | 5.1289e-05 | 0.094888 | 0.094888 | 0.094888 | 0.97908 | -0.40125 | 0.9777 | -0.42825 | 26.0682
105 | 0.0030375 | 0.00076036 | -0.0030372 | -0.00076063 | 2.878e-07 | -2.6995e-07 | 0.0046129 | 0.0046131 | 0.0046131 | 0.97976 | -0.38793 | 0.97966 | -0.38992 | 1.2673
106 | -0.069411 | -0.017528 | 0.069548 | 0.017614 | 0.00013627 | 8.6798e-05 | 0.10547 | 0.10547 | 0.10547 | 0.97976 | -0.38793 | 0.98186 | -0.34704 | 28.9742
107 | 0.059962 | 0.015114 | -0.059945 | -0.015103 | 1.6859e-05 | 1.0722e-05 | 0.091291 | 0.091291 | 0.091291 | 0.9777 | -0.42825 | 0.9774 | -0.43412 | 25.0799
108 | -0.035037 | -0.0087994 | 0.035052 | 0.0088093 | 1.5682e-05 | 9.8543e-06 | 0.053517 | 0.053517 | 0.053517 | 0.9743 | -0.49499 | 0.97477 | -0.48562 | 14.7025
109 | 0.019274 | 0.0048346 | -0.01927 | -0.0048326 | 3.376e-06 | 2.031e-06 | 0.029423 | 0.029423 | 0.029423 | 0.97477 | -0.48562 | 0.97459 | -0.48929 | 8.0833
110 | -0.054326 | -0.013644 | 0.05446 | 0.013729 | 0.00013384 | 8.5006e-05 | 0.08294 | 0.08294 | 0.08294 | 0.97477 | -0.48562 | 0.9774 | -0.43412 | 22.7858
111 | 0.017767 | 0.004456 | -0.017767 | -0.0044559 | 5.7644e-08 | 3.4289e-08 | 0.027129 | 0.027129 | 0.027129 | 0.97459 | -0.48929 | 0.97458 | -0.48936 | 7.453
112 | 0.0054853 | 0.0013742 | -0.005485 | -0.0013741 | 3.115e-07 | 5.008e-08 | 0.0083507 | 0.0083508 | 0.0083508 | 0.9774 | -0.43412 | 0.97734 | -0.43532 | 2.2942
113 | 0.0083198 | 0.0020849 | -0.0083197 | -0.0020848 | 1.1875e-07 | 5.1737e-08 | 0.012728 | 0.012728 | 0.012728 | 0.97267 | -0.52716 | 0.97265 | -0.52746 | 3.4967
114 | -0.14424 | -0.03662 | 0.14433 | 0.036679 | 9.4441e-05 | 5.8692e-05 | 0.21605 | 0.21605 | 0.21605 | 0.99419 | -0.11062 | 0.9949 | -0.097021 | 11.8709
115 | 0.14182 | 0.036014 | -0.14181 | -0.036007 | 1.1369e-05 | 7.241e-06 | 0.21243 | 0.21243 | 0.21243 | 0.99419 | -0.11062 | 0.9941 | -0.11229 | 29.1798
116 | -0.14647 | -0.037215 | 0.14651 | 0.037241 | 4.1163e-05 | 2.5603e-05 | 0.21925 | 0.21925 | 0.21925 | 0.9949 | -0.097021 | 0.99521 | -0.091185 | 12.0467
117 | 0.13906 | 0.035319 | -0.13894 | -0.035244 | 0.00011819 | 7.5547e-05 | 0.20832 | 0.20832 | 0.20832 | 0.9941 | -0.11229 | 0.99318 | -0.12996 | 57.2313
118 | -0.148 | -0.037614 | 0.14804 | 0.037635 | 3.3815e-05 | 2.1044e-05 | 0.22147 | 0.22147 | 0.22147 | 0.99521 | -0.091185 | 0.99545 | -0.086442 | 12.1689
119 | 0.1376 | 0.034906 | -0.13747 | -0.034827 | 0.00012417 | 7.9369e-05 | 0.2063 | 0.2063 | 0.2063 | 0.99318 | -0.12996 | 0.9922 | -0.14875 | 56.6769
120 | -0.14931 | -0.037953 | 0.14945 | 0.038042 | 0.00014343 | 8.9303e-05 | 0.22337 | 0.22337 | 0.22337 | 0.99545 | -0.086442 | 0.9965 | -0.066516 | 12.2733
121 | 0.0012717 | 0.00031797 | -0.0012717 | -0.00031827 | 3.3292e-08 | -2.9814e-07 | 0.0019007 | 0.0019008 | 0.0019008 | 0.99545 | -0.086442 | 0.99543 | -0.086992 | 0.5222
122 | 0.13647 | 0.034575 | -0.13602 | -0.034291 | 0.0004435 | 0.00028347 | 0.20479 | 0.2048 | 0.2048 | 0.9922 | -0.14875 | 0.98868 | -0.21664 | 56.2624
123 | -0.14993 | -0.038163 | 0.14999 | 0.0382 | 5.9195e-05 | 3.6861e-05 | 0.22409 | 0.22409 | 0.22409 | 0.9965 | -0.066516 | 0.99693 | -0.05833 | 12.3128
124 | 0.00065993 | 0.00016496 | -0.00065992 | -0.00016539 | 1.2361e-08 | -4.3245e-07 | 0.00098635 | 0.0009865 | 0.0009865 | 0.99543 | -0.086992 | 0.9954 | -0.087386 | 0.27102
125 | 0.032205 | 0.0081234 | -0.03217 | -0.0081019 | 3.4297e-05 | 2.1452e-05 | 0.048488 | 0.048488 | 0.048488 | 0.98868 | -0.21664 | 0.98753 | -0.23891 | 13.321
126 | 0.050409 | 0.012716 | -0.05037 | -0.012691 | 3.8885e-05 | 2.4655e-05 | 0.075897 | 0.075897 | 0.075897 | 0.98868 | -0.21664 | 0.98785 | -0.23276 | 20.8508
127 | 0.053411 | 0.013452 | -0.053376 | -0.01343 | 3.4649e-05 | 2.1992e-05 | 0.08041 | 0.08041 | 0.08041 | 0.98868 | -0.21664 | 0.98798 | -0.23021 | 22.0907
128 | 0.051744 | 0.013021 | -0.051717 | -0.013004 | 2.6867e-05 | 1.7044e-05 | 0.077952 | 0.077952 | 0.077952 | 0.98798 | -0.23021 | 0.98742 | -0.24109 | 21.4153
129 | 0.018165 | 0.0045554 | -0.018161 | -0.0045531 | 3.9433e-06 | 2.3442e-06 | 0.027376 | 0.027376 | 0.027376 | 0.98742 | -0.24109 | 0.98719 | -0.24564 | 7.5208
130 | 0.033552 | 0.0084482 | -0.033538 | -0.0084397 | 1.3697e-05 | 8.5838e-06 | 0.050576 | 0.050576 | 0.050576 | 0.98742 | -0.24109 | 0.98698 | -0.24963 | 13.8945
131 | 0.030307 | 0.007635 | -0.030279 | -0.0076172 | 2.8389e-05 | 1.7705e-05 | 0.045681 | 0.045681 | 0.045681 | 0.98753 | -0.23891 | 0.98652 | -0.25851 | 12.5497
132 | 0.04857 | 0.01224 | -0.048519 | -0.012208 | 5.0268e-05 | 3.1851e-05 | 0.073186 | 0.073186 | 0.073186 | 0.98785 | -0.23276 | 0.98673 | -0.25442 | 20.1059
133 | 0.0045436 | 0.0011386 | -0.0045433 | -0.0011386 | 3.4244e-07 | -2.9728e-08 | 0.0068487 | 0.0068488 | 0.0068488 | 0.98719 | -0.24564 | 0.9871 | -0.24722 | 1.8815
134 | 0.013618 | 0.0034144 | -0.013612 | -0.0034112 | 5.7605e-06 | 3.2208e-06 | 0.020527 | 0.020527 | 0.020527 | 0.98719 | -0.24564 | 0.98673 | -0.25452 | 5.6394
135 | 0.031659 | 0.0079686 | -0.031622 | -0.0079457 | 3.6539e-05 | 2.2839e-05 | 0.047742 | 0.047742 | 0.047742 | 0.98698 | -0.24963 | 0.98574 | -0.27381 | 13.116
136 | 0.028462 | 0.007162 | -0.028446 | -0.007152 | 1.6071e-05 | 9.9889e-06 | 0.042941 | 0.042941 | 0.042941 | 0.98652 | -0.25851 | 0.98591 | -0.27034 | 11.7971
137 | 0.0050518 | 0.0012658 | -0.0050515 | -0.0012658 | 2.2934e-07 | 1.2179e-08 | 0.0076181 | 0.0076181 | 0.0076181 | 0.98673 | -0.25442 | 0.98668 | -0.25537 | 2.0929
138 | 0.0086714 | 0.0021729 | -0.0086713 | -0.0021729 | 1.1011e-07 | 4.8537e-08 | 0.013077 | 0.013077 | 0.013077 | 0.98673 | -0.25452 | 0.98672 | -0.25479 | 3.5925
139 | 0.030375 | 0.0076332 | -0.03036 | -0.0076239 | 1.4912e-05 | 9.3031e-06 | 0.04586 | 0.04586 | 0.04586 | 0.98574 | -0.27381 | 0.98521 | -0.28409 | 12.5989
140 | 0.027171 | 0.0068324 | -0.02714 | -0.0068134 | 3.0672e-05 | 1.9011e-05 | 0.041017 | 0.041017 | 0.041017 | 0.98591 | -0.27034 | 0.9847 | -0.294 | 11.2684
141 | 0.0038044 | 0.00095323 | -0.003804 | -0.00095338 | 3.8511e-07 | -1.5194e-07 | 0.0057374 | 0.0057375 | 0.0057375 | 0.98668 | -0.25537 | 0.98657 | -0.2575 | 1.5762
142 | 0.0041142 | 0.0010308 | -0.0041139 | -0.0010309 | 3.323e-07 | -8.134e-08 | 0.0062043 | 0.0062044 | 0.0062044 | 0.98672 | -0.25479 | 0.98663 | -0.25648 | 1.7045
143 | 0.028741 | 0.0072182 | -0.028741 | -0.007218 | 2.5693e-07 | 1.5981e-07 | 0.043415 | 0.043415 | 0.043415 | 0.98521 | -0.28409 | 0.9852 | -0.28428 | 11.9272
144 | 0.0036866 | 0.0009234 | -0.0036866 | -0.00092342 | 5.027e-08 | -2.115e-08 | 0.0056128 | 0.0056128 | 0.0056128 | 0.97734 | -0.43532 | 0.97732 | -0.4356 | 1.542
145 | 0.0022372 | 0.00056018 | -0.0022372 | -0.00056031 | 5.5786e-08 | -1.2497e-07 | 0.0034061 | 0.0034062 | 0.0034062 | 0.97732 | -0.4356 | 0.97729 | -0.43613 | 0.93576
146 | 0.0014885 | 0.00037266 | -0.0014885 | -0.00037283 | 2.9177e-08 | -1.7115e-07 | 0.0022662 | 0.0022663 | 0.0022663 | 0.97729 | -0.43613 | 0.97727 | -0.43654 | 0.6226
147 | 0.00077096 | 0.00019301 | -0.00077095 | -0.00019322 | 8.763e-09 | -2.0688e-07 | 0.0011738 | 0.0011739 | 0.0011739 | 0.97727 | -0.43654 | 0.97726 | -0.43678 | 0.32249
148 | 0.015981 | 0.0040082 | -0.015976 | -0.0040052 | 5.1401e-06 | 3.0029e-06 | 0.024401 | 0.024401 | 0.024401 | 0.97458 | -0.48936 | 0.97424 | -0.49611 | 6.7036
149 | -0.011826 | -0.0029636 | 0.011827 | 0.0029645 | 1.647e-06 | 8.7627e-07 | 0.017799 | 0.017798 | 0.017799 | 0.98865 | -0.21607 | 0.9888 | -0.21314 | 4.8897
150 | 0.010087 | 0.0025279 | -0.010086 | -0.0025274 | 1.1443e-06 | 5.6263e-07 | 0.015182 | 0.015182 | 0.015182 | 0.98865 | -0.21607 | 0.98853 | -0.21845 | 4.1709
151 | 0.0065918 | 0.0016516 | -0.0065916 | -0.0016516 | 2.0274e-07 | 5.9358e-08 | 0.0099224 | 0.0099225 | 0.0099225 | 0.98853 | -0.21845 | 0.9885 | -0.21909 | 2.7259
152 | 0.00057915 | 0.00014471 | -0.00057914 | -0.00014515 | 9.7539e-09 | -4.3252e-07 | 0.00087166 | 0.00087181 | 0.00087181 | 0.9885 | -0.21909 | 0.98848 | -0.21945 | 0.23951
153 | 0.0011331 | 0.00028381 | -0.0011331 | -0.00028398 | 1.598e-08 | -1.664e-07 | 0.0017319 | 0.001732 | 0.001732 | 0.9735 | -0.51081 | 0.97348 | -0.5111 | 0.47582
154 | -0.0018607 | -0.00046617 | 0.0018607 | 0.00046612 | 1.4445e-08 | -4.9962e-08 | 0.0028441 | 0.0028441 | 0.0028441 | 0.9735 | -0.51081 | 0.97351 | -0.51065 | 0.78135
155 | -0.0032642 | -0.00081785 | 0.0032643 | 0.00081774 | 1.637e-07 | -1.1329e-07 | 0.0049892 | 0.0049891 | 0.0049892 | 0.97351 | -0.51065 | 0.97356 | -0.50959 | 1.3707
156 | -0.0042532 | -0.0010656 | 0.0042533 | 0.0010656 | 1.3721e-08 | -1.9851e-09 | 0.0065006 | 0.0065006 | 0.0065006 | 0.97356 | -0.50959 | 0.97356 | -0.50952 | 1.7859
157 | -0.0050923 | -0.0012759 | 0.0050925 | 0.0012759 | 1.7299e-07 | 1.6014e-08 | 0.007783 | 0.007783 | 0.007783 | 0.97356 | -0.50952 | 0.9736 | -0.50881 | 2.1382
158 | -0.0063988 | -0.0016033 | 0.0063995 | 0.0016035 | 6.8653e-07 | 2.0131e-07 | 0.0097796 | 0.0097795 | 0.0097796 | 0.9736 | -0.50881 | 0.97371 | -0.50656 | 2.6867
159 | 0.15526 | 0.039449 | -0.15518 | -0.039401 | 7.7807e-05 | 4.8586e-05 | 0.2341 | 0.2341 | 0.2341 | 0.9877 | -0.23429 | 0.98716 | -0.24471 | 12.8626
160 | -0.12052 | -0.030463 | 0.12053 | 0.030468 | 8.244e-06 | 5.0681e-06 | 0.18277 | 0.18277 | 0.18277 | 0.98172 | -0.34991 | 0.9818 | -0.34848 | 10.0421
161 | 0.11815 | 0.029869 | -0.11813 | -0.029859 | 1.6393e-05 | 1.0061e-05 | 0.17918 | 0.17918 | 0.17918 | 0.98172 | -0.34991 | 0.98157 | -0.3528 | 9.8448
162 | -0.12145 | -0.030699 | 0.12149 | 0.030727 | 4.5457e-05 | 2.7962e-05 | 0.18416 | 0.18416 | 0.18416 | 0.9818 | -0.34848 | 0.9822 | -0.34068 | 10.1187
163 | 0.11628 | 0.029396 | -0.11627 | -0.029387 | 1.4342e-05 | 8.7906e-06 | 0.17637 | 0.17637 | 0.17637 | 0.98157 | -0.3528 | 0.98144 | -0.35538 | 9.6908
164 | -0.12339 | -0.031202 | 0.12351 | 0.031275 | 0.00011814 | 7.276e-05 | 0.18703 | 0.18703 | 0.18703 | 0.9822 | -0.34068 | 0.98322 | -0.32074 | 10.2766
165 | 0.0018961 | 0.00047494 | -0.001896 | -0.00047519 | 7.0235e-08 | -2.4232e-07 | 0.0028724 | 0.0028726 | 0.0028726 | 0.9822 | -0.34068 | 0.98216 | -0.34146 | 0.78916
166 | -0.12529 | -0.031721 | 0.12533 | 0.031745 | 3.9626e-05 | 2.443e-05 | 0.18973 | 0.18973 | 0.18973 | 0.98322 | -0.32074 | 0.98356 | -0.31416 | 10.4246
167 | -0.13253 | -0.033548 | 0.13264 | 0.033615 | 0.00010792 | 6.6798e-05 | 0.20062 | 0.20062 | 0.20062 | 0.98356 | -0.31416 | 0.98444 | -0.29721 | 11.023
168 | 0.0071989 | 0.0018029 | -0.0071986 | -0.0018028 | 2.817e-07 | 9.9907e-08 | 0.010891 | 0.010891 | 0.010891 | 0.98356 | -0.31416 | 0.98352 | -0.31498 | 2.9919
169 | -0.073908 | -0.018569 | 0.073908 | 0.01857 | 2.9684e-07 | 1.7061e-07 | 0.11286 | 0.11286 | 0.11286 | 0.9746 | -0.48933 | 0.9746 | -0.48924 | 6.2011
170 | 0.0089149 | 0.0022314 | -0.0089148 | -0.0022316 | 5.28e-08 | -1.9893e-07 | 0.013669 | 0.013669 | 0.013669 | 0.97038 | -0.57256 | 0.97038 | -0.57269 | 0.75106
171 | -0.076386 | -0.019191 | 0.076409 | 0.019204 | 2.3606e-05 | 1.3666e-05 | 0.11664 | 0.11664 | 0.11664 | 0.9746 | -0.48924 | 0.97493 | -0.48277 | 6.4089
172 | 0.0035184 | 0.00088151 | -0.0035184 | -0.00088152 | 1.6811e-08 | -9.2567e-09 | 0.0053272 | 0.0053272 | 0.0053272 | 0.98277 | -0.3317 | 0.98276 | -0.3318 | 1.4635
173 | 0.0018506 | 0.00046353 | -0.0018505 | -0.00046378 | 7.0032e-08 | -2.5657e-07 | 0.0028019 | 0.002802 | 0.002802 | 0.98276 | -0.3318 | 0.98272 | -0.33259 | 0.76979
174 | -0.081612 | -0.020533 | 0.081625 | 0.020541 | 1.366e-05 | 8.0077e-06 | 0.12446 | 0.12446 | 0.12446 | 0.97593 | -0.46306 | 0.97611 | -0.45955 | 6.8386
175 | 0.08039 | 0.020226 | -0.080359 | -0.020208 | 3.1068e-05 | 1.8162e-05 | 0.1226 | 0.1226 | 0.1226 | 0.97593 | -0.46306 | 0.97552 | -0.47115 | 6.7363
176 | -0.082189 | -0.020682 | 0.082211 | 0.020695 | 2.2407e-05 | 1.3151e-05 | 0.12532 | 0.12532 | 0.12532 | 0.97611 | -0.45955 | 0.9764 | -0.45385 | 6.8858
177 | 0.077837 | 0.019576 | -0.077803 | -0.019556 | 3.3825e-05 | 1.9652e-05 | 0.11875 | 0.11875 | 0.11875 | 0.97552 | -0.47115 | 0.97506 | -0.48025 | 6.525
178 | -0.083235 | -0.020951 | 0.083247 | 0.020959 | 1.273e-05 | 7.4877e-06 | 0.12688 | 0.12688 | 0.12688 | 0.9764 | -0.45385 | 0.97656 | -0.45065 | 6.9715
179 | 0.076419 | 0.01921 | -0.076409 | -0.019204 | 9.1974e-06 | 5.3243e-06 | 0.11664 | 0.11664 | 0.11664 | 0.97506 | -0.48025 | 0.97493 | -0.48277 | 6.4089
180 | -0.083247 | -0.020959 | 0.083258 | 0.020966 | 1.1232e-05 | 6.6067e-06 | 0.12688 | 0.12688 | 0.12688 | 0.97656 | -0.45065 | 0.97671 | -0.44783 | 6.9714
181 | -0.083258 | -0.020966 | 0.083295 | 0.020987 | 3.6776e-05 | 2.163e-05 | 0.12688 | 0.12688 | 0.12688 | 0.97671 | -0.44783 | 0.97718 | -0.43859 | 6.9714
182 | -0.004855 | -0.0012167 | 0.0048552 | 0.0012164 | 1.8973e-07 | -3.2952e-07 | 0.0074455 | 0.0074453 | 0.0074455 | 0.97029 | -0.57448 | 0.97033 | -0.57366 | 1.0227
183 | 0.0028952 | 0.00072553 | -0.0028952 | -0.0007256 | 6.0191e-08 | -6.2038e-08 | 0.00444 | 0.0044401 | 0.0044401 | 0.97029 | -0.57448 | 0.97027 | -0.57492 | 1.2198
184 | -0.0056981 | -0.0014276 | 0.0056982 | 0.0014269 | 6.7664e-08 | -6.865e-07 | 0.008738 | 0.0087377 | 0.008738 | 0.97033 | -0.57366 | 0.97034 | -0.57341 | 0.48011
185 | -0.0075047 | -0.0018797 | 0.0075049 | 0.0018782 | 2.5932e-07 | -1.4467e-06 | 0.011508 | 0.011507 | 0.011508 | 0.97034 | -0.57341 | 0.97038 | -0.57269 | 0.63231
186 | -0.00084771 | -0.00021246 | 0.00084774 | 0.00021185 | 3.1028e-08 | -6.0222e-07 | 0.0012909 | 0.0012907 | 0.0012909 | 0.97714 | -0.43936 | 0.97718 | -0.43859 | 0.35465
187 | -0.087464 | -0.022031 | 0.087493 | 0.022049 | 2.9318e-05 | 1.7384e-05 | 0.13323 | 0.13323 | 0.13323 | 0.97718 | -0.43859 | 0.97754 | -0.43159 | 7.3202
188 | -0.088527 | -0.022308 | 0.088582 | 0.022341 | 5.5564e-05 | 3.3003e-05 | 0.1348 | 0.1348 | 0.1348 | 0.97754 | -0.43159 | 0.97821 | -0.41848 | 7.4066
189 | -0.089501 | -0.022571 | 0.08957 | 0.022612 | 6.8799e-05 | 4.0924e-05 | 0.1362 | 0.1362 | 0.1362 | 0.97821 | -0.41848 | 0.97903 | -0.40243 | 7.4833
190 | 0.010832 | 0.0027148 | -0.010831 | -0.0027141 | 1.3635e-06 | 7.0126e-07 | 0.016398 | 0.016398 | 0.016398 | 0.98295 | -0.32818 | 0.98281 | -0.33083 | 4.505
191 | -0.013038 | -0.0032677 | 0.013041 | 0.0032693 | 2.8278e-06 | 1.5644e-06 | 0.019738 | 0.019737 | 0.019738 | 0.98295 | -0.32818 | 0.98318 | -0.32363 | 5.4224
192 | 0.0095397 | 0.0023905 | -0.0095391 | -0.0023902 | 6.0835e-07 | 2.9081e-07 | 0.014443 | 0.014443 | 0.014443 | 0.98281 | -0.33083 | 0.98274 | -0.33217 | 3.968
193 | -0.018955 | -0.0047511 | 0.018961 | 0.0047546 | 5.8227e-06 | 3.4872e-06 | 0.028689 | 0.028689 | 0.028689 | 0.98318 | -0.32363 | 0.98351 | -0.31719 | 7.8815
194 | 0.0059145 | 0.0014818 | -0.0059143 | -0.0014818 | 1.3129e-07 | 2.8614e-08 | 0.0089512 | 0.0089512 | 0.0089512 | 0.98318 | -0.32363 | 0.98316 | -0.3241 | 2.4591
195 | 0.0074079 | 0.0018561 | -0.0074072 | -0.0018559 | 6.871e-07 | 2.5524e-07 | 0.011217 | 0.011217 | 0.011217 | 0.98274 | -0.33217 | 0.98264 | -0.33411 | 3.0815
196 | -0.021157 | -0.0053048 | 0.021158 | 0.0053056 | 1.2407e-06 | 7.5306e-07 | 0.03201 | 0.03201 | 0.03201 | 0.98351 | -0.31719 | 0.98357 | -0.31596 | 8.794
197 | 0.0018345 | 0.00045932 | -0.0018344 | -0.00045975 | 1.141e-07 | -4.2744e-07 | 0.0027764 | 0.0027766 | 0.0027766 | 0.98316 | -0.3241 | 0.98309 | -0.3254 | 0.76281
198 | 0.0061856 | 0.0015497 | -0.0061849 | -0.0015495 | 7.1447e-07 | 1.822e-07 | 0.0093666 | 0.0093667 | 0.0093667 | 0.98264 | -0.33411 | 0.98252 | -0.33654 | 2.5733
199 | -0.022382 | -0.0056122 | 0.022402 | 0.005625 | 2.0842e-05 | 1.2723e-05 | 0.033861 | 0.033861 | 0.033861 | 0.98357 | -0.31596 | 0.98457 | -0.29644 | 9.3026
200 | 0.0050439 | 0.0012636 | -0.0050432 | -0.0012635 | 6.7669e-07 | 4.1489e-08 | 0.0076388 | 0.0076389 | 0.0076389 | 0.98252 | -0.33654 | 0.98238 | -0.33936 | 2.0986
201 | -0.023808 | -0.0059772 | 0.023811 | 0.0059789 | 2.7675e-06 | 1.6987e-06 | 0.035985 | 0.035985 | 0.035985 | 0.98457 | -0.29644 | 0.9847 | -0.294 | 9.8861
202 | 0.0050986 | 0.0012776 | -0.0050978 | -0.0012775 | 7.5519e-07 | 5.4513e-08 | 0.0077165 | 0.0077167 | 0.0077167 | 0.98317 | -0.32173 | 0.98301 | -0.32483 | 2.12
203 | 0.0049886 | 0.0012501 | -0.0049885 | -0.0012501 | 1.244e-07 | 5.8201e-09 | 0.0075501 | 0.0075501 | 0.0075501 | 0.98317 | -0.32173 | 0.98314 | -0.32225 | 2.0742
204 | 0.071399 | 0.018112 | -0.071312 | -0.018057 | 8.6806e-05 | 5.5305e-05 | 0.10814 | 0.10814 | 0.10814 | 0.98317 | -0.32173 | 0.98186 | -0.34704 | 29.7087
205 | 0.00080958 | 0.00020281 | -0.00080957 | -0.0002029 | 3.9349e-09 | -8.6057e-08 | 0.0012255 | 0.0012255 | 0.0012255 | 0.98301 | -0.32483 | 0.983 | -0.32494 | 0.33667
206 | 0.0043205 | 0.0010827 | -0.0043201 | -0.0010827 | 3.8799e-07 | -5.8477e-08 | 0.0065391 | 0.0065392 | 0.0065392 | 0.98314 | -0.32225 | 0.98304 | -0.32413 | 1.7965
207 | 0.0024081 | 0.00060295 | -0.0024078 | -0.00060345 | 2.7021e-07 | -5.0516e-07 | 0.0036574 | 0.0036577 | 0.0036577 | 0.97966 | -0.38992 | 0.97954 | -0.39228 | 1.0049
208 | 0.15467 | 0.039517 | -0.15458 | -0.039458 | 9.4059e-05 | 5.8651e-05 | 0.2305 | 0.2305 | 0.2305 | 0.99968 | -0.005968 | 0.99902 | -0.018553 | 12.6646
209 | -0.15467 | -0.039517 | 0.15472 | 0.039545 | 4.4648e-05 | 2.784e-05 | 0.2305 | 0.23049 | 0.2305 | 0.99968 | -0.005968 | 1 | 0 | 12.6646
210 | 0.15331 | 0.03914 | -0.15321 | -0.039076 | 0.0001024 | 6.3829e-05 | 0.22861 | 0.22861 | 0.22861 | 0.99902 | -0.018553 | 0.99829 | -0.032384 | 12.5607
211 | 0.31411 | 0.080896 | -0.31359 | -0.080564 | 0.00052215 | 0.00033209 | 0.46817 | 0.46817 | 0.46817 | 1 | 0 | 0.99818 | -0.034223 | 25.7236
212 | 0.15215 | 0.038811 | -0.15207 | -0.038759 | 8.3667e-05 | 5.2133e-05 | 0.22703 | 0.22703 | 0.22703 | 0.99829 | -0.032384 | 0.99769 | -0.043778 | 12.4742
213 | 0.00081984 | 0.00020528 | -0.00081983 | -0.00020547 | 8.8657e-09 | -1.8893e-07 | 0.001241 | 0.001241 | 0.001241 | 0.983 | -0.3271 | 0.98299 | -0.32733 | 0.34094
214 | -0.00081984 | -0.00020528 | 0.00081985 | 0.00020504 | 1.1366e-08 | -2.4226e-07 | 0.001241 | 0.0012409 | 0.001241 | 0.983 | -0.3271 | 0.98302 | -0.32681 | 0.34092
215 | -0.004834 | -0.0012111 | 0.0048341 | 0.0012111 | 8.5535e-08 | 7.3271e-10 | 0.0073172 | 0.0073171 | 0.0073172 | 0.98302 | -0.32681 | 0.98304 | -0.32644 | 2.0102
216 | 0.30825 | 0.079228 | -0.30764 | -0.078836 | 0.00061551 | 0.0003914 | 0.46022 | 0.46022 | 0.46022 | 0.99818 | -0.034223 | 0.99601 | -0.075412 | 25.2869
217 | -0.00075652 | -0.0001896 | 0.00075653 | 0.00018934 | 9.8961e-09 | -2.635e-07 | 0.0011292 | 0.0011291 | 0.0011292 | 0.99687 | -0.059405 | 0.99689 | -0.05913 | 0.31023
218 | -0.0010643 | -0.00026646 | 0.0010643 | 0.00026633 | 1.0508e-08 | -1.3806e-07 | 0.0015885 | 0.0015884 | 0.0015885 | 0.99689 | -0.05913 | 0.9969 | -0.058923 | 0.4364
219 | -0.0015101 | -0.00037806 | 0.0015101 | 0.0003778 | 4.2574e-08 | -2.6415e-07 | 0.0022539 | 0.0022538 | 0.0022539 | 0.9969 | -0.058923 | 0.99693 | -0.05833 | 0.61921
220 | -0.1515 | -0.038578 | 0.15161 | 0.038644 | 0.00010641 | 6.6294e-05 | 0.22635 | 0.22635 | 0.22635 | 0.99693 | -0.05833 | 0.99769 | -0.043778 | 12.4366
221 | 0.022605 | 0.005673 | -0.022596 | -0.0056674 | 9.0497e-06 | 5.5292e-06 | 0.034173 | 0.034173 | 0.034173 | 0.98438 | -0.30024 | 0.98395 | -0.30864 | 9.3882
222 | -0.023844 | -0.0059835 | 0.023848 | 0.0059861 | 4.2122e-06 | 2.5859e-06 | 0.036046 | 0.036046 | 0.036046 | 0.98438 | -0.30024 | 0.98457 | -0.29653 | 9.9028
223 | 0.021439 | 0.0053774 | -0.021426 | -0.0053696 | 1.2921e-05 | 7.8536e-06 | 0.032423 | 0.032423 | 0.032423 | 0.98395 | -0.30864 | 0.9833 | -0.32129 | 8.9075
224 | -0.025423 | -0.0063808 | 0.025427 | 0.0063832 | 3.9718e-06 | 2.4507e-06 | 0.038426 | 0.038426 | 0.038426 | 0.98457 | -0.29653 | 0.98474 | -0.29326 | 10.5566
225 | 0.011054 | 0.0027701 | -0.011052 | -0.0027695 | 1.2699e-06 | 6.5926e-07 | 0.016727 | 0.016727 | 0.016727 | 0.9833 | -0.32129 | 0.98318 | -0.3237 | 4.5954
226 | 0.0027562 | 0.00069065 | -0.0027561 | -0.00069074 | 7.2398e-08 | -9.4437e-08 | 0.0041708 | 0.0041709 | 0.0041709 | 0.9833 | -0.32129 | 0.98327 | -0.32184 | 1.1458
227 | 0.007616 | 0.0019088 | -0.0076152 | -0.0019085 | 7.678e-07 | 2.9589e-07 | 0.011525 | 0.011525 | 0.011525 | 0.9833 | -0.32129 | 0.98319 | -0.3234 | 3.1663
228 | -0.02686 | -0.0067424 | 0.026872 | 0.0067496 | 1.1505e-05 | 7.1263e-06 | 0.040592 | 0.040592 | 0.040592 | 0.98474 | -0.29326 | 0.9852 | -0.28428 | 11.1516
229 | 0.0077755 | 0.0019482 | -0.0077755 | -0.0019482 | 7.9552e-08 | 3.1487e-08 | 0.011768 | 0.011768 | 0.011768 | 0.98318 | -0.3237 | 0.98317 | -0.32391 | 3.2329
230 | 0.0051877 | 0.0013001 | -0.0051872 | -0.0013 | 5.2497e-07 | 4.8007e-08 | 0.0078513 | 0.0078514 | 0.0078514 | 0.98319 | -0.3234 | 0.98308 | -0.32553 | 2.157
231 | 0.0056787 | 0.0014227 | -0.005678 | -0.0014226 | 6.8287e-07 | 1.2445e-07 | 0.0085945 | 0.0085946 | 0.0085946 | 0.98317 | -0.32391 | 0.98304 | -0.32644 | 2.3612
232 | 0.049304 | 0.012357 | -0.049294 | -0.012352 | 1.0567e-05 | 5.2304e-06 | 0.075476 | 0.075477 | 0.075477 | 0.97204 | -0.53982 | 0.97181 | -0.54432 | 4.1471
233 | 0.0061671 | 0.0015443 | -0.0061666 | -0.0015441 | 5.0345e-07 | 1.265e-07 | 0.00933 | 0.00933 | 0.00933 | 0.98352 | -0.31498 | 0.98343 | -0.31669 | 2.5632
234 | 0.0049714 | 0.0012446 | -0.0049708 | -0.0012446 | 5.5415e-07 | 2.3284e-08 | 0.0075216 | 0.0075217 | 0.0075217 | 0.98343 | -0.31669 | 0.98331 | -0.31903 | 2.0664
235 | 0.0043144 | 0.0010801 | -0.0043141 | -0.0010801 | 3.2977e-07 | -5.0657e-08 | 0.0065284 | 0.0065285 | 0.0065285 | 0.98331 | -0.31903 | 0.98323 | -0.32064 | 1.7935
236 | -0.1364 | -0.03456 | 0.13649 | 0.034611 | 8.2392e-05 | 5.1089e-05 | 0.20631 | 0.20631 | 0.20631 | 0.98444 | -0.29721 | 0.98509 | -0.28464 | 11.3359
237 | 0.0043141 | 0.0010801 | -0.0043134 | -0.0010802 | 6.244e-07 | -9.5777e-08 | 0.0065285 | 0.0065287 | 0.0065287 | 0.98323 | -0.32064 | 0.98308 | -0.32368 | 1.7936
238 | -0.13748 | -0.03486 | 0.1375 | 0.034871 | 1.8482e-05 | 1.1465e-05 | 0.20781 | 0.20781 | 0.20781 | 0.98509 | -0.28464 | 0.98523 | -0.28185 | 11.4183
239 | 0.00047451 | 0.00011807 | -0.0004745 | -0.00011843 | 5.5719e-09 | -3.6187e-07 | 0.00071792 | 0.00071805 | 0.00071805 | 0.98308 | -0.32368 | 0.98306 | -0.32393 | 0.19727
240 | -0.13998 | -0.035493 | 0.14009 | 0.035561 | 0.00010932 | 6.7887e-05 | 0.21156 | 0.21156 | 0.21156 | 0.98523 | -0.28185 | 0.98607 | -0.26561 | 11.6241
241 | 0.047039 | 0.011787 | -0.047033 | -0.011784 | 6.3733e-06 | 3.0642e-06 | 0.072025 | 0.072025 | 0.072025 | 0.97181 | -0.54432 | 0.97167 | -0.54716 | 3.9574
242 | 0.038086 | 0.0095412 | -0.038076 | -0.0095373 | 9.6925e-06 | 3.851e-06 | 0.058324 | 0.058324 | 0.058324 | 0.97167 | -0.54716 | 0.9714 | -0.5525 | 3.2046
243 | 0.008947 | 0.0022424 | -0.0089454 | -0.0022416 | 1.6079e-06 | 7.462e-07 | 0.013702 | 0.013702 | 0.013702 | 0.97167 | -0.54716 | 0.97148 | -0.55093 | 3.7642
244 | 0.0080082 | 0.0020072 | -0.0080075 | -0.0020069 | 7.6932e-07 | 3.1319e-07 | 0.012085 | 0.012085 | 0.012085 | 0.98607 | -0.26561 | 0.98597 | -0.26763 | 3.32
245 | -0.1481 | -0.037568 | 0.14812 | 0.037583 | 2.4071e-05 | 1.4996e-05 | 0.22364 | 0.22364 | 0.22364 | 0.98607 | -0.26561 | 0.98625 | -0.26223 | 12.288
246 | 0.0064423 | 0.0016146 | -0.0064417 | -0.0016145 | 5.4514e-07 | 1.5278e-07 | 0.0097227 | 0.0097227 | 0.0097227 | 0.98597 | -0.26763 | 0.98588 | -0.26941 | 2.6711
247 | -0.15136 | -0.038395 | 0.15144 | 0.038446 | 8.1879e-05 | 5.1068e-05 | 0.22853 | 0.22853 | 0.22853 | 0.98625 | -0.26223 | 0.98683 | -0.25099 | 12.5567
248 | -0.15244 | -0.038697 | 0.15249 | 0.038726 | 4.61e-05 | 2.8762e-05 | 0.23004 | 0.23004 | 0.23004 | 0.98683 | -0.25099 | 0.98716 | -0.24471 | 12.6396
249 | -0.008095 | -0.0020284 | 0.0080957 | 0.0020287 | 6.2969e-07 | 2.665e-07 | 0.012371 | 0.012371 | 0.012371 | 0.97371 | -0.50656 | 0.97379 | -0.50493 | 3.3985
250 | -0.010666 | -0.0026729 | 0.010667 | 0.0026734 | 9.2252e-07 | 4.7519e-07 | 0.016298 | 0.016298 | 0.016298 | 0.97379 | -0.50493 | 0.97389 | -0.50311 | 4.4776
251 | -0.01182 | -0.0029623 | 0.01182 | 0.0029623 | 3.0313e-08 | 1.6317e-08 | 0.01806 | 0.01806 | 0.01806 | 0.97389 | -0.50311 | 0.97389 | -0.50306 | 4.9615
252 | -0.012552 | -0.0031459 | 0.012556 | 0.0031477 | 3.2868e-06 | 1.807e-06 | 0.019179 | 0.019179 | 0.019179 | 0.97389 | -0.50306 | 0.97417 | -0.49756 | 5.2689
253 | -0.014038 | -0.0035192 | 0.014039 | 0.0035197 | 9.7101e-07 | 5.5132e-07 | 0.021443 | 0.021443 | 0.021443 | 0.97417 | -0.49756 | 0.97424 | -0.49611 | 5.8909
254 | 0.0004745 | 0.00011843 | -0.00047449 | -0.00011892 | 7.4711e-09 | -4.85e-07 | 0.00071805 | 0.00071823 | 0.00071823 | 0.98306 | -0.32393 | 0.98305 | -0.32426 | 0.19732
255 | 0.0032366 | 0.00081071 | -0.0032364 | -0.00081085 | 1.7106e-07 | -1.3364e-07 | 0.004888 | 0.0048881 | 0.0048881 | 0.98525 | -0.28323 | 0.98519 | -0.28434 | 1.3429
256 | 0.0020795 | 0.0005209 | -0.0020794 | -0.00052115 | 8.9982e-08 | -2.5214e-07 | 0.0031407 | 0.0031408 | 0.0031408 | 0.98519 | -0.28434 | 0.98515 | -0.28525 | 0.86287
257 | 0.0035826 | 0.00089727 | -0.0035822 | -0.00089744 | 3.4004e-07 | -1.6744e-07 | 0.0054431 | 0.0054432 | 0.0054432 | 0.97935 | -0.39621 | 0.97925 | -0.3982 | 1.4954
258 | 0.0016352 | 0.00040946 | -0.0016351 | -0.00040962 | 3.4031e-08 | -1.6315e-07 | 0.0024846 | 0.0024847 | 0.0024847 | 0.97925 | -0.3982 | 0.97923 | -0.39864 | 0.6826
259 | 0.0016351 | 0.00040962 | -0.0016351 | -0.0004098 | 3.6118e-08 | -1.7313e-07 | 0.0024847 | 0.0024847 | 0.0024847 | 0.97923 | -0.39864 | 0.9792 | -0.3991 | 0.68262
260 | -0.0021529 | -0.00053957 | 0.002153 | 0.00053934 | 9.758e-08 | -2.3404e-07 | 0.0032971 | 0.003297 | 0.0032971 | 0.97163 | -0.54763 | 0.97168 | -0.54667 | 0.9058
261 | -0.0038535 | -0.00096552 | 0.0038538 | 0.00096543 | 2.9835e-07 | -9.2083e-08 | 0.0059011 | 0.005901 | 0.0059011 | 0.97168 | -0.54667 | 0.97176 | -0.54505 | 1.6212
262 | 0.0030425 | 0.00076223 | -0.0030422 | -0.00076246 | 2.5866e-07 | -2.2767e-07 | 0.0046601 | 0.0046603 | 0.0046603 | 0.97148 | -0.55093 | 0.97139 | -0.55272 | 1.2803
263 | 0.037133 | 0.0093009 | -0.037125 | -0.0092978 | 8.0629e-06 | 3.104e-06 | 0.05688 | 0.05688 | 0.05688 | 0.9714 | -0.5525 | 0.97117 | -0.55707 | 3.1253
264 | 0.035615 | 0.0089194 | -0.035609 | -0.0089172 | 6.0018e-06 | 2.1787e-06 | 0.054567 | 0.054567 | 0.054567 | 0.97117 | -0.55707 | 0.97099 | -0.56061 | 2.9982
265 | 0.032819 | 0.0082179 | -0.032818 | -0.0082175 | 1.317e-06 | 4.1352e-07 | 0.050292 | 0.050292 | 0.050292 | 0.97099 | -0.56061 | 0.97095 | -0.56145 | 2.7633
266 | 0.0028084 | 0.00070368 | -0.0028083 | -0.0007037 | 1.8275e-08 | -2.2997e-08 | 0.0042355 | 0.0042355 | 0.0042355 | 0.98663 | -0.25648 | 0.98662 | -0.25662 | 1.1636
267 | 0.0015279 | 0.0003828 | -0.0015279 | -0.00038293 | 2.2307e-08 | -1.2878e-07 | 0.0023044 | 0.0023044 | 0.0023044 | 0.98662 | -0.25662 | 0.98661 | -0.25693 | 0.63308
268 | -0.0044487 | -0.0011147 | 0.0044489 | 0.0011147 | 1.716e-07 | -1.2689e-08 | 0.0068073 | 0.0068073 | 0.0068073 | 0.97243 | -0.53188 | 0.97247 | -0.53107 | 1.8701
269 | 0.0022492 | 0.00056343 | -0.0022492 | -0.00056359 | 7.1782e-08 | -1.5453e-07 | 0.0034417 | 0.0034418 | 0.0034418 | 0.97243 | -0.53188 | 0.97239 | -0.53255 | 0.94554
270 | -0.0056303 | -0.0014108 | 0.0056308 | 0.0014108 | 4.8818e-07 | 9.4793e-08 | 0.008615 | 0.0086149 | 0.008615 | 0.97247 | -0.53107 | 0.97256 | -0.52925 | 2.3668
271 | 0.0013491 | 0.00033801 | -0.0013491 | -0.00033812 | 1.4167e-08 | -1.0089e-07 | 0.0020645 | 0.0020645 | 0.0020645 | 0.97239 | -0.53255 | 0.97238 | -0.53277 | 0.56717
272 | -0.0072417 | -0.0018146 | 0.0072423 | 0.0018148 | 6.1598e-07 | 2.2817e-07 | 0.01108 | 0.01108 | 0.01108 | 0.97256 | -0.52925 | 0.97265 | -0.52746 | 3.0438
273 | 0.0036832 | 0.00092268 | -0.0036831 | -0.00092275 | 1.6818e-07 | -7.479e-08 | 0.0055789 | 0.005579 | 0.005579 | 0.98238 | -0.33936 | 0.98233 | -0.34031 | 1.5327
274 | 0.0023078 | 0.00057808 | -0.0023077 | -0.00057835 | 1.3082e-07 | -2.7764e-07 | 0.0034957 | 0.0034958 | 0.0034958 | 0.98233 | -0.34031 | 0.98227 | -0.3415 | 0.96039

## res_trafo
| p_hv_mw | q_hv_mvar | p_lv_mw | q_lv_mvar | pl_mw | ql_mvar | i_hv_ka | i_lv_ka | vm_hv_pu | va_hv_degree | vm_lv_pu | va_lv_degree | loading_percent
0 | -1.2729e-15 | -1.3162e-15 | 0.00165 | 1.2699e-07 | 0.00165 | 1.2699e-07 | 5.2857e-17 | 0.0023815 | 0.99998 | 149.9956 | 1 | 0 | 0.2619

## res_ext_grid
| p_mw | q_mvar
0 | 0.47654 | 0.12196

## res_load
| p_mw | q_mvar
0 | 0.0019591 | 0.000491
1 | 0.0016922 | 0.0004241
2 | 0.0013802 | 0.00034592
3 | 0.0016543 | 0.00041461
4 | 0.0017715 | 0.00044398
5 | 0.0021692 | 0.00054366
6 | 0.0015684 | 0.00039307
7 | 0.0022577 | 0.00056584
8 | 0.0015064 | 0.00037753
9 | 0.0016706 | 0.00041868
10 | 0.00044717 | 0.00011207
11 | 0.0012788 | 0.0003205
12 | 0.00042879 | 0.00010747
13 | 0.0013263 | 0.0003324
14 | 0.0015078 | 0.00037789
15 | 0.00057402 | 0.00014386
16 | 0.0064486 | 0.0016162
17 | 0.0018301 | 0.00045867
18 | 0.00090307 | 0.00022633
19 | 0.0040308 | 0.0010102
20 | 0.0030072 | 0.00075368
21 | 0.0022239 | 0.00055737
22 | 0.0012557 | 0.0003147
23 | 0.0018887 | 0.00047335
24 | 0.00089529 | 0.00022438
25 | 0.00084431 | 0.0002116
26 | 0.0030615 | 0.00076728
27 | 0.00068427 | 0.00017149
28 | 0.0019084 | 0.00047828
29 | 0.001541 | 0.0003862
30 | 0.0020155 | 0.00050514
31 | 0.0016391 | 0.0004108
32 | 0.002104 | 0.0005273
33 | 0.0081833 | 0.0020509
34 | 0.00073545 | 0.00018432
35 | 0.00060177 | 0.00015082
36 | 0.0014683 | 0.00036798
37 | 0.0035707 | 0.00089491
38 | 0.0010992 | 0.00027549
39 | 0.0075766 | 0.0018989
40 | 0.0013878 | 0.00034782
41 | 0.00058283 | 0.00014607
42 | 0.0017394 | 0.00043595
43 | 0.0013688 | 0.00034306
44 | 0.00092187 | 0.00023104
45 | 0.010044 | 0.0025174
46 | 0.0064911 | 0.0016268
47 | 0.00083247 | 0.00020864
48 | 0.00097638 | 0.0002447
49 | 0.00050185 | 0.00012577
50 | 0.00082777 | 0.00020746
51 | 0.0027271 | 0.00068348
52 | 0.0017254 | 0.00043242
53 | 0.002142 | 0.00053684
54 | 0.0019389 | 0.00048594
55 | 0.0028896 | 0.00072421
56 | 0.0026495 | 0.00066403
57 | 0.0021722 | 0.00054441
58 | 0.0019538 | 0.00048966
59 | 0.0037638 | 0.00094329
60 | 0.0027561 | 0.00069073
61 | 0.0023214 | 0.0005818
62 | 0.0043319 | 0.0010857
63 | 0.0028578 | 0.00071622
64 | 0.0019405 | 0.00048634
65 | 0.0023649 | 0.00059269
66 | 0.0014136 | 0.00035428
67 | 0.00065407 | 0.00016393
68 | 0.00092669 | 0.00023225
69 | 0.0017482 | 0.00043815
70 | 0.0030889 | 0.00077415
71 | 0.001181 | 0.00029598
72 | 0.0016515 | 0.00041391
73 | 0.00084604 | 0.00021204
74 | 0.0008088 | 0.00020271
75 | 0.00085635 | 0.00021462
76 | 0.00067508 | 0.00016919
77 | 0.00073824 | 0.00018502
78 | 0.0023636 | 0.00059238
79 | 0.0017242 | 0.00043213
80 | 0.0015028 | 0.00037664
81 | 0.0015378 | 0.0003854
82 | 0.0024193 | 0.00060634
83 | 0.0021398 | 0.00053629
84 | 0.0027439 | 0.00068768
85 | 0.0014881 | 0.00037295
86 | 0.0013469 | 0.00033756
87 | 0.0010061 | 0.00025216
88 | 0.00048186 | 0.00012077
89 | 0.00061173 | 0.00015331
90 | 0.0016323 | 0.00040909
91 | 0.0018632 | 0.00046697
92 | 0.0018001 | 0.00045114
93 | 0.0018796 | 0.00047108
94 | 0.0018165 | 0.00045525
95 | 0.0045433 | 0.0011386
96 | 0.0049408 | 0.0012383
97 | 0.0012469 | 0.00031251
98 | 0.0012751 | 0.00031957
99 | 0.0012471 | 0.00031255
100 | 0.0045571 | 0.0011421
101 | 0.0016189 | 0.00040574
102 | 0.0017983 | 0.00045071
103 | 0.0014493 | 0.00036324
104 | 0.00074871 | 0.00018764
105 | 0.00071749 | 0.00017982
106 | 0.00077095 | 0.00019322
107 | 0.0017866 | 0.00044776
108 | 0.0017384 | 0.00043568
109 | 0.0036766 | 0.00092145
110 | 0.0034942 | 0.00087573
111 | 0.0060125 | 0.0015069
112 | 0.00057914 | 0.00014515
113 | 0.00072764 | 0.00018236
114 | 0.0011331 | 0.00028398
115 | 0.0014034 | 0.00035173
116 | 0.00098893 | 0.00024785
117 | 0.00083903 | 0.00021028
118 | 0.0013064 | 0.00032741
119 | 0.0022538 | 0.00056485
120 | 0.0023693 | 0.0005938
121 | 0.00092047 | 0.00023069
122 | 0.0018491 | 0.00046342
123 | 0.00092933 | 0.00023291
124 | 0.0017811 | 0.00044638
125 | 0.001896 | 0.00047519
126 | 0.00092447 | 0.00023169
127 | 0.0028025 | 0.00070238
128 | 0.0024777 | 0.00062098
129 | 0.0023337 | 0.00058488
130 | 0.0016678 | 0.00041799
131 | 0.0018505 | 0.00046378
132 | 0.0012216 | 0.00030616
133 | 0.00056363 | 0.00014126
134 | 0.0025222 | 0.00063212
135 | 0.0010231 | 0.00025642
136 | 0.0013843 | 0.00034695
137 | 0.0019598 | 0.00049116
138 | 0.00084294 | 0.00021126
139 | 0.0028952 | 0.0007256
140 | 0.0018065 | 0.00045274
141 | 0.0014099 | 0.00035335
142 | 0.00084771 | 0.00021246
143 | 0.0033208 | 0.00083226
144 | 0.0010334 | 0.000259
145 | 0.00091936 | 0.00023041
146 | 0.0022059 | 0.00055286
147 | 0.0012911 | 0.00032359
148 | 0.0021312 | 0.00053412
149 | 0.0021954 | 0.00055022
150 | 0.0040798 | 0.0010225
151 | 0.0012217 | 0.00030617
152 | 0.0012237 | 0.0003067
153 | 0.0018344 | 0.00045975
154 | 0.001141 | 0.00028595
155 | 0.0014055 | 0.00035225
156 | 0.0042882 | 0.0010747
157 | 0.000668 | 0.00016742
158 | 0.0017642 | 0.00044216
159 | 0.00080957 | 0.0002029
160 | 0.0043201 | 0.0010827
161 | 0.00062918 | 0.00015769
162 | 0.0012694 | 0.00031814
163 | 0.0060598 | 0.0015187
164 | 0.0010571 | 0.00026493
165 | 0.00081983 | 0.00020547
166 | 0.0040141 | 0.001006
167 | 0.0053329 | 0.0013365
168 | 0.00075652 | 0.0001896
169 | 0.00030773 | 7.7126e-05
170 | 0.00044583 | 0.00011174
171 | 0.00045881 | 0.00011499
172 | 0.0016252 | 0.00040732
173 | 0.0012391 | 0.00031054
174 | 0.0011572 | 0.00029003
175 | 0.0015748 | 0.00039468
176 | 0.0014333 | 0.00035922
177 | 0.0032768 | 0.00082124
178 | 0.0027561 | 0.00069074
179 | 0.0024275 | 0.00060839
180 | 0.0018692 | 0.00046847
181 | 0.0020968 | 0.0005255
182 | 0.0051872 | 0.0013
183 | 0.0033297 | 0.0008345
184 | 0.0018074 | 0.00045298
185 | 0.0010315 | 0.00025852
186 | 0.0011952 | 0.00029955
187 | 0.00065642 | 0.00016451
188 | 0.0037685 | 0.00094448
189 | 0.00099268 | 0.00024879
190 | 0.0038389 | 0.00096213
191 | 0.0024805 | 0.00062166
192 | 0.00065992 | 0.00016539
193 | 0.0022545 | 0.00056504
194 | 0.0015652 | 0.00039227
195 | 0.0032405 | 0.00081214
196 | 0.0064417 | 0.0016145
197 | 0.0010018 | 0.00025107
198 | 0.0026926 | 0.00067482
199 | 0.0016955 | 0.00042494
200 | 0.0025705 | 0.00064422
201 | 0.0011528 | 0.00028893
202 | 0.00073246 | 0.00018357
203 | 0.0014822 | 0.00037148
204 | 0.0016681 | 0.00041807
205 | 0.0015663 | 0.00039256
206 | 0.0011569 | 0.00028995
207 | 0.0015021 | 0.00037645
208 | 0.001947 | 0.00048798
209 | 0.0021529 | 0.00053957
210 | 0.0017005 | 0.00042618
211 | 0.00084394 | 0.00021151
212 | 0.0059029 | 0.0014794
213 | 0.0030422 | 0.00076246
214 | 0.00094312 | 0.00023637
215 | 0.0015101 | 0.00037846
216 | 0.0027901 | 0.00069926
217 | 0.0028898 | 0.00072426
218 | 0.003804 | 0.00095338
219 | 0.0013055 | 0.00032719
220 | 0.0012804 | 0.0003209
221 | 0.0015279 | 0.00038293
222 | 0.0016351 | 0.0004098
223 | 0.0024078 | 0.00060345
224 | 0.0020794 | 0.00052115
225 | 0.0019368 | 0.00048542
226 | 0.0021995 | 0.00055124
227 | 0.0011814 | 0.00029609
228 | 0.00090005 | 0.00022557
229 | 0.0016109 | 0.00040372
230 | 0.0013491 | 0.00033812
231 | 0.0010774 | 0.00027003
232 | 0.00136 | 0.00034085
233 | 0.0013753 | 0.00034468
234 | 0.0023077 | 0.00057835
235 | 0.00047449 | 0.00011892
236 | 0.0022352 | 0.00056019

## dtypes
| element | column | dtype
0 | bus | name | object
1 | bus | vn_kv | float64
2 | bus | type | object
3 | bus | zone | object
4 | bus | in_service | bool
5 | load | name | object
6 | load | bus | uint32
7 | load | p_mw | float64
8 | load | q_mvar | float64
9 | load | const_z_percent | float64
10 | load | const_i_percent | float64
11 | load | sn_mva | float64
12 | load | scaling | float64
13 | load | in_service | bool
14 | load | type | object
15 | ext_grid | name | object
16 | ext_grid | bus | uint32
17 | ext_grid | vm_pu | float64
18 | ext_grid | va_degree | float64
19 | ext_grid | slack_weight | float64
20 | ext_grid | in_service | bool
21 | line | name | object
22 | line | std_type | object
23 | line | from_bus | uint32
24 | line | to_bus | uint32
25 | line | length_km | float64
26 | line | r_ohm_per_km | float64
27 | line | x_ohm_per_km | float64
28 | line | c_nf_per_km | float64
29 | line | g_us_per_km | float64
30 | line | max_i_ka | float64
31 | line | df | float64
32 | line | parallel | uint32
33 | line | type | object
34 | line | in_service | bool
35 | trafo | name | object
36 | trafo | std_type | object
37 | trafo | hv_bus | uint32
38 | trafo | lv_bus | uint32
39 | trafo | sn_mva | float64
40 | trafo | vn_hv_kv | float64
41 | trafo | vn_lv_kv | float64
42 | trafo | vk_percent | float64
43 | trafo | vkr_percent | float64
44 | trafo | pfe_kw | float64
45 | trafo | i0_percent | float64
46 | trafo | shift_degree | float64
47 | trafo | tap_side | object
48 | trafo | tap_neutral | int32
49 | trafo | tap_min | int32
50 | trafo | tap_max | int32
51 | trafo | tap_step_percent | float64
52 | trafo | tap_step_degree | float64
53 | trafo | tap_pos | int32
54 | trafo | tap_phase_shifter | bool
55 | trafo | parallel | uint32
56 | trafo | df | float64
57 | trafo | in_service | bool
58 | line_geodata | coords | object
59 | bus_geodata | x | float64
60 | bus_geodata | y | float64
61 | bus_geodata | coords | object
62 | res_bus | vm_pu | float64
63 | res_bus | va_degree | float64
64 | res_bus | p_mw | float64
65 | res_bus | q_mvar | float64
66 | res_line | p_from_mw | float64
67 | res_line | q_from_mvar | float64
68 | res_line | p_to_mw | float64
69 | res_line | q_to_mvar | float64
70 | res_line | pl_mw | float64
71 | res_line | ql_mvar | float64
72 | res_line | i_from_ka | float64
73 | res_line | i_to_ka | float64
74 | res_line | i_ka | float64
75 | res_line | vm_from_pu | float64
76 | res_line | va_from_degree | float64
77 | res_line | vm_to_pu | float64
78 | res_line | va_to_degree | float64
79 | res_line | loading_percent | float64
80 | res_trafo | p_hv_mw | float64
81 | res_trafo | q_hv_mvar | float64
82 | res_trafo | p_lv_mw | float64
83 | res_trafo | q_lv_mvar | float64
84 | res_trafo | pl_mw | float64
85 | res_trafo | ql_mvar | float64
86 | res_trafo | i_hv_ka | float64
87 | res_trafo | i_lv_ka | float64
88 | res_trafo | vm_hv_pu | float64
89 | res_trafo | va_hv_degree | float64
90 | res_trafo | vm_lv_pu | float64
91 | res_trafo | va_lv_degree | float64
92 | res_trafo | loading_percent | float64
93 | res_ext_grid | p_mw | float64
94 | res_ext_grid | q_mvar | float64
95 | res_load | p_mw | float64
96 | res_load | q_mvar | float64

## parameters
| version | format_version | converged | OPF_converged | name | f_hz | sn_mva
0 | 2.14.6 | 2.14.0 | TRUE | FALSE |  | 50 | 1