## bus
| name | vn_kv | type | zone | in_service
0 | bus_LV_2620-1_0_9_node_0 | 0.4 | n |  | TRUE
1 | bus_LV_2620-1_0_9_node_1 | 0.4 | n |  | TRUE
2 | bus_LV_2620-1_0_9_node_2 | 0.4 | n |  | TRUE
3 | bus_LV_2620-1_0_9_node_3 | 0.4 | n |  | TRUE
4 | bus_LV_2620-1_0_9_node_4 | 0.4 | n |  | TRUE
5 | bus_LV_2620-1_0_9_node_17 | 0.4 | n |  | TRUE
6 | bus_LV_2620-1_0_9_node_197 | 0.4 | n |  | TRUE
7 | bus_LV_2620-1_0_9_node_193 | 0.4 | n |  | TRUE
8 | bus_LV_2620-1_0_9_node_15 | 0.4 | n |  | TRUE
9 | bus_LV_2620-1_0_9_node_198 | 0.4 | n |  | TRUE
10 | bus_LV_2620-1_0_9_node_5 | 0.4 | n |  | TRUE
11 | bus_LV_2620-1_0_9_node_6 | 0.4 | n |  | TRUE
12 | bus_LV_2620-1_0_9_node_7 | 0.4 | n |  | TRUE
13 | bus_LV_2620-1_0_9_node_8 | 0.4 | n |  | TRUE
14 | bus_LV_2620-1_0_9_node_9 | 0.4 | n |  | TRUE
15 | bus_LV_2620-1_0_9_node_33 | 0.4 | n |  | TRUE
16 | bus_LV_2620-1_0_9_node_34 | 0.4 | n |  | TRUE
17 | bus_LV_2620-1_0_9_node_288 | 0.4 | n |  | TRUE
18 | bus_LV_2620-1_0_9_node_78 | 0.4 | n |  | TRUE
19 | bus_LV_2620-1_0_9_node_296 | 0.4 | n |  | TRUE
20 | bus_LV_2620-1_0_9_node_313 | 0.4 | n |  | TRUE
21 | bus_LV_2620-1_0_9_node_289 | 0.4 | n |  | TRUE
22 | bus_LV_2620-1_0_9_node_286 | 0.4 | n |  | TRUE
23 | bus_LV_2620-1_0_9_node_10 | 0.4 | n |  | TRUE
24 | bus_LV_2620-1_0_9_node_11 | 0.4 | n |  | TRUE
25 | bus_LV_2620-1_0_9_node_12 | 0.4 | n |  | TRUE
26 | bus_LV_2620-1_0_9_node_68 | 0.4 | n |  | TRUE
27 | bus_LV_2620-1_0_9_node_66 | 0.4 | n |  | TRUE
28 | bus_LV_2620-1_0_9_node_13 | 0.4 | n |  | TRUE
29 | bus_LV_2620-1_0_9_node_14 | 0.4 | n |  | TRUE
30 | bus_LV_2620-1_0_9_node_16 | 0.4 | n |  | TRUE
31 | bus_LV_2620-1_0_9_node_18 | 0.4 | n |  | TRUE
32 | bus_LV_2620-1_0_9_node_24 | 0.4 | n |  | TRUE
33 | bus_LV_2620-1_0_9_node_25 | 0.4 | n |  | TRUE
34 | bus_LV_2620-1_0_9_node_43 | 0.4 | n |  | TRUE
35 | bus_LV_2620-1_0_9_node_26 | 0.4 | n |  | TRUE
36 | bus_LV_2620-1_0_9_node_35 | 0.4 | n |  | TRUE
37 | bus_LV_2620-1_0_9_node_312 | 0.4 | n |  | TRUE
38 | bus_LV_2620-1_0_9_node_44 | 0.4 | n |  | TRUE
39 | bus_LV_2620-1_0_9_node_19 | 0.4 | n |  | TRUE
40 | bus_LV_2620-1_0_9_node_20 | 0.4 | n |  | TRUE
41 | bus_LV_2620-1_0_9_node_21 | 0.4 | n |  | TRUE
42 | bus_LV_2620-1_0_9_node_22 | 0.4 | n |  | TRUE
43 | bus_LV_2620-1_0_9_node_23 | 0.4 | n |  | TRUE
44 | bus_LV_2620-1_0_9_node_111 | 0.4 | n |  | TRUE
45 | bus_LV_2620-1_0_9_node_276 | 0.4 | n |  | TRUE
46 | bus_LV_2620-1_0_9_node_226 | 0.4 | n |  | TRUE
47 | bus_LV_2620-1_0_9_node_37 | 0.4 | n |  | TRUE
48 | bus_LV_2620-1_0_9_node_99 | 0.4 | n |  | TRUE
49 | bus_LV_2620-1_0_9_node_27 | 0.4 | n |  | TRUE
50 | bus_LV_2620-1_0_9_node_36 | 0.4 | n |  | TRUE
51 | bus_LV_2620-1_0_9_node_28 | 0.4 | n |  | TRUE
52 | bus_LV_2620-1_0_9_node_29 | 0.4 | n |  | TRUE
53 | bus_LV_2620-1_0_9_node_30 | 0.4 | n |  | TRUE
54 | bus_LV_2620-1_0_9_node_31 | 0.4 | n |  | TRUE
55 | bus_LV_2620-1_0_9_node_32 | 0.4 | n |  | TRUE
56 | bus_LV_2620-1_0_9_node_54 | 0.4 | n |  | TRUE
57 | bus_LV_2620-1_0_9_node_52 | 0.4 | n |  | TRUE
58 | bus_LV_2620-1_0_9_node_153 | 0.4 | n |  | TRUE
59 | bus_LV_2620-1_0_9_node_171 | 0.4 | n |  | TRUE
60 | bus_LV_2620-1_0_9_node_53 | 0.4 | n |  | TRUE
61 | bus_LV_2620-1_0_9_node_79 | 0.4 | n |  | TRUE
62 | bus_LV_2620-1_0_9_node_38 | 0.4 | n |  | TRUE
63 | bus_LV_2620-1_0_9_node_39 | 0.4 | n |  | TRUE
64 | bus_LV_2620-1_0_9_node_40 | 0.4 | n |  | TRUE
65 | bus_LV_2620-1_0_9_node_41 | 0.4 | n |  | TRUE
66 | bus_LV_2620-1_0_9_node_42 | 0.4 | n |  | TRUE
67 | bus_LV_2620-1_0_9_node_245 | 0.4 | n |  | TRUE
68 | bus_LV_2620-1_0_9_node_73 | 0.4 | n |  | TRUE
69 | bus_LV_2620-1_0_9_node_74 | 0.4 | n |  | TRUE
70 | bus_LV_2620-1_0_9_node_45 | 0.4 | n |  | TRUE
71 | bus_LV_2620-1_0_9_node_46 | 0.4 | n |  | TRUE
72 | bus_LV_2620-1_0_9_node_47 | 0.4 | n |  | TRUE
73 | bus_LV_2620-1_0_9_node_48 | 0.4 | n |  | TRUE
74 | bus_LV_2620-1_0_9_node_49 | 0.4 | n |  | TRUE
75 | bus_LV_2620-1_0_9_node_60 | 0.4 | n |  | TRUE
76 | bus_LV_2620-1_0_9_node_57 | 0.4 | n |  | TRUE
77 | bus_LV_2620-1_0_9_node_50 | 0.4 | n |  | TRUE
78 | bus_LV_2620-1_0_9_node_77 | 0.4 | n |  | TRUE
79 | bus_LV_2620-1_0_9_node_62 | 0.4 | n |  | TRUE
80 | bus_LV_2620-1_0_9_node_58 | 0.4 | n |  | TRUE
81 | bus_LV_2620-1_0_9_node_51 | 0.4 | n |  | TRUE
82 | bus_LV_2620-1_0_9_node_133 | 0.4 | n |  | TRUE
83 | bus_LV_2620-1_0_9_node_132 | 0.4 | n |  | TRUE
84 | bus_LV_2620-1_0_9_node_55 | 0.4 | n |  | TRUE
85 | bus_LV_2620-1_0_9_node_56 | 0.4 | n |  | TRUE
86 | bus_LV_2620-1_0_9_node_70 | 0.4 | n |  | TRUE
87 | bus_LV_2620-1_0_9_node_75 | 0.4 | n |  | TRUE
88 | bus_LV_2620-1_0_9_node_135 | 0.4 | n |  | TRUE
89 | bus_LV_2620-1_0_9_node_172 | 0.4 | n |  | TRUE
90 | bus_LV_2620-1_0_9_node_71 | 0.4 | n |  | TRUE
91 | bus_LV_2620-1_0_9_node_72 | 0.4 | n |  | TRUE
92 | bus_LV_2620-1_0_9_node_76 | 0.4 | n |  | TRUE
93 | bus_LV_2620-1_0_9_node_59 | 0.4 | n |  | TRUE
94 | bus_LV_2620-1_0_9_node_268 | 0.4 | n |  | TRUE
95 | bus_LV_2620-1_0_9_node_298 | 0.4 | n |  | TRUE
96 | bus_LV_2620-1_0_9_node_275 | 0.4 | n |  | TRUE
97 | bus_LV_2620-1_0_9_node_61 | 0.4 | n |  | TRUE
98 | bus_LV_2620-1_0_9_node_63 | 0.4 | n |  | TRUE
99 | bus_LV_2620-1_0_9_node_64 | 0.4 | n |  | TRUE
100 | bus_LV_2620-1_0_9_node_65 | 0.4 | n |  | TRUE
101 | bus_LV_2620-1_0_9_node_67 | 0.4 | n |  | TRUE
102 | bus_LV_2620-1_0_9_node_69 | 0.4 | n |  | TRUE
103 | bus_LV_2620-1_0_9_node_110 | 0.4 | n |  | TRUE
104 | bus_LV_2620-1_0_9_node_122 | 0.4 | n |  | TRUE
105 | bus_LV_2620-1_0_9_node_107 | 0.4 | n |  | TRUE
106 | bus_LV_2620-1_0_9_node_145 | 0.4 | n |  | TRUE
107 | bus_LV_2620-1_0_9_node_85 | 0.4 | n |  | TRUE
108 | bus_LV_2620-1_0_9_node_314 | 0.4 | n |  | TRUE
109 | bus_LV_2620-1_0_9_node_87 | 0.4 | n |  | TRUE
110 | bus_LV_2620-1_0_9_node_86 | 0.4 | n |  | TRUE
111 | bus_LV_2620-1_0_9_node_230 | 0.4 | n |  | TRUE
112 | bus_LV_2620-1_0_9_node_227 | 0.4 | n |  | TRUE
113 | bus_LV_2620-1_0_9_node_311 | 0.4 | n |  | TRUE
114 | bus_LV_2620-1_0_9_node_228 | 0.4 | n |  | TRUE
115 | bus_LV_2620-1_0_9_node_88 | 0.4 | n |  | TRUE
116 | bus_LV_2620-1_0_9_node_89 | 0.4 | n |  | TRUE
117 | bus_LV_2620-1_0_9_node_93 | 0.4 | n |  | TRUE
118 | bus_LV_2620-1_0_9_node_91 | 0.4 | n |  | TRUE
119 | bus_LV_2620-1_0_9_node_102 | 0.4 | n |  | TRUE
120 | bus_LV_2620-1_0_9_node_92 | 0.4 | n |  | TRUE
121 | bus_LV_2620-1_0_9_node_80 | 0.4 | n |  | TRUE
122 | bus_LV_2620-1_0_9_node_81 | 0.4 | n |  | TRUE
123 | bus_LV_2620-1_0_9_node_82 | 0.4 | n |  | TRUE
124 | bus_LV_2620-1_0_9_node_83 | 0.4 | n |  | TRUE
125 | bus_LV_2620-1_0_9_node_84 | 0.4 | n |  | TRUE
126 | bus_LV_2620-1_0_9_node_156 | 0.4 | n |  | TRUE
127 | bus_LV_2620-1_0_9_node_187 | 0.4 | n |  | TRUE
128 | bus_LV_2620-1_0_9_node_157 | 0.4 | n |  | TRUE
129 | bus_LV_2620-1_0_9_node_189 | 0.4 | n |  | TRUE
130 | bus_LV_2620-1_0_9_node_186 | 0.4 | n |  | TRUE
131 | bus_LV_2620-1_0_9_node_221 | 0.4 | n |  | TRUE
132 | bus_LV_2620-1_0_9_node_117 | 0.4 | n |  | TRUE
133 | bus_LV_2620-1_0_9_node_219 | 0.4 | n |  | TRUE
134 | bus_LV_2620-1_0_9_node_90 | 0.4 | n |  | TRUE
135 | bus_LV_2620-1_0_9_node_125 | 0.4 | n |  | TRUE
136 | bus_LV_2620-1_0_9_node_194 | 0.4 | n |  | TRUE
137 | bus_LV_2620-1_0_9_node_94 | 0.4 | n |  | TRUE
138 | bus_LV_2620-1_0_9_node_95 | 0.4 | n |  | TRUE
139 | bus_LV_2620-1_0_9_node_216 | 0.4 | n |  | TRUE
140 | bus_LV_2620-1_0_9_node_103 | 0.4 | n |  | TRUE
141 | bus_LV_2620-1_0_9_node_217 | 0.4 | n |  | TRUE
142 | bus_LV_2620-1_0_9_node_96 | 0.4 | n |  | TRUE
143 | bus_LV_2620-1_0_9_node_97 | 0.4 | n |  | TRUE
144 | bus_LV_2620-1_0_9_node_98 | 0.4 | n |  | TRUE
145 | bus_LV_2620-1_0_9_node_100 | 0.4 | n |  | TRUE
146 | bus_LV_2620-1_0_9_node_101 | 0.4 | n |  | TRUE
147 | bus_LV_2620-1_0_9_node_139 | 0.4 | n |  | TRUE
148 | bus_LV_2620-1_0_9_node_136 | 0.4 | n |  | TRUE
149 | bus_LV_2620-1_0_9_node_134 | 0.4 | n |  | TRUE
150 | bus_LV_2620-1_0_9_node_149 | 0.4 | n |  | TRUE
151 | bus_LV_2620-1_0_9_node_137 | 0.4 | n |  | TRUE
152 | bus_LV_2620-1_0_9_node_104 | 0.4 | n |  | TRUE
153 | bus_LV_2620-1_0_9_node_105 | 0.4 | n |  | TRUE
154 | bus_LV_2620-1_0_9_node_106 | 0.4 | n |  | TRUE
155 | bus_LV_2620-1_0_9_node_108 | 0.4 | n |  | TRUE
156 | bus_LV_2620-1_0_9_node_109 | 0.4 | n |  | TRUE
157 | bus_LV_2620-1_0_9_node_173 | 0.4 | n |  | TRUE
158 | bus_LV_2620-1_0_9_node_174 | 0.4 | n |  | TRUE
159 | bus_LV_2620-1_0_9_node_112 | 0.4 | n |  | TRUE
160 | bus_LV_2620-1_0_9_node_113 | 0.4 | n |  | TRUE
161 | bus_LV_2620-1_0_9_node_114 | 0.4 | n |  | TRUE
162 | bus_LV_2620-1_0_9_node_115 | 0.4 | n |  | TRUE
163 | bus_LV_2620-1_0_9_node_116 | 0.4 | n |  | TRUE
164 | bus_LV_2620-1_0_9_node_247 | 0.4 | n |  | TRUE
165 | bus_LV_2620-1_0_9_node_195 | 0.4 | n |  | TRUE
166 | bus_LV_2620-1_0_9_node_118 | 0.4 | n |  | TRUE
167 | bus_LV_2620-1_0_9_node_246 | 0.4 | n |  | TRUE
168 | bus_LV_2620-1_0_9_node_248 | 0.4 | n |  | TRUE
169 | bus_LV_2620-1_0_9_node_196 | 0.4 | n |  | TRUE
170 | bus_LV_2620-1_0_9_node_264 | 0.4 | n |  | TRUE
171 | bus_LV_2620-1_0_9_node_234 | 0.4 | n |  | TRUE
172 | bus_LV_2620-1_0_9_node_119 | 0.4 | n |  | TRUE
173 | bus_LV_2620-1_0_9_node_120 | 0.4 | n |  | TRUE
174 | bus_LV_2620-1_0_9_node_121 | 0.4 | n |  | TRUE
175 | bus_LV_2620-1_0_9_node_123 | 0.4 | n |  | TRUE
176 | bus_LV_2620-1_0_9_node_124 | 0.4 | n |  | TRUE
177 | bus_LV_2620-1_0_9_node_169 | 0.4 | n |  | TRUE
178 | bus_LV_2620-1_0_9_node_146 | 0.4 | n |  | TRUE
179 | bus_LV_2620-1_0_9_node_167 | 0.4 | n |  | TRUE
180 | bus_LV_2620-1_0_9_node_126 | 0.4 | n |  | TRUE
181 | bus_LV_2620-1_0_9_node_127 | 0.4 | n |  | TRUE
182 | bus_LV_2620-1_0_9_node_128 | 0.4 | n |  | TRUE
183 | bus_LV_2620-1_0_9_node_129 | 0.4 | n |  | TRUE
184 | bus_LV_2620-1_0_9_node_130 | 0.4 | n |  | TRUE
185 | bus_LV_2620-1_0_9_node_210 | 0.4 | n |  | TRUE
186 | bus_LV_2620-1_0_9_node_131 | 0.4 | n |  | TRUE
187 | bus_LV_2620-1_0_9_node_209 | 0.4 | n |  | TRUE
188 | bus_LV_2620-1_0_9_node_138 | 0.4 | n |  | TRUE
189 | bus_LV_2620-1_0_9_node_150 | 0.4 | n |  | TRUE
190 | bus_LV_2620-1_0_9_node_140 | 0.4 | n |  | TRUE
191 | bus_LV_2620-1_0_9_node_141 | 0.4 | n |  | TRUE
192 | bus_LV_2620-1_0_9_node_142 | 0.4 | n |  | TRUE
193 | bus_LV_2620-1_0_9_node_143 | 0.4 | n |  | TRUE
194 | bus_LV_2620-1_0_9_node_144 | 0.4 | n |  | TRUE
195 | bus_LV_2620-1_0_9_node_151 | 0.4 | n |  | TRUE
196 | bus_LV_2620-1_0_9_node_147 | 0.4 | n |  | TRUE
197 | bus_LV_2620-1_0_9_node_152 | 0.4 | n |  | TRUE
198 | bus_LV_2620-1_0_9_node_148 | 0.4 | n |  | TRUE
199 | bus_LV_2620-1_0_9_node_183 | 0.4 | n |  | TRUE
200 | bus_LV_2620-1_0_9_node_181 | 0.4 | n |  | TRUE
201 | bus_LV_2620-1_0_9_node_154 | 0.4 | n |  | TRUE
202 | bus_LV_2620-1_0_9_node_155 | 0.4 | n |  | TRUE
203 | bus_LV_2620-1_0_9_node_191 | 0.4 | n |  | TRUE
204 | bus_LV_2620-1_0_9_node_218 | 0.4 | n |  | TRUE
205 | bus_LV_2620-1_0_9_node_190 | 0.4 | n |  | TRUE
206 | bus_LV_2620-1_0_9_node_158 | 0.4 | n |  | TRUE
207 | bus_LV_2620-1_0_9_node_159 | 0.4 | n |  | TRUE
208 | bus_LV_2620-1_0_9_node_160 | 0.4 | n |  | TRUE
209 | bus_LV_2620-1_0_9_node_161 | 0.4 | n |  | TRUE
210 | bus_LV_2620-1_0_9_node_162 | 0.4 | n |  | TRUE
211 | bus_LV_2620-1_0_9_node_163 | 0.4 | n |  | TRUE
212 | bus_LV_2620-1_0_9_node_164 | 0.4 | n |  | TRUE
213 | bus_LV_2620-1_0_9_node_165 | 0.4 | n |  | TRUE
214 | bus_LV_2620-1_0_9_node_192 | 0.4 | n |  | TRUE
215 | bus_LV_2620-1_0_9_node_170 | 0.4 | n |  | TRUE
216 | bus_LV_2620-1_0_9_node_184 | 0.4 | n |  | TRUE
217 | bus_LV_2620-1_0_9_node_315 | 0.4 | n |  | TRUE
218 | bus_LV_2620-1_0_9_node_166 | 0.4 | n |  | TRUE
219 | bus_LV_2620-1_0_9_node_168 | 0.4 | n |  | TRUE
220 | bus_LV_2620-1_0_9_node_175 | 0.4 | n |  | TRUE
221 | bus_LV_2620-1_0_9_node_223 | 0.4 | n |  | TRUE
222 | bus_LV_2620-1_0_9_node_224 | 0.4 | n |  | TRUE
223 | bus_LV_2620-1_0_9_node_176 | 0.4 | n |  | TRUE
224 | bus_LV_2620-1_0_9_node_177 | 0.4 | n |  | TRUE
225 | bus_LV_2620-1_0_9_node_178 | 0.4 | n |  | TRUE
226 | bus_LV_2620-1_0_9_node_180 | 0.4 | n |  | TRUE
227 | bus_LV_2620-1_0_9_node_200 | 0.4 | n |  | TRUE
228 | bus_LV_2620-1_0_9_node_199 | 0.4 | n |  | TRUE
229 | bus_LV_2620-1_0_9_node_182 | 0.4 | n |  | TRUE
230 | bus_LV_2620-1_0_9_node_188 | 0.4 | n |  | TRUE
231 | bus_LV_2620-1_0_9_node_262 | 0.4 | n |  | TRUE
232 | bus_LV_2620-1_0_9_node_263 | 0.4 | n |  | TRUE
233 | bus_LV_2620-1_0_9_node_265 | 0.4 | n |  | TRUE
234 | bus_LV_2620-1_0_9_node_266 | 0.4 | n |  | TRUE
235 | bus_LV_2620-1_0_9_node_202 | 0.4 | n |  | TRUE
236 | bus_LV_2620-1_0_9_node_307 | 0.4 | n |  | TRUE
237 | bus_LV_2620-1_0_9_node_201 | 0.4 | n |  | TRUE
238 | bus_LV_2620-1_0_9_node_305 | 0.4 | n |  | TRUE
239 | bus_LV_2620-1_0_9_node_203 | 0.4 | n |  | TRUE
240 | bus_LV_2620-1_0_9_node_204 | 0.4 | n |  | TRUE
241 | bus_LV_2620-1_0_9_node_205 | 0.4 | n |  | TRUE
242 | bus_LV_2620-1_0_9_node_206 | 0.4 | n |  | TRUE
243 | bus_LV_2620-1_0_9_node_207 | 0.4 | n |  | TRUE
244 | bus_LV_2620-1_0_9_node_261 | 0.4 | n |  | TRUE
245 | bus_LV_2620-1_0_9_node_270 | 0.4 | n |  | TRUE
246 | bus_LV_2620-1_0_9_node_271 | 0.4 | n |  | TRUE
247 | bus_LV_2620-1_0_9_node_272 | 0.4 | n |  | TRUE
248 | bus_LV_2620-1_0_9_node_211 | 0.4 | n |  | TRUE
249 | bus_LV_2620-1_0_9_node_212 | 0.4 | n |  | TRUE
250 | bus_LV_2620-1_0_9_node_213 | 0.4 | n |  | TRUE
251 | bus_LV_2620-1_0_9_node_214 | 0.4 | n |  | TRUE
252 | bus_LV_2620-1_0_9_node_215 | 0.4 | n |  | TRUE
253 | bus_LV_2620-1_0_9_node_225 | 0.4 | n |  | TRUE
254 | bus_LV_2620-1_0_9_node_280 | 0.4 | n |  | TRUE
255 | bus_LV_2620-1_0_9_node_229 | 0.4 | n |  | TRUE
256 | bus_LV_2620-1_0_9_node_237 | 0.4 | n |  | TRUE
257 | bus_LV_2620-1_0_9_node_231 | 0.4 | n |  | TRUE
258 | bus_LV_2620-1_0_9_node_232 | 0.4 | n |  | TRUE
259 | bus_LV_2620-1_0_9_node_233 | 0.4 | n |  | TRUE
260 | bus_LV_2620-1_0_9_node_235 | 0.4 | n |  | TRUE
261 | bus_LV_2620-1_0_9_node_236 | 0.4 | n |  | TRUE
262 | bus_LV_2620-1_0_9_node_238 | 0.4 | n |  | TRUE
263 | bus_LV_2620-1_0_9_node_260 | 0.4 | n |  | TRUE
264 | bus_LV_2620-1_0_9_node_239 | 0.4 | n |  | TRUE
265 | bus_LV_2620-1_0_9_node_240 | 0.4 | n |  | TRUE
266 | bus_LV_2620-1_0_9_node_244 | 0.4 | n |  | TRUE
267 | bus_LV_2620-1_0_9_node_273 | 0.4 | n |  | TRUE
268 | bus_LV_2620-1_0_9_node_242 | 0.4 | n |  | TRUE
269 | bus_LV_2620-1_0_9_node_241 | 0.4 | n |  | TRUE
270 | bus_LV_2620-1_0_9_node_243 | 0.4 | n |  | TRUE
271 | bus_LV_2620-1_0_9_node_251 | 0.4 | n |  | TRUE
272 | bus_LV_2620-1_0_9_node_252 | 0.4 | n |  | TRUE
273 | bus_LV_2620-1_0_9_node_269 | 0.4 | n |  | TRUE
274 | bus_LV_2620-1_0_9_node_249 | 0.4 | n |  | TRUE
275 | bus_LV_2620-1_0_9_node_250 | 0.4 | n |  | TRUE
276 | bus_LV_2620-1_0_9_node_257 | 0.4 | n |  | TRUE
277 | bus_LV_2620-1_0_9_node_277 | 0.4 | n |  | TRUE
278 | bus_LV_2620-1_0_9_node_258 | 0.4 | n |  | TRUE
279 | bus_LV_2620-1_0_9_node_253 | 0.4 | n |  | TRUE
280 | bus_LV_2620-1_0_9_node_274 | 0.4 | n |  | TRUE
281 | bus_LV_2620-1_0_9_node_267 | 0.4 | n |  | TRUE
282 | bus_LV_2620-1_0_9_node_254 | 0.4 | n |  | TRUE
283 | bus_LV_2620-1_0_9_node_255 | 0.4 | n |  | TRUE
284 | bus_LV_2620-1_0_9_node_256 | 0.4 | n |  | TRUE
285 | bus_LV_2620-1_0_9_node_259 | 0.4 | n |  | TRUE
286 | bus_LV_2620-1_0_9_node_297 | 0.4 | n |  | TRUE
287 | bus_LV_2620-1_0_9_node_278 | 0.4 | n |  | TRUE
288 | bus_LV_2620-1_0_9_node_279 | 0.4 | n |  | TRUE
289 | bus_LV_2620-1_0_9_node_309 | 0.4 | n |  | TRUE
290 | bus_LV_2620-1_0_9_node_285 | 0.4 | n |  | TRUE
291 | bus_LV_2620-1_0_9_node_281 | 0.4 | n |  | TRUE
292 | bus_LV_2620-1_0_9_node_282 | 0.4 | n |  | TRUE
293 | bus_LV_2620-1_0_9_node_283 | 0.4 | n |  | TRUE
294 | bus_LV_2620-1_0_9_node_284 | 0.4 | n |  | TRUE
295 | bus_LV_2620-1_0_9_node_287 | 0.4 | n |  | TRUE
296 | bus_LV_2620-1_0_9_node_295 | 0.4 | n |  | TRUE
297 | bus_LV_2620-1_0_9_node_294 | 0.4 | n |  | TRUE
298 | bus_LV_2620-1_0_9_node_290 | 0.4 | n |  | TRUE
299 | bus_LV_2620-1_0_9_node_291 | 0.4 | n |  | TRUE
300 | bus_LV_2620-1_0_9_node_293 | 0.4 | n |  | TRUE
301 | bus_LV_2620-1_0_9_node_303 | 0.4 | n |  | TRUE
302 | bus_LV_2620-1_0_9_node_301 | 0.4 | n |  | TRUE
303 | bus_LV_2620-1_0_9_node_304 | 0.4 | n |  | TRUE
304 | bus_LV_2620-1_0_9_node_299 | 0.4 | n |  | TRUE
305 | bus_LV_2620-1_0_9_node_300 | 0.4 | n |  | TRUE
306 | bus_LV_2620-1_0_9_node_302 | 0.4 | n |  | TRUE
307 | bus_LV_2620-1_0_9_node_310 | 0.4 | n |  | TRUE
308 | bus_LV_2620-1_0_9_node_308 | 0.4 | n |  | TRUE
309 | bus_LV_2620-1_0_9_node_306 | 0.4 | n |  | TRUE
310 | bus_MV_287_0_node_152 | 20 | n |  | TRUE

## load
| name | bus | p_mw | q_mvar | const_z_percent | const_i_percent | sn_mva | scaling | in_service | type
0 | LV_2620-1_0_9_load_0 | 0 | 0.0051918 | 0.0013012 | 0 | 0 |  | 1 | TRUE | wye
1 | LV_2620-1_0_9_load_1 | 1 | 0.0017203 | 0.00043114 | 0 | 0 |  | 1 | TRUE | wye
2 | LV_2620-1_0_9_load_3 | 3 | 0.0025139 | 0.00063005 | 0 | 0 |  | 1 | TRUE | wye
3 | LV_2620-1_0_9_load_4 | 4 | 0.001277 | 0.00032004 | 0 | 0 |  | 1 | TRUE | wye
4 | LV_2620-1_0_9_load_197 | 6 | 0.010827 | 0.0027135 | 0 | 0 |  | 1 | TRUE | wye
5 | LV_2620-1_0_9_load_193 | 7 | 0.0036816 | 0.00092269 | 0 | 0 |  | 1 | TRUE | wye
6 | LV_2620-1_0_9_load_5 | 10 | 0.0043827 | 0.0010984 | 0 | 0 |  | 1 | TRUE | wye
7 | LV_2620-1_0_9_load_6 | 11 | 0.0012495 | 0.00031314 | 0 | 0 |  | 1 | TRUE | wye
8 | LV_2620-1_0_9_load_7 | 12 | 0.0033529 | 0.00084031 | 0 | 0 |  | 1 | TRUE | wye
9 | LV_2620-1_0_9_load_33 | 15 | 0.0024631 | 0.0006173 | 0 | 0 |  | 1 | TRUE | wye
10 | LV_2620-1_0_9_load_34 | 16 | 0.00079241 | 0.0001986 | 0 | 0 |  | 1 | TRUE | wye
11 | LV_2620-1_0_9_load_78 | 18 | 0.0010996 | 0.0002756 | 0 | 0 |  | 1 | TRUE | wye
12 | LV_2620-1_0_9_load_313 | 20 | 0.0015556 | 0.00038987 | 0 | 0 |  | 1 | TRUE | wye
13 | LV_2620-1_0_9_load_286 | 22 | 0.0020015 | 0.00050163 | 0 | 0 |  | 1 | TRUE | wye
14 | LV_2620-1_0_9_load_10 | 23 | 0.00068688 | 0.00017215 | 0 | 0 |  | 1 | TRUE | wye
15 | LV_2620-1_0_9_load_11 | 24 | 0.0013919 | 0.00034883 | 0 | 0 |  | 1 | TRUE | wye
16 | LV_2620-1_0_9_load_12 | 25 | 0.0014615 | 0.00036628 | 0 | 0 |  | 1 | TRUE | wye
17 | LV_2620-1_0_9_load_68 | 26 | 0.00076309 | 0.00019125 | 0 | 0 |  | 1 | TRUE | wye
18 | LV_2620-1_0_9_load_66 | 27 | 0.0027026 | 0.00067734 | 0 | 0 |  | 1 | TRUE | wye
19 | LV_2620-1_0_9_load_13 | 28 | 0.0033091 | 0.00082933 | 0 | 0 |  | 1 | TRUE | wye
20 | LV_2620-1_0_9_load_14 | 29 | 0.0036794 | 0.00092215 | 0 | 0 |  | 1 | TRUE | wye
21 | LV_2620-1_0_9_load_18 | 31 | 0.0024835 | 0.00062241 | 0 | 0 |  | 1 | TRUE | wye
22 | LV_2620-1_0_9_load_24 | 32 | 0.0021927 | 0.00054955 | 0 | 0 |  | 1 | TRUE | wye
23 | LV_2620-1_0_9_load_25 | 33 | 0.001723 | 0.00043182 | 0 | 0 |  | 1 | TRUE | wye
24 | LV_2620-1_0_9_load_43 | 34 | 0.0015863 | 0.00039757 | 0 | 0 |  | 1 | TRUE | wye
25 | LV_2620-1_0_9_load_26 | 35 | 0.0030731 | 0.00077018 | 0 | 0 |  | 1 | TRUE | wye
26 | LV_2620-1_0_9_load_44 | 38 | 0.0035705 | 0.00089486 | 0 | 0 |  | 1 | TRUE | wye
27 | LV_2620-1_0_9_load_19 | 39 | 0.0019269 | 0.00048292 | 0 | 0 |  | 1 | TRUE | wye
28 | LV_2620-1_0_9_load_20 | 40 | 0.0010949 | 0.0002744 | 0 | 0 |  | 1 | TRUE | wye
29 | LV_2620-1_0_9_load_21 | 41 | 0.0023687 | 0.00059366 | 0 | 0 |  | 1 | TRUE | wye
30 | LV_2620-1_0_9_load_22 | 42 | 0.001046 | 0.00026215 | 0 | 0 |  | 1 | TRUE | wye
31 | LV_2620-1_0_9_load_111 | 44 | 0.0011239 | 0.00028168 | 0 | 0 |  | 1 | TRUE | wye
32 | LV_2620-1_0_9_load_276 | 45 | 0.0021473 | 0.00053817 | 0 | 0 |  | 1 | TRUE | wye
33 | LV_2620-1_0_9_load_226 | 46 | 0.0016214 | 0.00040636 | 0 | 0 |  | 1 | TRUE | wye
34 | LV_2620-1_0_9_load_37 | 47 | 0.0011917 | 0.00029867 | 0 | 0 |  | 1 | TRUE | wye
35 | LV_2620-1_0_9_load_36 | 50 | 0.0012741 | 0.00031931 | 0 | 0 |  | 1 | TRUE | wye
36 | LV_2620-1_0_9_load_28 | 51 | 0.0023879 | 0.00059846 | 0 | 0 |  | 1 | TRUE | wye
37 | LV_2620-1_0_9_load_29 | 52 | 0.0048634 | 0.0012189 | 0 | 0 |  | 1 | TRUE | wye
38 | LV_2620-1_0_9_load_30 | 53 | 0.0094146 | 0.0023595 | 0 | 0 |  | 1 | TRUE | wye
39 | LV_2620-1_0_9_load_31 | 54 | 0.0011877 | 0.00029767 | 0 | 0 |  | 1 | TRUE | wye
40 | LV_2620-1_0_9_load_52 | 57 | 0.0010886 | 0.00027283 | 0 | 0 |  | 1 | TRUE | wye
41 | LV_2620-1_0_9_load_153 | 58 | 0.0011398 | 0.00028567 | 0 | 0 |  | 1 | TRUE | wye
42 | LV_2620-1_0_9_load_171 | 59 | 0.0010652 | 0.00026697 | 0 | 0 |  | 1 | TRUE | wye
43 | LV_2620-1_0_9_load_38 | 62 | 0.0018262 | 0.00045768 | 0 | 0 |  | 1 | TRUE | wye
44 | LV_2620-1_0_9_load_39 | 63 | 0.001178 | 0.00029523 | 0 | 0 |  | 1 | TRUE | wye
45 | LV_2620-1_0_9_load_40 | 64 | 0.0012247 | 0.00030694 | 0 | 0 |  | 1 | TRUE | wye
46 | LV_2620-1_0_9_load_41 | 65 | 0.0015234 | 0.0003818 | 0 | 0 |  | 1 | TRUE | wye
47 | LV_2620-1_0_9_load_42 | 66 | 0.0016501 | 0.00041356 | 0 | 0 |  | 1 | TRUE | wye
48 | LV_2620-1_0_9_load_245 | 67 | 0.0010179 | 0.0002551 | 0 | 0 |  | 1 | TRUE | wye
49 | LV_2620-1_0_9_load_45 | 70 | 0.0020411 | 0.00051156 | 0 | 0 |  | 1 | TRUE | wye
50 | LV_2620-1_0_9_load_46 | 71 | 0.0022406 | 0.00056155 | 0 | 0 |  | 1 | TRUE | wye
51 | LV_2620-1_0_9_load_47 | 72 | 0.0017931 | 0.00044939 | 0 | 0 |  | 1 | TRUE | wye
52 | LV_2620-1_0_9_load_49 | 74 | 0.0012161 | 0.0003048 | 0 | 0 |  | 1 | TRUE | wye
53 | LV_2620-1_0_9_load_57 | 76 | 0.00091954 | 0.00023046 | 0 | 0 |  | 1 | TRUE | wye
54 | LV_2620-1_0_9_load_50 | 77 | 0.0018864 | 0.00047277 | 0 | 0 |  | 1 | TRUE | wye
55 | LV_2620-1_0_9_load_77 | 78 | 0.0018934 | 0.00047453 | 0 | 0 |  | 1 | TRUE | wye
56 | LV_2620-1_0_9_load_62 | 79 | 0.0013449 | 0.00033707 | 0 | 0 |  | 1 | TRUE | wye
57 | LV_2620-1_0_9_load_58 | 80 | 0.0008074 | 0.00020235 | 0 | 0 |  | 1 | TRUE | wye
58 | LV_2620-1_0_9_load_51 | 81 | 0.0016401 | 0.00041106 | 0 | 0 |  | 1 | TRUE | wye
59 | LV_2620-1_0_9_load_133 | 82 | 0.0019964 | 0.00050034 | 0 | 0 |  | 1 | TRUE | wye
60 | LV_2620-1_0_9_load_132 | 83 | 0.001046 | 0.00026215 | 0 | 0 |  | 1 | TRUE | wye
61 | LV_2620-1_0_9_load_55 | 84 | 0.0020396 | 0.00051118 | 0 | 0 |  | 1 | TRUE | wye
62 | LV_2620-1_0_9_load_56 | 85 | 0.0013653 | 0.00034219 | 0 | 0 |  | 1 | TRUE | wye
63 | LV_2620-1_0_9_load_75 | 87 | 0.0021991 | 0.00055115 | 0 | 0 |  | 1 | TRUE | wye
64 | LV_2620-1_0_9_load_135 | 88 | 0.00050147 | 0.00012568 | 0 | 0 |  | 1 | TRUE | wye
65 | LV_2620-1_0_9_load_172 | 89 | 0.0006219 | 0.00015586 | 0 | 0 |  | 1 | TRUE | wye
66 | LV_2620-1_0_9_load_71 | 90 | 0.0015805 | 0.00039611 | 0 | 0 |  | 1 | TRUE | wye
67 | LV_2620-1_0_9_load_72 | 91 | 0.0024175 | 0.00060588 | 0 | 0 |  | 1 | TRUE | wye
68 | LV_2620-1_0_9_load_76 | 92 | 0.0013707 | 0.00034354 | 0 | 0 |  | 1 | TRUE | wye
69 | LV_2620-1_0_9_load_59 | 93 | 0.001993 | 0.0004995 | 0 | 0 |  | 1 | TRUE | wye
70 | LV_2620-1_0_9_load_268 | 94 | 0.0018033 | 0.00045195 | 0 | 0 |  | 1 | TRUE | wye
71 | LV_2620-1_0_9_load_298 | 95 | 0.0010788 | 0.00027036 | 0 | 0 |  | 1 | TRUE | wye
72 | LV_2620-1_0_9_load_275 | 96 | 0.00073679 | 0.00018466 | 0 | 0 |  | 1 | TRUE | wye
73 | LV_2620-1_0_9_load_61 | 97 | 0.0011551 | 0.0002895 | 0 | 0 |  | 1 | TRUE | wye
74 | LV_2620-1_0_9_load_63 | 98 | 0.0012206 | 0.0003059 | 0 | 0 |  | 1 | TRUE | wye
75 | LV_2620-1_0_9_load_64 | 99 | 0.001406 | 0.00035238 | 0 | 0 |  | 1 | TRUE | wye
76 | LV_2620-1_0_9_load_65 | 100 | 0.001169 | 0.00029298 | 0 | 0 |  | 1 | TRUE | wye
77 | LV_2620-1_0_9_load_67 | 101 | 0.00089066 | 0.00022322 | 0 | 0 |  | 1 | TRUE | wye
78 | LV_2620-1_0_9_load_110 | 103 | 0.0011721 | 0.00029375 | 0 | 0 |  | 1 | TRUE | wye
79 | LV_2620-1_0_9_load_145 | 106 | 0.00056813 | 0.00014239 | 0 | 0 |  | 1 | TRUE | wye
80 | LV_2620-1_0_9_load_85 | 107 | 0.0012786 | 0.00032045 | 0 | 0 |  | 1 | TRUE | wye
81 | LV_2620-1_0_9_load_314 | 108 | 0.0011744 | 0.00029433 | 0 | 0 |  | 1 | TRUE | wye
82 | LV_2620-1_0_9_load_87 | 109 | 0.0024904 | 0.00062416 | 0 | 0 |  | 1 | TRUE | wye
83 | LV_2620-1_0_9_load_86 | 110 | 0.0015476 | 0.00038786 | 0 | 0 |  | 1 | TRUE | wye
84 | LV_2620-1_0_9_load_230 | 111 | 0.0035674 | 0.00089408 | 0 | 0 |  | 1 | TRUE | wye
85 | LV_2620-1_0_9_load_227 | 112 | 0.0025606 | 0.00064175 | 0 | 0 |  | 1 | TRUE | wye
86 | LV_2620-1_0_9_load_311 | 113 | 0.0039297 | 0.00098489 | 0 | 0 |  | 1 | TRUE | wye
87 | LV_2620-1_0_9_load_228 | 114 | 0.0041994 | 0.0010525 | 0 | 0 |  | 1 | TRUE | wye
88 | LV_2620-1_0_9_load_88 | 115 | 0.00063074 | 0.00015808 | 0 | 0 |  | 1 | TRUE | wye
89 | LV_2620-1_0_9_load_89 | 116 | 0.0010403 | 0.00026073 | 0 | 0 |  | 1 | TRUE | wye
90 | LV_2620-1_0_9_load_93 | 117 | 0.0012825 | 0.00032142 | 0 | 0 |  | 1 | TRUE | wye
91 | LV_2620-1_0_9_load_91 | 118 | 0.0034539 | 0.00086563 | 0 | 0 |  | 1 | TRUE | wye
92 | LV_2620-1_0_9_load_102 | 119 | 0.0043392 | 0.0010875 | 0 | 0 |  | 1 | TRUE | wye
93 | LV_2620-1_0_9_load_80 | 121 | 0.0012153 | 0.00030459 | 0 | 0 |  | 1 | TRUE | wye
94 | LV_2620-1_0_9_load_81 | 122 | 0.0015688 | 0.00039317 | 0 | 0 |  | 1 | TRUE | wye
95 | LV_2620-1_0_9_load_83 | 124 | 0.0020496 | 0.00051369 | 0 | 0 |  | 1 | TRUE | wye
96 | LV_2620-1_0_9_load_84 | 125 | 0.0017597 | 0.00044103 | 0 | 0 |  | 1 | TRUE | wye
97 | LV_2620-1_0_9_load_156 | 126 | 0.0014892 | 0.00037323 | 0 | 0 |  | 1 | TRUE | wye
98 | LV_2620-1_0_9_load_157 | 128 | 0.001296 | 0.00032481 | 0 | 0 |  | 1 | TRUE | wye
99 | LV_2620-1_0_9_load_189 | 129 | 0.0023022 | 0.00057698 | 0 | 0 |  | 1 | TRUE | wye
100 | LV_2620-1_0_9_load_186 | 130 | 0.0016973 | 0.00042538 | 0 | 0 |  | 1 | TRUE | wye
101 | LV_2620-1_0_9_load_117 | 132 | 0.0031539 | 0.00079045 | 0 | 0 |  | 1 | TRUE | wye
102 | LV_2620-1_0_9_load_219 | 133 | 0.0032402 | 0.00081208 | 0 | 0 |  | 1 | TRUE | wye
103 | LV_2620-1_0_9_load_125 | 135 | 0.0044476 | 0.0011147 | 0 | 0 |  | 1 | TRUE | wye
104 | LV_2620-1_0_9_load_194 | 136 | 0.0028149 | 0.00070547 | 0 | 0 |  | 1 | TRUE | wye
105 | LV_2620-1_0_9_load_94 | 137 | 0.001458 | 0.00036542 | 0 | 0 |  | 1 | TRUE | wye
106 | LV_2620-1_0_9_load_95 | 138 | 0.0032584 | 0.00081664 | 0 | 0 |  | 1 | TRUE | wye
107 | LV_2620-1_0_9_load_216 | 139 | 0.0010196 | 0.00025553 | 0 | 0 |  | 1 | TRUE | wye
108 | LV_2620-1_0_9_load_103 | 140 | 0.0017341 | 0.0004346 | 0 | 0 |  | 1 | TRUE | wye
109 | LV_2620-1_0_9_load_217 | 141 | 0.00098814 | 0.00024765 | 0 | 0 |  | 1 | TRUE | wye
110 | LV_2620-1_0_9_load_96 | 142 | 0.0010488 | 0.00026286 | 0 | 0 |  | 1 | TRUE | wye
111 | LV_2620-1_0_9_load_97 | 143 | 0.0016876 | 0.00042294 | 0 | 0 |  | 1 | TRUE | wye
112 | LV_2620-1_0_9_load_101 | 146 | 0.001046 | 0.00026216 | 0 | 0 |  | 1 | TRUE | wye
113 | LV_2620-1_0_9_load_139 | 147 | 0.0028091 | 0.00070403 | 0 | 0 |  | 1 | TRUE | wye
114 | LV_2620-1_0_9_load_136 | 148 | 0.0013146 | 0.00032947 | 0 | 0 |  | 1 | TRUE | wye
115 | LV_2620-1_0_9_load_134 | 149 | 0.058866 | 0.014753 | 0 | 0 |  | 1 | TRUE | wye
116 | LV_2620-1_0_9_load_149 | 150 | 0.0022099 | 0.00055386 | 0 | 0 |  | 1 | TRUE | wye
117 | LV_2620-1_0_9_load_137 | 151 | 0.0018236 | 0.00045703 | 0 | 0 |  | 1 | TRUE | wye
118 | LV_2620-1_0_9_load_104 | 152 | 0.00063569 | 0.00015932 | 0 | 0 |  | 1 | TRUE | wye
119 | LV_2620-1_0_9_load_105 | 153 | 0.013098 | 0.0032827 | 0 | 0 |  | 1 | TRUE | wye
120 | LV_2620-1_0_9_load_106 | 154 | 0.0017219 | 0.00043155 | 0 | 0 |  | 1 | TRUE | wye
121 | LV_2620-1_0_9_load_108 | 155 | 0.0016287 | 0.00040819 | 0 | 0 |  | 1 | TRUE | wye
122 | LV_2620-1_0_9_load_109 | 156 | 0.001646 | 0.00041253 | 0 | 0 |  | 1 | TRUE | wye
123 | LV_2620-1_0_9_load_173 | 157 | 0.0018346 | 0.00045979 | 0 | 0 |  | 1 | TRUE | wye
124 | LV_2620-1_0_9_load_174 | 158 | 0.00091741 | 0.00022992 | 0 | 0 |  | 1 | TRUE | wye
125 | LV_2620-1_0_9_load_112 | 159 | 0.0027552 | 0.00069052 | 0 | 0 |  | 1 | TRUE | wye
126 | LV_2620-1_0_9_load_113 | 160 | 0.0013287 | 0.000333 | 0 | 0 |  | 1 | TRUE | wye
127 | LV_2620-1_0_9_load_115 | 162 | 0.0015206 | 0.00038111 | 0 | 0 |  | 1 | TRUE | wye
128 | LV_2620-1_0_9_load_116 | 163 | 0.0025401 | 0.00063661 | 0 | 0 |  | 1 | TRUE | wye
129 | LV_2620-1_0_9_load_247 | 164 | 0.0022429 | 0.00056213 | 0 | 0 |  | 1 | TRUE | wye
130 | LV_2620-1_0_9_load_195 | 165 | 0.002284 | 0.00057244 | 0 | 0 |  | 1 | TRUE | wye
131 | LV_2620-1_0_9_load_118 | 166 | 0.0019931 | 0.00049952 | 0 | 0 |  | 1 | TRUE | wye
132 | LV_2620-1_0_9_load_196 | 169 | 0.0012946 | 0.00032447 | 0 | 0 |  | 1 | TRUE | wye
133 | LV_2620-1_0_9_load_264 | 170 | 0.0022296 | 0.00055879 | 0 | 0 |  | 1 | TRUE | wye
134 | LV_2620-1_0_9_load_234 | 171 | 0.0032516 | 0.00081494 | 0 | 0 |  | 1 | TRUE | wye
135 | LV_2620-1_0_9_load_119 | 172 | 0.0014391 | 0.00036068 | 0 | 0 |  | 1 | TRUE | wye
136 | LV_2620-1_0_9_load_120 | 173 | 0.0013309 | 0.00033355 | 0 | 0 |  | 1 | TRUE | wye
137 | LV_2620-1_0_9_load_123 | 175 | 0.0022142 | 0.00055493 | 0 | 0 |  | 1 | TRUE | wye
138 | LV_2620-1_0_9_load_124 | 176 | 0.0016467 | 0.0004127 | 0 | 0 |  | 1 | TRUE | wye
139 | LV_2620-1_0_9_load_169 | 177 | 0.00098334 | 0.00024645 | 0 | 0 |  | 1 | TRUE | wye
140 | LV_2620-1_0_9_load_126 | 180 | 0.00071215 | 0.00017848 | 0 | 0 |  | 1 | TRUE | wye
141 | LV_2620-1_0_9_load_127 | 181 | 0.001593 | 0.00039924 | 0 | 0 |  | 1 | TRUE | wye
142 | LV_2620-1_0_9_load_128 | 182 | 0.0011727 | 0.0002939 | 0 | 0 |  | 1 | TRUE | wye
143 | LV_2620-1_0_9_load_129 | 183 | 0.0010802 | 0.00027073 | 0 | 0 |  | 1 | TRUE | wye
144 | LV_2620-1_0_9_load_130 | 184 | 0.0021642 | 0.00054239 | 0 | 0 |  | 1 | TRUE | wye
145 | LV_2620-1_0_9_load_210 | 185 | 0.00096995 | 0.00024309 | 0 | 0 |  | 1 | TRUE | wye
146 | LV_2620-1_0_9_load_131 | 186 | 0.0010577 | 0.0002651 | 0 | 0 |  | 1 | TRUE | wye
147 | LV_2620-1_0_9_load_209 | 187 | 0.0010179 | 0.00025511 | 0 | 0 |  | 1 | TRUE | wye
148 | LV_2620-1_0_9_load_138 | 188 | 0.00096002 | 0.0002406 | 0 | 0 |  | 1 | TRUE | wye
149 | LV_2620-1_0_9_load_150 | 189 | 0.001491 | 0.00037368 | 0 | 0 |  | 1 | TRUE | wye
150 | LV_2620-1_0_9_load_140 | 190 | 0.001116 | 0.0002797 | 0 | 0 |  | 1 | TRUE | wye
151 | LV_2620-1_0_9_load_142 | 192 | 0.0017635 | 0.00044198 | 0 | 0 |  | 1 | TRUE | wye
152 | LV_2620-1_0_9_load_143 | 193 | 0.0006208 | 0.00015559 | 0 | 0 |  | 1 | TRUE | wye
153 | LV_2620-1_0_9_load_144 | 194 | 0.00094231 | 0.00023617 | 0 | 0 |  | 1 | TRUE | wye
154 | LV_2620-1_0_9_load_151 | 195 | 0.0012969 | 0.00032503 | 0 | 0 |  | 1 | TRUE | wye
155 | LV_2620-1_0_9_load_148 | 198 | 0.0013688 | 0.00034305 | 0 | 0 |  | 1 | TRUE | wye
156 | LV_2620-1_0_9_load_183 | 199 | 0.00096402 | 0.00024161 | 0 | 0 |  | 1 | TRUE | wye
157 | LV_2620-1_0_9_load_181 | 200 | 0.0012597 | 0.00031571 | 0 | 0 |  | 1 | TRUE | wye
158 | LV_2620-1_0_9_load_154 | 201 | 0.0026708 | 0.00066937 | 0 | 0 |  | 1 | TRUE | wye
159 | LV_2620-1_0_9_load_155 | 202 | 0.0011755 | 0.0002946 | 0 | 0 |  | 1 | TRUE | wye
160 | LV_2620-1_0_9_load_191 | 203 | 0.001396 | 0.00034988 | 0 | 0 |  | 1 | TRUE | wye
161 | LV_2620-1_0_9_load_218 | 204 | 0.001177 | 0.000295 | 0 | 0 |  | 1 | TRUE | wye
162 | LV_2620-1_0_9_load_158 | 206 | 0.0025107 | 0.00062924 | 0 | 0 |  | 1 | TRUE | wye
163 | LV_2620-1_0_9_load_159 | 207 | 0.0024681 | 0.00061858 | 0 | 0 |  | 1 | TRUE | wye
164 | LV_2620-1_0_9_load_162 | 210 | 0.0031006 | 0.00077708 | 0 | 0 |  | 1 | TRUE | wye
165 | LV_2620-1_0_9_load_163 | 211 | 0.0024964 | 0.00062565 | 0 | 0 |  | 1 | TRUE | wye
166 | LV_2620-1_0_9_load_164 | 212 | 0.0041491 | 0.0010399 | 0 | 0 |  | 1 | TRUE | wye
167 | LV_2620-1_0_9_load_165 | 213 | 0.0022375 | 0.00056076 | 0 | 0 |  | 1 | TRUE | wye
168 | LV_2620-1_0_9_load_192 | 214 | 0.0027227 | 0.00068237 | 0 | 0 |  | 1 | TRUE | wye
169 | LV_2620-1_0_9_load_170 | 215 | 0.0021395 | 0.0005362 | 0 | 0 |  | 1 | TRUE | wye
170 | LV_2620-1_0_9_load_184 | 216 | 0.0022902 | 0.00057398 | 0 | 0 |  | 1 | TRUE | wye
171 | LV_2620-1_0_9_load_315 | 217 | 0.0055505 | 0.0013911 | 0 | 0 |  | 1 | TRUE | wye
172 | LV_2620-1_0_9_load_166 | 218 | 0.0032416 | 0.00081242 | 0 | 0 |  | 1 | TRUE | wye
173 | LV_2620-1_0_9_load_168 | 219 | 0.0017196 | 0.00043096 | 0 | 0 |  | 1 | TRUE | wye
174 | LV_2620-1_0_9_load_175 | 220 | 0.00098484 | 0.00024682 | 0 | 0 |  | 1 | TRUE | wye
175 | LV_2620-1_0_9_load_223 | 221 | 0.0016024 | 0.0004016 | 0 | 0 |  | 1 | TRUE | wye
176 | LV_2620-1_0_9_load_176 | 223 | 0.0011191 | 0.00028046 | 0 | 0 |  | 1 | TRUE | wye
177 | LV_2620-1_0_9_load_177 | 224 | 0.00080325 | 0.00020131 | 0 | 0 |  | 1 | TRUE | wye
178 | LV_2620-1_0_9_load_178 | 225 | 0.0020492 | 0.00051358 | 0 | 0 |  | 1 | TRUE | wye
179 | LV_2620-1_0_9_load_200 | 227 | 0.0014013 | 0.0003512 | 0 | 0 |  | 1 | TRUE | wye
180 | LV_2620-1_0_9_load_199 | 228 | 0.0070119 | 0.0017573 | 0 | 0 |  | 1 | TRUE | wye
181 | LV_2620-1_0_9_load_182 | 229 | 0.0015099 | 0.00037843 | 0 | 0 |  | 1 | TRUE | wye
182 | LV_2620-1_0_9_load_188 | 230 | 0.0029167 | 0.00073099 | 0 | 0 |  | 1 | TRUE | wye
183 | LV_2620-1_0_9_load_262 | 231 | 0.0015863 | 0.00039757 | 0 | 0 |  | 1 | TRUE | wye
184 | LV_2620-1_0_9_load_265 | 233 | 0.0011725 | 0.00029385 | 0 | 0 |  | 1 | TRUE | wye
185 | LV_2620-1_0_9_load_266 | 234 | 0.0019357 | 0.00048514 | 0 | 0 |  | 1 | TRUE | wye
186 | LV_2620-1_0_9_load_202 | 235 | 0.0026889 | 0.00067391 | 0 | 0 |  | 1 | TRUE | wye
187 | LV_2620-1_0_9_load_307 | 236 | 0.0013595 | 0.00034073 | 0 | 0 |  | 1 | TRUE | wye
188 | LV_2620-1_0_9_load_201 | 237 | 0.0011387 | 0.00028539 | 0 | 0 |  | 1 | TRUE | wye
189 | LV_2620-1_0_9_load_305 | 238 | 0.0061357 | 0.0015378 | 0 | 0 |  | 1 | TRUE | wye
190 | LV_2620-1_0_9_load_203 | 239 | 0.00060778 | 0.00015233 | 0 | 0 |  | 1 | TRUE | wye
191 | LV_2620-1_0_9_load_207 | 243 | 0.0012068 | 0.00030245 | 0 | 0 |  | 1 | TRUE | wye
192 | LV_2620-1_0_9_load_261 | 244 | 0.0011022 | 0.00027623 | 0 | 0 |  | 1 | TRUE | wye
193 | LV_2620-1_0_9_load_271 | 246 | 0.0011977 | 0.00030016 | 0 | 0 |  | 1 | TRUE | wye
194 | LV_2620-1_0_9_load_272 | 247 | 0.00098571 | 0.00024704 | 0 | 0 |  | 1 | TRUE | wye
195 | LV_2620-1_0_9_load_211 | 248 | 0.0011344 | 0.00028431 | 0 | 0 |  | 1 | TRUE | wye
196 | LV_2620-1_0_9_load_212 | 249 | 0.0010885 | 0.00027281 | 0 | 0 |  | 1 | TRUE | wye
197 | LV_2620-1_0_9_load_214 | 251 | 0.0017525 | 0.00043922 | 0 | 0 |  | 1 | TRUE | wye
198 | LV_2620-1_0_9_load_215 | 252 | 0.0016327 | 0.00040919 | 0 | 0 |  | 1 | TRUE | wye
199 | LV_2620-1_0_9_load_225 | 253 | 0.0013132 | 0.00032913 | 0 | 0 |  | 1 | TRUE | wye
200 | LV_2620-1_0_9_load_280 | 254 | 0.0009521 | 0.00023862 | 0 | 0 |  | 1 | TRUE | wye
201 | LV_2620-1_0_9_load_229 | 255 | 0.0013094 | 0.00032817 | 0 | 0 |  | 1 | TRUE | wye
202 | LV_2620-1_0_9_load_237 | 256 | 0.0019544 | 0.00048981 | 0 | 0 |  | 1 | TRUE | wye
203 | LV_2620-1_0_9_load_231 | 257 | 0.0040943 | 0.0010261 | 0 | 0 |  | 1 | TRUE | wye
204 | LV_2620-1_0_9_load_232 | 258 | 0.0024584 | 0.00061613 | 0 | 0 |  | 1 | TRUE | wye
205 | LV_2620-1_0_9_load_235 | 260 | 0.0025558 | 0.00064055 | 0 | 0 |  | 1 | TRUE | wye
206 | LV_2620-1_0_9_load_236 | 261 | 0.0024679 | 0.00061851 | 0 | 0 |  | 1 | TRUE | wye
207 | LV_2620-1_0_9_load_260 | 263 | 0.0021155 | 0.0005302 | 0 | 0 |  | 1 | TRUE | wye
208 | LV_2620-1_0_9_load_239 | 264 | 0.0026965 | 0.00067581 | 0 | 0 |  | 1 | TRUE | wye
209 | LV_2620-1_0_9_load_240 | 265 | 0.0042299 | 0.0010601 | 0 | 0 |  | 1 | TRUE | wye
210 | LV_2620-1_0_9_load_244 | 266 | 0.0017161 | 0.00043011 | 0 | 0 |  | 1 | TRUE | wye
211 | LV_2620-1_0_9_load_273 | 267 | 0.0020718 | 0.00051925 | 0 | 0 |  | 1 | TRUE | wye
212 | LV_2620-1_0_9_load_241 | 269 | 0.0022138 | 0.00055484 | 0 | 0 |  | 1 | TRUE | wye
213 | LV_2620-1_0_9_load_243 | 270 | 0.0022011 | 0.00055164 | 0 | 0 |  | 1 | TRUE | wye
214 | LV_2620-1_0_9_load_251 | 271 | 0.0025221 | 0.00063209 | 0 | 0 |  | 1 | TRUE | wye
215 | LV_2620-1_0_9_load_252 | 272 | 0.0022592 | 0.00056621 | 0 | 0 |  | 1 | TRUE | wye
216 | LV_2620-1_0_9_load_269 | 273 | 0.0015513 | 0.00038878 | 0 | 0 |  | 1 | TRUE | wye
217 | LV_2620-1_0_9_load_249 | 274 | 0.0010494 | 0.00026299 | 0 | 0 |  | 1 | TRUE | wye
218 | LV_2620-1_0_9_load_250 | 275 | 0.0017538 | 0.00043954 | 0 | 0 |  | 1 | TRUE | wye
219 | LV_2620-1_0_9_load_257 | 276 | 0.0011334 | 0.00028406 | 0 | 0 |  | 1 | TRUE | wye
220 | LV_2620-1_0_9_load_277 | 277 | 0.0013 | 0.0003258 | 0 | 0 |  | 1 | TRUE | wye
221 | LV_2620-1_0_9_load_258 | 278 | 0.0010719 | 0.00026863 | 0 | 0 |  | 1 | TRUE | wye
222 | LV_2620-1_0_9_load_253 | 279 | 0.0019806 | 0.00049638 | 0 | 0 |  | 1 | TRUE | wye
223 | LV_2620-1_0_9_load_274 | 280 | 0.0013432 | 0.00033663 | 0 | 0 |  | 1 | TRUE | wye
224 | LV_2620-1_0_9_load_267 | 281 | 0.00134 | 0.00033585 | 0 | 0 |  | 1 | TRUE | wye
225 | LV_2620-1_0_9_load_254 | 282 | 0.0011442 | 0.00028676 | 0 | 0 |  | 1 | TRUE | wye
226 | LV_2620-1_0_9_load_255 | 283 | 0.0012049 | 0.00030197 | 0 | 0 |  | 1 | TRUE | wye
227 | LV_2620-1_0_9_load_259 | 285 | 0.00099863 | 0.00025028 | 0 | 0 |  | 1 | TRUE | wye
228 | LV_2620-1_0_9_load_279 | 288 | 0.0023195 | 0.00058132 | 0 | 0 |  | 1 | TRUE | wye
229 | LV_2620-1_0_9_load_285 | 290 | 0.0011994 | 0.0003006 | 0 | 0 |  | 1 | TRUE | wye
230 | LV_2620-1_0_9_load_281 | 291 | 0.0010575 | 0.00026503 | 0 | 0 |  | 1 | TRUE | wye
231 | LV_2620-1_0_9_load_284 | 294 | 0.0010112 | 0.00025342 | 0 | 0 |  | 1 | TRUE | wye
232 | LV_2620-1_0_9_load_287 | 295 | 0.0024638 | 0.00061748 | 0 | 0 |  | 1 | TRUE | wye
233 | LV_2620-1_0_9_load_295 | 296 | 0.0025493 | 0.00063892 | 0 | 0 |  | 1 | TRUE | wye
234 | LV_2620-1_0_9_load_294 | 297 | 0.001373 | 0.00034411 | 0 | 0 |  | 1 | TRUE | wye
235 | LV_2620-1_0_9_load_290 | 298 | 0.002057 | 0.00051552 | 0 | 0 |  | 1 | TRUE | wye
236 | LV_2620-1_0_9_load_291 | 299 | 0.00092077 | 0.00023077 | 0 | 0 |  | 1 | TRUE | wye
237 | LV_2620-1_0_9_load_293 | 300 | 0.0034183 | 0.00085671 | 0 | 0 |  | 1 | TRUE | wye
238 | LV_2620-1_0_9_load_304 | 303 | 0.0024999 | 0.00062653 | 0 | 0 |  | 1 | TRUE | wye
239 | LV_2620-1_0_9_load_299 | 304 | 0.0020083 | 0.00050332 | 0 | 0 |  | 1 | TRUE | wye
240 | LV_2620-1_0_9_load_300 | 305 | 0.0029112 | 0.00072962 | 0 | 0 |  | 1 | TRUE | wye
241 | LV_2620-1_0_9_load_302 | 306 | 0.0010515 | 0.00026354 | 0 | 0 |  | 1 | TRUE | wye
242 | LV_2620-1_0_9_load_310 | 307 | 0.0034395 | 0.00086201 | 0 | 0 |  | 1 | TRUE | wye
243 | LV_2620-1_0_9_load_308 | 308 | 0.0018862 | 0.00047272 | 0 | 0 |  | 1 | TRUE | wye
244 | LV_2620-1_0_9_load_306 | 309 | 0.0042175 | 0.001057 | 0 | 0 |  | 1 | TRUE | wye

## ext_grid
| name | bus | vm_pu | va_degree | slack_weight | in_service
0 |  | 13 | 1 | 0 | 1 | TRUE

## line
| name | std_type | from_bus | to_bus | length_km | r_ohm_per_km | x_ohm_per_km | c_nf_per_km | g_us_per_km | max_i_ka | df | parallel | type | in_service
0 | LV_2620-1_0_9_line_0 |  | 0 | 1 | 0.034603 | 0.125 | 0.08 | 261 | 0 | 0.364 | 1 | 1 | cs | TRUE
1 | LV_2620-1_0_9_line_1 |  | 0 | 2 | 0.016968 | 0.125 | 0.08 | 261 | 0 | 0.364 | 1 | 1 | cs | TRUE
2 | LV_2620-1_0_9_line_2 |  | 2 | 3 | 0.024903 | 0.125 | 0.08 | 261 | 0 | 0.364 | 1 | 4 | cs | TRUE
3 | LV_2620-1_0_9_line_3 |  | 2 | 4 | 0.014003 | 0.125 | 0.08 | 261 | 0 | 0.364 | 1 | 4 | cs | TRUE
4 | LV_2620-1_0_9_line_4 |  | 3 | 5 | 0.029468 | 0.125 | 0.08 | 261 | 0 | 0.364 | 1 | 4 | cs | TRUE
5 | LV_2620-1_0_9_line_5 |  | 4 | 6 | 0.013457 | 0.125 | 0.08 | 261 | 0 | 0.364 | 1 | 4 | cs | TRUE
6 | LV_2620-1_0_9_line_6 |  | 5 | 7 | 0.014642 | 0.125 | 0.08 | 261 | 0 | 0.364 | 1 | 1 | cs | TRUE
7 | LV_2620-1_0_9_line_7 |  | 5 | 8 | 0.047924 | 0.125 | 0.08 | 261 | 0 | 0.364 | 1 | 4 | cs | TRUE
8 | LV_2620-1_0_9_line_8 |  | 6 | 9 | 0.0068625 | 0.125 | 0.08 | 261 | 0 | 0.364 | 1 | 4 | cs | TRUE
9 | LV_2620-1_0_9_line_9 |  | 7 | 37 | 0.020807 | 0.125 | 0.08 | 261 | 0 | 0.364 | 1 | 1 | cs | TRUE
10 | LV_2620-1_0_9_line_10 |  | 8 | 31 | 0.019376 | 0.125 | 0.08 | 261 | 0 | 0.364 | 1 | 1 | cs | TRUE
11 | LV_2620-1_0_9_line_11 |  | 8 | 28 | 0.013271 | 0.125 | 0.08 | 261 | 0 | 0.364 | 1 | 4 | cs | TRUE
12 | LV_2620-1_0_9_line_12 |  | 9 | 235 | 0.016326 | 0.125 | 0.08 | 261 | 0 | 0.364 | 1 | 1 | cs | TRUE
13 | LV_2620-1_0_9_line_13 |  | 9 | 236 | 0.030057 | 0.125 | 0.08 | 261 | 0 | 0.364 | 1 | 4 | cs | TRUE
14 | LV_2620-1_0_9_line_14 |  | 10 | 11 | 0.015147 | 0.125 | 0.08 | 261 | 0 | 0.364 | 1 | 4 | cs | TRUE
15 | LV_2620-1_0_9_line_15 |  | 10 | 12 | 0.021019 | 0.125 | 0.08 | 261 | 0 | 0.364 | 1 | 4 | cs | TRUE
16 | LV_2620-1_0_9_line_16 |  | 11 | 13 | 0.02424 | 0.125 | 0.08 | 261 | 0 | 0.364 | 1 | 4 | cs | TRUE
17 | LV_2620-1_0_9_line_17 |  | 12 | 14 | 0.0076933 | 0.125 | 0.08 | 261 | 0 | 0.364 | 1 | 4 | cs | TRUE
18 | LV_2620-1_0_9_line_18 |  | 13 | 15 | 0.0072494 | 0.125 | 0.08 | 261 | 0 | 0.364 | 1 | 4 | cs | TRUE
19 | LV_2620-1_0_9_line_19 |  | 13 | 16 | 0.012296 | 0.125 | 0.08 | 261 | 0 | 0.364 | 1 | 1 | cs | TRUE
20 | LV_2620-1_0_9_line_20 |  | 14 | 17 | 0.005893 | 0.125 | 0.08 | 261 | 0 | 0.364 | 1 | 4 | cs | TRUE
21 | LV_2620-1_0_9_line_21 |  | 15 | 18 | 0.0058741 | 0.125 | 0.08 | 261 | 0 | 0.364 | 1 | 4 | cs | TRUE
22 | LV_2620-1_0_9_line_22 |  | 17 | 21 | 0.017861 | 0.125 | 0.08 | 261 | 0 | 0.364 | 1 | 4 | cs | TRUE
23 | LV_2620-1_0_9_line_23 |  | 17 | 22 | 0.012675 | 0.125 | 0.08 | 261 | 0 | 0.364 | 1 | 1 | cs | TRUE
24 | LV_2620-1_0_9_line_24 |  | 18 | 61 | 0.013187 | 0.125 | 0.08 | 261 | 0 | 0.364 | 1 | 4 | cs | TRUE
25 | LV_2620-1_0_9_line_25 |  | 19 | 20 | 0.0040234 | 0.125 | 0.08 | 261 | 0 | 0.364 | 1 | 4 | cs | TRUE
26 | LV_2620-1_0_9_line_26 |  | 19 | 21 | 0.021736 | 0.125 | 0.08 | 261 | 0 | 0.364 | 1 | 4 | cs | TRUE
27 | LV_2620-1_0_9_line_27 |  | 20 | 301 | 0.0030312 | 0.125 | 0.08 | 261 | 0 | 0.364 | 1 | 4 | cs | TRUE
28 | LV_2620-1_0_9_line_28 |  | 21 | 286 | 0.003037 | 0.125 | 0.08 | 261 | 0 | 0.364 | 1 | 1 | cs | TRUE
29 | LV_2620-1_0_9_line_29 |  | 21 | 296 | 0.030544 | 0.125 | 0.08 | 261 | 0 | 0.364 | 1 | 1 | cs | TRUE
30 | LV_2620-1_0_9_line_30 |  | 22 | 295 | 0.0041404 | 0.125 | 0.08 | 261 | 0 | 0.364 | 1 | 1 | cs | TRUE
31 | LV_2620-1_0_9_line_31 |  | 23 | 24 | 0.026007 | 0.125 | 0.08 | 261 | 0 | 0.364 | 1 | 1 | cs | TRUE
32 | LV_2620-1_0_9_line_32 |  | 24 | 25 | 0.00071869 | 0.125 | 0.08 | 261 | 0 | 0.364 | 1 | 1 | cs | TRUE
33 | LV_2620-1_0_9_line_33 |  | 25 | 26 | 0.0081097 | 0.125 | 0.08 | 261 | 0 | 0.364 | 1 | 1 | cs | TRUE
34 | LV_2620-1_0_9_line_34 |  | 26 | 27 | 0.015122 | 0.125 | 0.08 | 261 | 0 | 0.364 | 1 | 1 | cs | TRUE
35 | LV_2620-1_0_9_line_35 |  | 27 | 102 | 0.048144 | 0.125 | 0.08 | 261 | 0 | 0.364 | 1 | 1 | cs | TRUE
36 | LV_2620-1_0_9_line_36 |  | 27 | 99 | 0.029919 | 0.125 | 0.08 | 261 | 0 | 0.364 | 1 | 1 | cs | TRUE
37 | LV_2620-1_0_9_line_37 |  | 28 | 29 | 0.020992 | 0.125 | 0.08 | 261 | 0 | 0.364 | 1 | 4 | cs | TRUE
38 | LV_2620-1_0_9_line_38 |  | 29 | 30 | 0.019658 | 0.125 | 0.08 | 261 | 0 | 0.364 | 1 | 4 | cs | TRUE
39 | LV_2620-1_0_9_line_39 |  | 30 | 32 | 0.0032581 | 0.125 | 0.08 | 261 | 0 | 0.364 | 1 | 1 | cs | TRUE
40 | LV_2620-1_0_9_line_40 |  | 30 | 33 | 0.048175 | 0.125 | 0.08 | 261 | 0 | 0.364 | 1 | 4 | cs | TRUE
41 | LV_2620-1_0_9_line_41 |  | 31 | 34 | 0.02777 | 0.125 | 0.08 | 261 | 0 | 0.364 | 1 | 1 | cs | TRUE
42 | LV_2620-1_0_9_line_42 |  | 32 | 35 | 0.013147 | 0.125 | 0.08 | 261 | 0 | 0.364 | 1 | 1 | cs | TRUE
43 | LV_2620-1_0_9_line_43 |  | 33 | 36 | 0.0089215 | 0.125 | 0.08 | 261 | 0 | 0.364 | 1 | 4 | cs | TRUE
44 | LV_2620-1_0_9_line_44 |  | 34 | 38 | 0.0173 | 0.125 | 0.08 | 261 | 0 | 0.364 | 1 | 1 | cs | TRUE
45 | LV_2620-1_0_9_line_45 |  | 35 | 49 | 0.018578 | 0.125 | 0.08 | 261 | 0 | 0.364 | 1 | 1 | cs | TRUE
46 | LV_2620-1_0_9_line_46 |  | 36 | 50 | 0.036372 | 0.125 | 0.08 | 261 | 0 | 0.364 | 1 | 1 | cs | TRUE
47 | LV_2620-1_0_9_line_47 |  | 36 | 47 | 0.010211 | 0.125 | 0.08 | 261 | 0 | 0.364 | 1 | 4 | cs | TRUE
48 | LV_2620-1_0_9_line_48 |  | 37 | 113 | 0.0098121 | 0.125 | 0.08 | 261 | 0 | 0.364 | 1 | 1 | cs | TRUE
49 | LV_2620-1_0_9_line_49 |  | 39 | 40 | 0.019964 | 0.125 | 0.08 | 261 | 0 | 0.364 | 1 | 4 | cs | TRUE
50 | LV_2620-1_0_9_line_50 |  | 39 | 41 | 0.016306 | 0.125 | 0.08 | 261 | 0 | 0.364 | 1 | 4 | cs | TRUE
51 | LV_2620-1_0_9_line_51 |  | 40 | 42 | 0.019161 | 0.125 | 0.08 | 261 | 0 | 0.364 | 1 | 4 | cs | TRUE
52 | LV_2620-1_0_9_line_52 |  | 41 | 43 | 0.013273 | 0.125 | 0.08 | 261 | 0 | 0.364 | 1 | 4 | cs | TRUE
53 | LV_2620-1_0_9_line_53 |  | 42 | 44 | 0.010018 | 0.125 | 0.08 | 261 | 0 | 0.364 | 1 | 4 | cs | TRUE
54 | LV_2620-1_0_9_line_54 |  | 43 | 45 | 0.002428 | 0.125 | 0.08 | 261 | 0 | 0.364 | 1 | 1 | cs | TRUE
55 | LV_2620-1_0_9_line_55 |  | 43 | 46 | 0.011074 | 0.125 | 0.08 | 261 | 0 | 0.364 | 1 | 4 | cs | TRUE
56 | LV_2620-1_0_9_line_56 |  | 44 | 47 | 0.014648 | 0.125 | 0.08 | 261 | 0 | 0.364 | 1 | 4 | cs | TRUE
57 | LV_2620-1_0_9_line_57 |  | 46 | 48 | 0.0143 | 0.125 | 0.08 | 261 | 0 | 0.364 | 1 | 4 | cs | TRUE
58 | LV_2620-1_0_9_line_58 |  | 48 | 143 | 0.057366 | 0.125 | 0.08 | 261 | 0 | 0.364 | 1 | 4 | cs | TRUE
59 | LV_2620-1_0_9_line_59 |  | 49 | 51 | 0.027991 | 0.125 | 0.08 | 261 | 0 | 0.364 | 1 | 1 | cs | TRUE
60 | LV_2620-1_0_9_line_60 |  | 49 | 52 | 0.026438 | 0.125 | 0.08 | 261 | 0 | 0.364 | 1 | 1 | cs | TRUE
61 | LV_2620-1_0_9_line_61 |  | 53 | 54 | 0.00099261 | 0.125 | 0.08 | 261 | 0 | 0.364 | 1 | 1 | cs | TRUE
62 | LV_2620-1_0_9_line_62 |  | 54 | 55 | 0.031429 | 0.125 | 0.08 | 261 | 0 | 0.364 | 1 | 1 | cs | TRUE
63 | LV_2620-1_0_9_line_63 |  | 55 | 56 | 0.043187 | 0.125 | 0.08 | 261 | 0 | 0.364 | 1 | 4 | cs | TRUE
64 | LV_2620-1_0_9_line_64 |  | 55 | 57 | 0.037147 | 0.125 | 0.08 | 261 | 0 | 0.364 | 1 | 4 | cs | TRUE
65 | LV_2620-1_0_9_line_65 |  | 56 | 58 | 0.0022059 | 0.125 | 0.08 | 261 | 0 | 0.364 | 1 | 4 | cs | TRUE
66 | LV_2620-1_0_9_line_66 |  | 56 | 59 | 0.0198 | 0.125 | 0.08 | 261 | 0 | 0.364 | 1 | 1 | cs | TRUE
67 | LV_2620-1_0_9_line_67 |  | 57 | 60 | 0.0021207 | 0.125 | 0.08 | 261 | 0 | 0.364 | 1 | 4 | cs | TRUE
68 | LV_2620-1_0_9_line_68 |  | 58 | 88 | 0.017773 | 0.125 | 0.08 | 261 | 0 | 0.364 | 1 | 4 | cs | TRUE
69 | LV_2620-1_0_9_line_69 |  | 59 | 89 | 0.015588 | 0.125 | 0.08 | 261 | 0 | 0.364 | 1 | 1 | cs | TRUE
70 | LV_2620-1_0_9_line_70 |  | 60 | 84 | 0.025427 | 0.125 | 0.08 | 261 | 0 | 0.364 | 1 | 4 | cs | TRUE
71 | LV_2620-1_0_9_line_71 |  | 60 | 85 | 0.036984 | 0.125 | 0.08 | 261 | 0 | 0.364 | 1 | 1 | cs | TRUE
72 | LV_2620-1_0_9_line_72 |  | 61 | 117 | 0.0044995 | 0.125 | 0.08 | 261 | 0 | 0.364 | 1 | 4 | cs | TRUE
73 | LV_2620-1_0_9_line_73 |  | 61 | 118 | 0.020001 | 0.125 | 0.08 | 261 | 0 | 0.364 | 1 | 1 | cs | TRUE
74 | LV_2620-1_0_9_line_74 |  | 62 | 63 | 0.030981 | 0.125 | 0.08 | 261 | 0 | 0.364 | 1 | 1 | cs | TRUE
75 | LV_2620-1_0_9_line_75 |  | 62 | 64 | 0.013849 | 0.125 | 0.08 | 261 | 0 | 0.364 | 1 | 1 | cs | TRUE
76 | LV_2620-1_0_9_line_76 |  | 63 | 65 | 0.019858 | 0.125 | 0.08 | 261 | 0 | 0.364 | 1 | 1 | cs | TRUE
77 | LV_2620-1_0_9_line_77 |  | 64 | 66 | 0.011747 | 0.125 | 0.08 | 261 | 0 | 0.364 | 1 | 1 | cs | TRUE
78 | LV_2620-1_0_9_line_78 |  | 65 | 67 | 0.01728 | 0.125 | 0.08 | 261 | 0 | 0.364 | 1 | 1 | cs | TRUE
79 | LV_2620-1_0_9_line_79 |  | 66 | 68 | 0.015732 | 0.125 | 0.08 | 261 | 0 | 0.364 | 1 | 1 | cs | TRUE
80 | LV_2620-1_0_9_line_80 |  | 68 | 69 | 0.020979 | 0.125 | 0.08 | 261 | 0 | 0.364 | 1 | 1 | cs | TRUE
81 | LV_2620-1_0_9_line_81 |  | 69 | 111 | 0.042138 | 0.125 | 0.08 | 261 | 0 | 0.364 | 1 | 1 | cs | TRUE
82 | LV_2620-1_0_9_line_82 |  | 69 | 112 | 0.013115 | 0.125 | 0.08 | 261 | 0 | 0.364 | 1 | 1 | cs | TRUE
83 | LV_2620-1_0_9_line_83 |  | 70 | 71 | 0.0023855 | 0.125 | 0.08 | 261 | 0 | 0.364 | 1 | 1 | cs | TRUE
84 | LV_2620-1_0_9_line_84 |  | 70 | 72 | 0.015743 | 0.125 | 0.08 | 261 | 0 | 0.364 | 1 | 1 | cs | TRUE
85 | LV_2620-1_0_9_line_85 |  | 71 | 73 | 0.01112 | 0.125 | 0.08 | 261 | 0 | 0.364 | 1 | 1 | cs | TRUE
86 | LV_2620-1_0_9_line_86 |  | 72 | 74 | 0.011961 | 0.125 | 0.08 | 261 | 0 | 0.364 | 1 | 1 | cs | TRUE
87 | LV_2620-1_0_9_line_87 |  | 73 | 75 | 0.020737 | 0.125 | 0.08 | 261 | 0 | 0.364 | 1 | 1 | cs | TRUE
88 | LV_2620-1_0_9_line_88 |  | 73 | 76 | 0.010206 | 0.125 | 0.08 | 261 | 0 | 0.364 | 1 | 1 | cs | TRUE
89 | LV_2620-1_0_9_line_89 |  | 74 | 77 | 0.0059105 | 0.125 | 0.08 | 261 | 0 | 0.364 | 1 | 1 | cs | TRUE
90 | LV_2620-1_0_9_line_90 |  | 75 | 78 | 0.032047 | 0.125 | 0.08 | 261 | 0 | 0.364 | 1 | 1 | cs | TRUE
91 | LV_2620-1_0_9_line_91 |  | 75 | 79 | 0.0089255 | 0.125 | 0.08 | 261 | 0 | 0.364 | 1 | 1 | cs | TRUE
92 | LV_2620-1_0_9_line_92 |  | 76 | 80 | 0.052154 | 0.125 | 0.08 | 261 | 0 | 0.364 | 1 | 1 | cs | TRUE
93 | LV_2620-1_0_9_line_93 |  | 77 | 81 | 0.003729 | 0.125 | 0.08 | 261 | 0 | 0.364 | 1 | 1 | cs | TRUE
94 | LV_2620-1_0_9_line_94 |  | 78 | 96 | 0.061464 | 0.125 | 0.08 | 261 | 0 | 0.364 | 1 | 1 | cs | TRUE
95 | LV_2620-1_0_9_line_95 |  | 79 | 97 | 0.01796 | 0.125 | 0.08 | 261 | 0 | 0.364 | 1 | 1 | cs | TRUE
96 | LV_2620-1_0_9_line_96 |  | 80 | 93 | 0.026885 | 0.125 | 0.08 | 261 | 0 | 0.364 | 1 | 1 | cs | TRUE
97 | LV_2620-1_0_9_line_97 |  | 81 | 82 | 0.018987 | 0.125 | 0.08 | 261 | 0 | 0.364 | 1 | 1 | cs | TRUE
98 | LV_2620-1_0_9_line_98 |  | 82 | 83 | 0.0089265 | 0.125 | 0.08 | 261 | 0 | 0.364 | 1 | 1 | cs | TRUE
99 | LV_2620-1_0_9_line_99 |  | 83 | 186 | 0.0071093 | 0.125 | 0.08 | 261 | 0 | 0.364 | 1 | 1 | cs | TRUE
100 | LV_2620-1_0_9_line_100 |  | 84 | 86 | 0.010129 | 0.125 | 0.08 | 261 | 0 | 0.364 | 1 | 4 | cs | TRUE
101 | LV_2620-1_0_9_line_101 |  | 85 | 87 | 0.036426 | 0.125 | 0.08 | 261 | 0 | 0.364 | 1 | 1 | cs | TRUE
102 | LV_2620-1_0_9_line_102 |  | 86 | 90 | 0.010514 | 0.125 | 0.08 | 261 | 0 | 0.364 | 1 | 4 | cs | TRUE
103 | LV_2620-1_0_9_line_103 |  | 86 | 91 | 0.0141 | 0.125 | 0.08 | 261 | 0 | 0.364 | 1 | 1 | cs | TRUE
104 | LV_2620-1_0_9_line_104 |  | 87 | 92 | 0.019228 | 0.125 | 0.08 | 261 | 0 | 0.364 | 1 | 1 | cs | TRUE
105 | LV_2620-1_0_9_line_105 |  | 88 | 153 | 0.013482 | 0.125 | 0.08 | 261 | 0 | 0.364 | 1 | 4 | cs | TRUE
106 | LV_2620-1_0_9_line_106 |  | 89 | 102 | 0.011891 | 0.125 | 0.08 | 261 | 0 | 0.364 | 1 | 1 | cs | TRUE
107 | LV_2620-1_0_9_line_107 |  | 90 | 107 | 0.019554 | 0.125 | 0.08 | 261 | 0 | 0.364 | 1 | 4 | cs | TRUE
108 | LV_2620-1_0_9_line_108 |  | 90 | 108 | 0.047695 | 0.125 | 0.08 | 261 | 0 | 0.364 | 1 | 1 | cs | TRUE
109 | LV_2620-1_0_9_line_109 |  | 91 | 109 | 0.0094077 | 0.125 | 0.08 | 261 | 0 | 0.364 | 1 | 1 | cs | TRUE
110 | LV_2620-1_0_9_line_110 |  | 92 | 115 | 0.0089502 | 0.125 | 0.08 | 261 | 0 | 0.364 | 1 | 1 | cs | TRUE
111 | LV_2620-1_0_9_line_111 |  | 93 | 94 | 0.0057778 | 0.125 | 0.08 | 261 | 0 | 0.364 | 1 | 1 | cs | TRUE
112 | LV_2620-1_0_9_line_112 |  | 94 | 95 | 0.0011741 | 0.125 | 0.08 | 261 | 0 | 0.364 | 1 | 1 | cs | TRUE
113 | LV_2620-1_0_9_line_113 |  | 95 | 286 | 0.015464 | 0.125 | 0.08 | 261 | 0 | 0.364 | 1 | 1 | cs | TRUE
114 | LV_2620-1_0_9_line_114 |  | 97 | 98 | 0.0079504 | 0.125 | 0.08 | 261 | 0 | 0.364 | 1 | 1 | cs | TRUE
115 | LV_2620-1_0_9_line_115 |  | 99 | 100 | 0.0096018 | 0.125 | 0.08 | 261 | 0 | 0.364 | 1 | 1 | cs | TRUE
116 | LV_2620-1_0_9_line_116 |  | 100 | 101 | 0.00192 | 0.125 | 0.08 | 261 | 0 | 0.364 | 1 | 1 | cs | TRUE
117 | LV_2620-1_0_9_line_117 |  | 101 | 103 | 0.0077624 | 0.125 | 0.08 | 261 | 0 | 0.364 | 1 | 1 | cs | TRUE
118 | LV_2620-1_0_9_line_118 |  | 102 | 104 | 0.004903 | 0.125 | 0.08 | 261 | 0 | 0.364 | 1 | 1 | cs | TRUE
119 | LV_2620-1_0_9_line_119 |  | 103 | 105 | 0.019153 | 0.125 | 0.08 | 261 | 0 | 0.364 | 1 | 1 | cs | TRUE
120 | LV_2620-1_0_9_line_120 |  | 104 | 106 | 0.022578 | 0.125 | 0.08 | 261 | 0 | 0.364 | 1 | 1 | cs | TRUE
121 | LV_2620-1_0_9_line_121 |  | 105 | 156 | 0.0066073 | 0.125 | 0.08 | 261 | 0 | 0.364 | 1 | 1 | cs | TRUE
122 | LV_2620-1_0_9_line_122 |  | 105 | 154 | 0.022329 | 0.125 | 0.08 | 261 | 0 | 0.364 | 1 | 1 | cs | TRUE
123 | LV_2620-1_0_9_line_123 |  | 106 | 178 | 0.030599 | 0.125 | 0.08 | 261 | 0 | 0.364 | 1 | 1 | cs | TRUE
124 | LV_2620-1_0_9_line_124 |  | 107 | 110 | 0.029316 | 0.125 | 0.08 | 261 | 0 | 0.364 | 1 | 4 | cs | TRUE
125 | LV_2620-1_0_9_line_125 |  | 110 | 131 | 0.044549 | 0.125 | 0.08 | 261 | 0 | 0.364 | 1 | 4 | cs | TRUE
126 | LV_2620-1_0_9_line_126 |  | 111 | 113 | 0.0022629 | 0.125 | 0.08 | 261 | 0 | 0.364 | 1 | 1 | cs | TRUE
127 | LV_2620-1_0_9_line_127 |  | 112 | 114 | 0.03391 | 0.125 | 0.08 | 261 | 0 | 0.364 | 1 | 1 | cs | TRUE
128 | LV_2620-1_0_9_line_128 |  | 114 | 255 | 0.017105 | 0.125 | 0.08 | 261 | 0 | 0.364 | 1 | 1 | cs | TRUE
129 | LV_2620-1_0_9_line_129 |  | 115 | 116 | 0.015284 | 0.125 | 0.08 | 261 | 0 | 0.364 | 1 | 1 | cs | TRUE
130 | LV_2620-1_0_9_line_130 |  | 116 | 134 | 0.010772 | 0.125 | 0.08 | 261 | 0 | 0.364 | 1 | 1 | cs | TRUE
131 | LV_2620-1_0_9_line_131 |  | 117 | 119 | 0.011365 | 0.125 | 0.08 | 261 | 0 | 0.364 | 1 | 4 | cs | TRUE
132 | LV_2620-1_0_9_line_132 |  | 118 | 120 | 0.0097688 | 0.125 | 0.08 | 261 | 0 | 0.364 | 1 | 1 | cs | TRUE
133 | LV_2620-1_0_9_line_133 |  | 119 | 140 | 0.011025 | 0.125 | 0.08 | 261 | 0 | 0.364 | 1 | 4 | cs | TRUE
134 | LV_2620-1_0_9_line_134 |  | 120 | 137 | 0.049156 | 0.125 | 0.08 | 261 | 0 | 0.364 | 1 | 1 | cs | TRUE
135 | LV_2620-1_0_9_line_135 |  | 120 | 138 | 0.016632 | 0.125 | 0.08 | 261 | 0 | 0.364 | 1 | 1 | cs | TRUE
136 | LV_2620-1_0_9_line_136 |  | 121 | 122 | 0.021751 | 0.125 | 0.08 | 261 | 0 | 0.364 | 1 | 1 | cs | TRUE
137 | LV_2620-1_0_9_line_137 |  | 121 | 123 | 0.011345 | 0.125 | 0.08 | 261 | 0 | 0.364 | 1 | 1 | cs | TRUE
138 | LV_2620-1_0_9_line_138 |  | 123 | 124 | 0.0095203 | 0.125 | 0.08 | 261 | 0 | 0.364 | 1 | 1 | cs | TRUE
139 | LV_2620-1_0_9_line_139 |  | 123 | 125 | 0.01205 | 0.125 | 0.08 | 261 | 0 | 0.364 | 1 | 1 | cs | TRUE
140 | LV_2620-1_0_9_line_140 |  | 124 | 126 | 0.021551 | 0.125 | 0.08 | 261 | 0 | 0.364 | 1 | 1 | cs | TRUE
141 | LV_2620-1_0_9_line_141 |  | 125 | 127 | 0.016062 | 0.125 | 0.08 | 261 | 0 | 0.364 | 1 | 1 | cs | TRUE
142 | LV_2620-1_0_9_line_142 |  | 126 | 128 | 0.0084909 | 0.125 | 0.08 | 261 | 0 | 0.364 | 1 | 1 | cs | TRUE
143 | LV_2620-1_0_9_line_143 |  | 127 | 129 | 0.01552 | 0.125 | 0.08 | 261 | 0 | 0.364 | 1 | 1 | cs | TRUE
144 | LV_2620-1_0_9_line_144 |  | 127 | 130 | 0.0073828 | 0.125 | 0.08 | 261 | 0 | 0.364 | 1 | 1 | cs | TRUE
145 | LV_2620-1_0_9_line_145 |  | 128 | 206 | 0.017834 | 0.125 | 0.08 | 261 | 0 | 0.364 | 1 | 1 | cs | TRUE
146 | LV_2620-1_0_9_line_146 |  | 129 | 231 | 0.021286 | 0.125 | 0.08 | 261 | 0 | 0.364 | 1 | 1 | cs | TRUE
147 | LV_2620-1_0_9_line_147 |  | 130 | 230 | 0.013044 | 0.125 | 0.08 | 261 | 0 | 0.364 | 1 | 1 | cs | TRUE
148 | LV_2620-1_0_9_line_148 |  | 131 | 132 | 0.022291 | 0.125 | 0.08 | 261 | 0 | 0.364 | 1 | 4 | cs | TRUE
149 | LV_2620-1_0_9_line_149 |  | 131 | 133 | 0.029034 | 0.125 | 0.08 | 261 | 0 | 0.364 | 1 | 1 | cs | TRUE
150 | LV_2620-1_0_9_line_150 |  | 132 | 161 | 0.018291 | 0.125 | 0.08 | 261 | 0 | 0.364 | 1 | 4 | cs | TRUE
151 | LV_2620-1_0_9_line_151 |  | 134 | 135 | 0.017684 | 0.125 | 0.08 | 261 | 0 | 0.364 | 1 | 1 | cs | TRUE
152 | LV_2620-1_0_9_line_152 |  | 135 | 136 | 0.028131 | 0.125 | 0.08 | 261 | 0 | 0.364 | 1 | 1 | cs | TRUE
153 | LV_2620-1_0_9_line_153 |  | 138 | 139 | 0.005183 | 0.125 | 0.08 | 261 | 0 | 0.364 | 1 | 1 | cs | TRUE
154 | LV_2620-1_0_9_line_154 |  | 139 | 141 | 0.0099422 | 0.125 | 0.08 | 261 | 0 | 0.364 | 1 | 1 | cs | TRUE
155 | LV_2620-1_0_9_line_155 |  | 140 | 152 | 0.010099 | 0.125 | 0.08 | 261 | 0 | 0.364 | 1 | 4 | cs | TRUE
156 | LV_2620-1_0_9_line_156 |  | 142 | 143 | 0.02054 | 0.125 | 0.08 | 261 | 0 | 0.364 | 1 | 2 | cs | TRUE
157 | LV_2620-1_0_9_line_157 |  | 142 | 144 | 0.017612 | 0.125 | 0.08 | 261 | 0 | 0.364 | 1 | 1 | cs | TRUE
158 | LV_2620-1_0_9_line_158 |  | 144 | 145 | 0.023562 | 0.125 | 0.08 | 261 | 0 | 0.364 | 1 | 1 | cs | TRUE
159 | LV_2620-1_0_9_line_159 |  | 144 | 146 | 0.017211 | 0.125 | 0.08 | 261 | 0 | 0.364 | 1 | 1 | cs | TRUE
160 | LV_2620-1_0_9_line_160 |  | 145 | 147 | 0.025865 | 0.125 | 0.08 | 261 | 0 | 0.364 | 1 | 1 | cs | TRUE
161 | LV_2620-1_0_9_line_161 |  | 145 | 148 | 0.012249 | 0.125 | 0.08 | 261 | 0 | 0.364 | 1 | 1 | cs | TRUE
162 | LV_2620-1_0_9_line_162 |  | 146 | 149 | 0.069985 | 0.125 | 0.08 | 261 | 0 | 0.364 | 1 | 1 | cs | TRUE
163 | LV_2620-1_0_9_line_163 |  | 147 | 150 | 0.0099652 | 0.125 | 0.08 | 261 | 0 | 0.364 | 1 | 1 | cs | TRUE
164 | LV_2620-1_0_9_line_164 |  | 148 | 151 | 0.0034528 | 0.125 | 0.08 | 261 | 0 | 0.364 | 1 | 1 | cs | TRUE
165 | LV_2620-1_0_9_line_165 |  | 150 | 189 | 0.025016 | 0.125 | 0.08 | 261 | 0 | 0.364 | 1 | 1 | cs | TRUE
166 | LV_2620-1_0_9_line_166 |  | 151 | 188 | 0.013599 | 0.125 | 0.08 | 261 | 0 | 0.364 | 1 | 1 | cs | TRUE
167 | LV_2620-1_0_9_line_167 |  | 152 | 153 | 0.005038 | 0.125 | 0.08 | 261 | 0 | 0.364 | 1 | 4 | cs | TRUE
168 | LV_2620-1_0_9_line_168 |  | 154 | 155 | 0.0016283 | 0.125 | 0.08 | 261 | 0 | 0.364 | 1 | 1 | cs | TRUE
169 | LV_2620-1_0_9_line_169 |  | 156 | 157 | 0.029341 | 0.125 | 0.08 | 261 | 0 | 0.364 | 1 | 1 | cs | TRUE
170 | LV_2620-1_0_9_line_170 |  | 157 | 158 | 0.0097466 | 0.125 | 0.08 | 261 | 0 | 0.364 | 1 | 1 | cs | TRUE
171 | LV_2620-1_0_9_line_171 |  | 158 | 220 | 0.011175 | 0.125 | 0.08 | 261 | 0 | 0.364 | 1 | 1 | cs | TRUE
172 | LV_2620-1_0_9_line_172 |  | 159 | 160 | 0.013484 | 0.125 | 0.08 | 261 | 0 | 0.364 | 1 | 4 | cs | TRUE
173 | LV_2620-1_0_9_line_173 |  | 159 | 161 | 0.018704 | 0.125 | 0.08 | 261 | 0 | 0.364 | 1 | 4 | cs | TRUE
174 | LV_2620-1_0_9_line_174 |  | 160 | 162 | 0.030984 | 0.125 | 0.08 | 261 | 0 | 0.364 | 1 | 4 | cs | TRUE
175 | LV_2620-1_0_9_line_175 |  | 161 | 163 | 0.024825 | 0.125 | 0.08 | 261 | 0 | 0.364 | 1 | 1 | cs | TRUE
176 | LV_2620-1_0_9_line_176 |  | 162 | 164 | 0.0035588 | 0.125 | 0.08 | 261 | 0 | 0.364 | 1 | 4 | cs | TRUE
177 | LV_2620-1_0_9_line_177 |  | 163 | 165 | 0.020064 | 0.125 | 0.08 | 261 | 0 | 0.364 | 1 | 1 | cs | TRUE
178 | LV_2620-1_0_9_line_178 |  | 164 | 168 | 0.012695 | 0.125 | 0.08 | 261 | 0 | 0.364 | 1 | 4 | cs | TRUE
179 | LV_2620-1_0_9_line_179 |  | 165 | 169 | 0.0010106 | 0.125 | 0.08 | 261 | 0 | 0.364 | 1 | 1 | cs | TRUE
180 | LV_2620-1_0_9_line_180 |  | 166 | 167 | 0.024304 | 0.125 | 0.08 | 261 | 0 | 0.364 | 1 | 1 | cs | TRUE
181 | LV_2620-1_0_9_line_181 |  | 167 | 170 | 0.019258 | 0.125 | 0.08 | 261 | 0 | 0.364 | 1 | 1 | cs | TRUE
182 | LV_2620-1_0_9_line_182 |  | 167 | 171 | 0.013463 | 0.125 | 0.08 | 261 | 0 | 0.364 | 1 | 1 | cs | TRUE
183 | LV_2620-1_0_9_line_183 |  | 168 | 274 | 0.02115 | 0.125 | 0.08 | 261 | 0 | 0.364 | 1 | 4 | cs | TRUE
184 | LV_2620-1_0_9_line_184 |  | 168 | 275 | 0.013541 | 0.125 | 0.08 | 261 | 0 | 0.364 | 1 | 1 | cs | TRUE
185 | LV_2620-1_0_9_line_185 |  | 169 | 233 | 0.0096391 | 0.125 | 0.08 | 261 | 0 | 0.364 | 1 | 1 | cs | TRUE
186 | LV_2620-1_0_9_line_186 |  | 170 | 273 | 0.014346 | 0.125 | 0.08 | 261 | 0 | 0.364 | 1 | 1 | cs | TRUE
187 | LV_2620-1_0_9_line_187 |  | 171 | 258 | 0.00683 | 0.125 | 0.08 | 261 | 0 | 0.364 | 1 | 1 | cs | TRUE
188 | LV_2620-1_0_9_line_188 |  | 172 | 173 | 0.018061 | 0.125 | 0.08 | 261 | 0 | 0.364 | 1 | 1 | cs | TRUE
189 | LV_2620-1_0_9_line_189 |  | 172 | 174 | 0.046553 | 0.125 | 0.08 | 261 | 0 | 0.364 | 1 | 1 | cs | TRUE
190 | LV_2620-1_0_9_line_190 |  | 174 | 175 | 0.033503 | 0.125 | 0.08 | 261 | 0 | 0.364 | 1 | 1 | cs | TRUE
191 | LV_2620-1_0_9_line_191 |  | 174 | 176 | 0.013773 | 0.125 | 0.08 | 261 | 0 | 0.364 | 1 | 1 | cs | TRUE
192 | LV_2620-1_0_9_line_192 |  | 176 | 177 | 0.028359 | 0.125 | 0.08 | 261 | 0 | 0.364 | 1 | 1 | cs | TRUE
193 | LV_2620-1_0_9_line_193 |  | 177 | 179 | 0.023366 | 0.125 | 0.08 | 261 | 0 | 0.364 | 1 | 1 | cs | TRUE
194 | LV_2620-1_0_9_line_194 |  | 178 | 198 | 0.027721 | 0.125 | 0.08 | 261 | 0 | 0.364 | 1 | 1 | cs | TRUE
195 | LV_2620-1_0_9_line_195 |  | 178 | 196 | 0.012868 | 0.125 | 0.08 | 261 | 0 | 0.364 | 1 | 1 | cs | TRUE
196 | LV_2620-1_0_9_line_196 |  | 179 | 219 | 0.027224 | 0.125 | 0.08 | 261 | 0 | 0.364 | 1 | 1 | cs | TRUE
197 | LV_2620-1_0_9_line_197 |  | 179 | 218 | 0.044778 | 0.125 | 0.08 | 261 | 0 | 0.364 | 1 | 1 | cs | TRUE
198 | LV_2620-1_0_9_line_198 |  | 180 | 181 | 0.022751 | 0.125 | 0.08 | 261 | 0 | 0.364 | 1 | 1 | cs | TRUE
199 | LV_2620-1_0_9_line_199 |  | 180 | 182 | 0.0081721 | 0.125 | 0.08 | 261 | 0 | 0.364 | 1 | 1 | cs | TRUE
200 | LV_2620-1_0_9_line_200 |  | 181 | 183 | 0.0052777 | 0.125 | 0.08 | 261 | 0 | 0.364 | 1 | 1 | cs | TRUE
201 | LV_2620-1_0_9_line_201 |  | 182 | 184 | 0.026232 | 0.125 | 0.08 | 261 | 0 | 0.364 | 1 | 1 | cs | TRUE
202 | LV_2620-1_0_9_line_202 |  | 183 | 185 | 0.017712 | 0.125 | 0.08 | 261 | 0 | 0.364 | 1 | 1 | cs | TRUE
203 | LV_2620-1_0_9_line_203 |  | 184 | 186 | 0.022751 | 0.125 | 0.08 | 261 | 0 | 0.364 | 1 | 1 | cs | TRUE
204 | LV_2620-1_0_9_line_204 |  | 185 | 187 | 0.017592 | 0.125 | 0.08 | 261 | 0 | 0.364 | 1 | 1 | cs | TRUE
205 | LV_2620-1_0_9_line_205 |  | 187 | 248 | 0.00099665 | 0.125 | 0.08 | 261 | 0 | 0.364 | 1 | 1 | cs | TRUE
206 | LV_2620-1_0_9_line_206 |  | 189 | 199 | 0.007836 | 0.125 | 0.08 | 261 | 0 | 0.364 | 1 | 1 | cs | TRUE
207 | LV_2620-1_0_9_line_207 |  | 190 | 191 | 0.010801 | 0.125 | 0.08 | 261 | 0 | 0.364 | 1 | 1 | cs | TRUE
208 | LV_2620-1_0_9_line_208 |  | 190 | 192 | 0.032787 | 0.125 | 0.08 | 261 | 0 | 0.364 | 1 | 1 | cs | TRUE
209 | LV_2620-1_0_9_line_209 |  | 191 | 193 | 0.0091527 | 0.125 | 0.08 | 261 | 0 | 0.364 | 1 | 1 | cs | TRUE
210 | LV_2620-1_0_9_line_210 |  | 191 | 194 | 0.020056 | 0.125 | 0.08 | 261 | 0 | 0.364 | 1 | 1 | cs | TRUE
211 | LV_2620-1_0_9_line_211 |  | 193 | 195 | 0.02346 | 0.125 | 0.08 | 261 | 0 | 0.364 | 1 | 1 | cs | TRUE
212 | LV_2620-1_0_9_line_212 |  | 194 | 196 | 0.006841 | 0.125 | 0.08 | 261 | 0 | 0.364 | 1 | 1 | cs | TRUE
213 | LV_2620-1_0_9_line_213 |  | 195 | 197 | 0.0030451 | 0.125 | 0.08 | 261 | 0 | 0.364 | 1 | 1 | cs | TRUE
214 | LV_2620-1_0_9_line_214 |  | 197 | 201 | 0.038216 | 0.125 | 0.08 | 261 | 0 | 0.364 | 1 | 1 | cs | TRUE
215 | LV_2620-1_0_9_line_215 |  | 197 | 202 | 0.0086036 | 0.125 | 0.08 | 261 | 0 | 0.364 | 1 | 1 | cs | TRUE
216 | LV_2620-1_0_9_line_216 |  | 199 | 200 | 0.01461 | 0.125 | 0.08 | 261 | 0 | 0.364 | 1 | 1 | cs | TRUE
217 | LV_2620-1_0_9_line_217 |  | 200 | 229 | 0.0083065 | 0.125 | 0.08 | 261 | 0 | 0.364 | 1 | 1 | cs | TRUE
218 | LV_2620-1_0_9_line_218 |  | 201 | 203 | 0.001453 | 0.125 | 0.08 | 261 | 0 | 0.364 | 1 | 1 | cs | TRUE
219 | LV_2620-1_0_9_line_219 |  | 202 | 204 | 0.0081338 | 0.125 | 0.08 | 261 | 0 | 0.364 | 1 | 1 | cs | TRUE
220 | LV_2620-1_0_9_line_220 |  | 203 | 205 | 0.010367 | 0.125 | 0.08 | 261 | 0 | 0.364 | 1 | 1 | cs | TRUE
221 | LV_2620-1_0_9_line_221 |  | 205 | 214 | 0.029148 | 0.125 | 0.08 | 261 | 0 | 0.364 | 1 | 1 | cs | TRUE
222 | LV_2620-1_0_9_line_222 |  | 205 | 219 | 0.028659 | 0.125 | 0.08 | 261 | 0 | 0.364 | 1 | 1 | cs | TRUE
223 | LV_2620-1_0_9_line_223 |  | 207 | 208 | 0.0021903 | 0.125 | 0.08 | 261 | 0 | 0.364 | 1 | 1 | cs | TRUE
224 | LV_2620-1_0_9_line_224 |  | 207 | 209 | 0.043767 | 0.125 | 0.08 | 261 | 0 | 0.364 | 1 | 1 | cs | TRUE
225 | LV_2620-1_0_9_line_225 |  | 208 | 210 | 0.017536 | 0.125 | 0.08 | 261 | 0 | 0.364 | 1 | 1 | cs | TRUE
226 | LV_2620-1_0_9_line_226 |  | 208 | 211 | 0.020572 | 0.125 | 0.08 | 261 | 0 | 0.364 | 1 | 1 | cs | TRUE
227 | LV_2620-1_0_9_line_227 |  | 209 | 212 | 0.013763 | 0.125 | 0.08 | 261 | 0 | 0.364 | 1 | 1 | cs | TRUE
228 | LV_2620-1_0_9_line_228 |  | 209 | 213 | 0.016916 | 0.125 | 0.08 | 261 | 0 | 0.364 | 1 | 1 | cs | TRUE
229 | LV_2620-1_0_9_line_229 |  | 210 | 214 | 0.015019 | 0.125 | 0.08 | 261 | 0 | 0.364 | 1 | 1 | cs | TRUE
230 | LV_2620-1_0_9_line_230 |  | 212 | 215 | 0.03294 | 0.125 | 0.08 | 261 | 0 | 0.364 | 1 | 1 | cs | TRUE
231 | LV_2620-1_0_9_line_231 |  | 213 | 216 | 0.031767 | 0.125 | 0.08 | 261 | 0 | 0.364 | 1 | 1 | cs | TRUE
232 | LV_2620-1_0_9_line_232 |  | 215 | 217 | 0.038576 | 0.125 | 0.08 | 261 | 0 | 0.364 | 1 | 1 | cs | TRUE
233 | LV_2620-1_0_9_line_233 |  | 220 | 221 | 0.019445 | 0.125 | 0.08 | 261 | 0 | 0.364 | 1 | 1 | cs | TRUE
234 | LV_2620-1_0_9_line_234 |  | 221 | 222 | 0.0059865 | 0.125 | 0.08 | 261 | 0 | 0.364 | 1 | 1 | cs | TRUE
235 | LV_2620-1_0_9_line_235 |  | 222 | 253 | 0.023856 | 0.125 | 0.08 | 261 | 0 | 0.364 | 1 | 1 | cs | TRUE
236 | LV_2620-1_0_9_line_236 |  | 222 | 252 | 0.033722 | 0.125 | 0.08 | 261 | 0 | 0.364 | 1 | 1 | cs | TRUE
237 | LV_2620-1_0_9_line_237 |  | 223 | 224 | 0.05218 | 0.125 | 0.08 | 261 | 0 | 0.364 | 1 | 1 | cs | TRUE
238 | LV_2620-1_0_9_line_238 |  | 223 | 225 | 0.048851 | 0.125 | 0.08 | 261 | 0 | 0.364 | 1 | 1 | cs | TRUE
239 | LV_2620-1_0_9_line_239 |  | 225 | 226 | 0.022808 | 0.125 | 0.08 | 261 | 0 | 0.364 | 1 | 1 | cs | TRUE
240 | LV_2620-1_0_9_line_240 |  | 226 | 227 | 0.0072748 | 0.125 | 0.08 | 261 | 0 | 0.364 | 1 | 1 | cs | TRUE
241 | LV_2620-1_0_9_line_241 |  | 227 | 228 | 0.019154 | 0.125 | 0.08 | 261 | 0 | 0.364 | 1 | 1 | cs | TRUE
242 | LV_2620-1_0_9_line_242 |  | 228 | 237 | 0.019636 | 0.125 | 0.08 | 261 | 0 | 0.364 | 1 | 1 | cs | TRUE
243 | LV_2620-1_0_9_line_243 |  | 231 | 232 | 0.0015188 | 0.125 | 0.08 | 261 | 0 | 0.364 | 1 | 1 | cs | TRUE
244 | LV_2620-1_0_9_line_244 |  | 232 | 281 | 0.016648 | 0.125 | 0.08 | 261 | 0 | 0.364 | 1 | 1 | cs | TRUE
245 | LV_2620-1_0_9_line_245 |  | 233 | 234 | 0.010168 | 0.125 | 0.08 | 261 | 0 | 0.364 | 1 | 1 | cs | TRUE
246 | LV_2620-1_0_9_line_246 |  | 235 | 237 | 0.010737 | 0.125 | 0.08 | 261 | 0 | 0.364 | 1 | 1 | cs | TRUE
247 | LV_2620-1_0_9_line_247 |  | 236 | 238 | 0.0067909 | 0.125 | 0.08 | 261 | 0 | 0.364 | 1 | 4 | cs | TRUE
248 | LV_2620-1_0_9_line_248 |  | 238 | 309 | 0.012488 | 0.125 | 0.08 | 261 | 0 | 0.364 | 1 | 4 | cs | TRUE
249 | LV_2620-1_0_9_line_249 |  | 239 | 240 | 0.018431 | 0.125 | 0.08 | 261 | 0 | 0.364 | 1 | 1 | cs | TRUE
250 | LV_2620-1_0_9_line_250 |  | 239 | 241 | 0.036575 | 0.125 | 0.08 | 261 | 0 | 0.364 | 1 | 1 | cs | TRUE
251 | LV_2620-1_0_9_line_251 |  | 240 | 242 | 0.001266 | 0.125 | 0.08 | 261 | 0 | 0.364 | 1 | 1 | cs | TRUE
252 | LV_2620-1_0_9_line_252 |  | 241 | 243 | 0.00327 | 0.125 | 0.08 | 261 | 0 | 0.364 | 1 | 1 | cs | TRUE
253 | LV_2620-1_0_9_line_253 |  | 242 | 244 | 0.0039131 | 0.125 | 0.08 | 261 | 0 | 0.364 | 1 | 1 | cs | TRUE
254 | LV_2620-1_0_9_line_254 |  | 243 | 245 | 0.049696 | 0.125 | 0.08 | 261 | 0 | 0.364 | 1 | 1 | cs | TRUE
255 | LV_2620-1_0_9_line_255 |  | 245 | 246 | 0.022584 | 0.125 | 0.08 | 261 | 0 | 0.364 | 1 | 1 | cs | TRUE
256 | LV_2620-1_0_9_line_256 |  | 245 | 247 | 0.0073537 | 0.125 | 0.08 | 261 | 0 | 0.364 | 1 | 1 | cs | TRUE
257 | LV_2620-1_0_9_line_257 |  | 247 | 287 | 0.012177 | 0.125 | 0.08 | 261 | 0 | 0.364 | 1 | 1 | cs | TRUE
258 | LV_2620-1_0_9_line_258 |  | 249 | 250 | 0.017213 | 0.125 | 0.08 | 261 | 0 | 0.364 | 1 | 1 | cs | TRUE
259 | LV_2620-1_0_9_line_259 |  | 250 | 251 | 0.027212 | 0.125 | 0.08 | 261 | 0 | 0.364 | 1 | 1 | cs | TRUE
260 | LV_2620-1_0_9_line_260 |  | 250 | 252 | 0.010693 | 0.125 | 0.08 | 261 | 0 | 0.364 | 1 | 1 | cs | TRUE
261 | LV_2620-1_0_9_line_261 |  | 253 | 254 | 0.0072698 | 0.125 | 0.08 | 261 | 0 | 0.364 | 1 | 1 | cs | TRUE
262 | LV_2620-1_0_9_line_262 |  | 255 | 256 | 0.0052073 | 0.125 | 0.08 | 261 | 0 | 0.364 | 1 | 1 | cs | TRUE
263 | LV_2620-1_0_9_line_263 |  | 257 | 258 | 0.012094 | 0.125 | 0.08 | 261 | 0 | 0.364 | 1 | 1 | cs | TRUE
264 | LV_2620-1_0_9_line_264 |  | 257 | 259 | 0.014329 | 0.125 | 0.08 | 261 | 0 | 0.364 | 1 | 1 | cs | TRUE
265 | LV_2620-1_0_9_line_265 |  | 259 | 260 | 0.0070307 | 0.125 | 0.08 | 261 | 0 | 0.364 | 1 | 1 | cs | TRUE
266 | LV_2620-1_0_9_line_266 |  | 259 | 261 | 0.0093139 | 0.125 | 0.08 | 261 | 0 | 0.364 | 1 | 1 | cs | TRUE
267 | LV_2620-1_0_9_line_267 |  | 260 | 262 | 0.036659 | 0.125 | 0.08 | 261 | 0 | 0.364 | 1 | 1 | cs | TRUE
268 | LV_2620-1_0_9_line_268 |  | 261 | 263 | 0.013935 | 0.125 | 0.08 | 261 | 0 | 0.364 | 1 | 1 | cs | TRUE
269 | LV_2620-1_0_9_line_269 |  | 262 | 264 | 0.024423 | 0.125 | 0.08 | 261 | 0 | 0.364 | 1 | 1 | cs | TRUE
270 | LV_2620-1_0_9_line_270 |  | 262 | 265 | 0.014826 | 0.125 | 0.08 | 261 | 0 | 0.364 | 1 | 1 | cs | TRUE
271 | LV_2620-1_0_9_line_271 |  | 264 | 266 | 0.01607 | 0.125 | 0.08 | 261 | 0 | 0.364 | 1 | 1 | cs | TRUE
272 | LV_2620-1_0_9_line_272 |  | 265 | 267 | 0.0036932 | 0.125 | 0.08 | 261 | 0 | 0.364 | 1 | 1 | cs | TRUE
273 | LV_2620-1_0_9_line_273 |  | 266 | 268 | 0.0056472 | 0.125 | 0.08 | 261 | 0 | 0.364 | 1 | 1 | cs | TRUE
274 | LV_2620-1_0_9_line_274 |  | 268 | 270 | 0.010797 | 0.125 | 0.08 | 261 | 0 | 0.364 | 1 | 1 | cs | TRUE
275 | LV_2620-1_0_9_line_275 |  | 268 | 269 | 0.016118 | 0.125 | 0.08 | 261 | 0 | 0.364 | 1 | 1 | cs | TRUE
276 | LV_2620-1_0_9_line_276 |  | 270 | 271 | 0.013935 | 0.125 | 0.08 | 261 | 0 | 0.364 | 1 | 1 | cs | TRUE
277 | LV_2620-1_0_9_line_277 |  | 271 | 272 | 0.0085573 | 0.125 | 0.08 | 261 | 0 | 0.364 | 1 | 1 | cs | TRUE
278 | LV_2620-1_0_9_line_278 |  | 272 | 279 | 0.019518 | 0.125 | 0.08 | 261 | 0 | 0.364 | 1 | 1 | cs | TRUE
279 | LV_2620-1_0_9_line_279 |  | 273 | 285 | 0.022313 | 0.125 | 0.08 | 261 | 0 | 0.364 | 1 | 1 | cs | TRUE
280 | LV_2620-1_0_9_line_280 |  | 274 | 276 | 0.0083445 | 0.125 | 0.08 | 261 | 0 | 0.364 | 1 | 4 | cs | TRUE
281 | LV_2620-1_0_9_line_281 |  | 275 | 277 | 0.0091532 | 0.125 | 0.08 | 261 | 0 | 0.364 | 1 | 1 | cs | TRUE
282 | LV_2620-1_0_9_line_282 |  | 276 | 278 | 0.040475 | 0.125 | 0.08 | 261 | 0 | 0.364 | 1 | 4 | cs | TRUE
283 | LV_2620-1_0_9_line_283 |  | 278 | 284 | 0.012174 | 0.125 | 0.08 | 261 | 0 | 0.364 | 1 | 4 | cs | TRUE
284 | LV_2620-1_0_9_line_284 |  | 279 | 280 | 0.0010458 | 0.125 | 0.08 | 261 | 0 | 0.364 | 1 | 1 | cs | TRUE
285 | LV_2620-1_0_9_line_285 |  | 280 | 281 | 0.0022515 | 0.125 | 0.08 | 261 | 0 | 0.364 | 1 | 1 | cs | TRUE
286 | LV_2620-1_0_9_line_286 |  | 282 | 283 | 0.02874 | 0.125 | 0.08 | 261 | 0 | 0.364 | 1 | 1 | cs | TRUE
287 | LV_2620-1_0_9_line_287 |  | 283 | 284 | 0.028472 | 0.125 | 0.08 | 261 | 0 | 0.364 | 1 | 1 | cs | TRUE
288 | LV_2620-1_0_9_line_288 |  | 284 | 285 | 0.015474 | 0.125 | 0.08 | 261 | 0 | 0.364 | 1 | 2 | cs | TRUE
289 | LV_2620-1_0_9_line_289 |  | 287 | 288 | 0.035951 | 0.125 | 0.08 | 261 | 0 | 0.364 | 1 | 1 | cs | TRUE
290 | LV_2620-1_0_9_line_290 |  | 288 | 289 | 0.0065104 | 0.125 | 0.08 | 261 | 0 | 0.364 | 1 | 1 | cs | TRUE
291 | LV_2620-1_0_9_line_291 |  | 289 | 290 | 0.028755 | 0.125 | 0.08 | 261 | 0 | 0.364 | 1 | 1 | cs | TRUE
292 | LV_2620-1_0_9_line_292 |  | 290 | 293 | 0.052742 | 0.125 | 0.08 | 261 | 0 | 0.364 | 1 | 1 | cs | TRUE
293 | LV_2620-1_0_9_line_293 |  | 291 | 292 | 0.017951 | 0.125 | 0.08 | 261 | 0 | 0.364 | 1 | 1 | cs | TRUE
294 | LV_2620-1_0_9_line_294 |  | 291 | 293 | 0.044015 | 0.125 | 0.08 | 261 | 0 | 0.364 | 1 | 1 | cs | TRUE
295 | LV_2620-1_0_9_line_295 |  | 292 | 294 | 0.027032 | 0.125 | 0.08 | 261 | 0 | 0.364 | 1 | 1 | cs | TRUE
296 | LV_2620-1_0_9_line_296 |  | 294 | 295 | 0.014766 | 0.125 | 0.08 | 261 | 0 | 0.364 | 1 | 1 | cs | TRUE
297 | LV_2620-1_0_9_line_297 |  | 296 | 297 | 0.0090765 | 0.125 | 0.08 | 261 | 0 | 0.364 | 1 | 1 | cs | TRUE
298 | LV_2620-1_0_9_line_298 |  | 297 | 300 | 0.0045413 | 0.125 | 0.08 | 261 | 0 | 0.364 | 1 | 1 | cs | TRUE
299 | LV_2620-1_0_9_line_299 |  | 298 | 299 | 0.0036394 | 0.125 | 0.08 | 261 | 0 | 0.364 | 1 | 1 | cs | TRUE
300 | LV_2620-1_0_9_line_300 |  | 299 | 300 | 0.0095475 | 0.125 | 0.08 | 261 | 0 | 0.364 | 1 | 1 | cs | TRUE
301 | LV_2620-1_0_9_line_301 |  | 301 | 307 | 0.0068821 | 0.125 | 0.08 | 261 | 0 | 0.364 | 1 | 4 | cs | TRUE
302 | LV_2620-1_0_9_line_302 |  | 301 | 302 | 0.005106 | 0.125 | 0.08 | 261 | 0 | 0.364 | 1 | 1 | cs | TRUE
303 | LV_2620-1_0_9_line_303 |  | 302 | 303 | 0.028492 | 0.125 | 0.08 | 261 | 0 | 0.364 | 1 | 1 | cs | TRUE
304 | LV_2620-1_0_9_line_304 |  | 302 | 304 | 0.021059 | 0.125 | 0.08 | 261 | 0 | 0.364 | 1 | 1 | cs | TRUE
305 | LV_2620-1_0_9_line_305 |  | 304 | 305 | 0.0032716 | 0.125 | 0.08 | 261 | 0 | 0.364 | 1 | 1 | cs | TRUE
306 | LV_2620-1_0_9_line_306 |  | 305 | 306 | 0.040194 | 0.125 | 0.08 | 261 | 0 | 0.364 | 1 | 1 | cs | TRUE
307 | LV_2620-1_0_9_line_307 |  | 307 | 308 | 0.013844 | 0.125 | 0.08 | 261 | 0 | 0.364 | 1 | 4 | cs | TRUE
308 | LV_2620-1_0_9_line_308 |  | 308 | 309 | 0.019368 | 0.125 | 0.08 | 261 | 0 | 0.364 | 1 | 4 | cs | TRUE

## trafo
| name | std_type | hv_bus | lv_bus | sn_mva | vn_hv_kv | vn_lv_kv | vk_percent | vkr_percent | pfe_kw | i0_percent | shift_degree | tap_side | tap_neutral | tap_min | tap_max | tap_step_percent | tap_step_degree | tap_pos | tap_phase_shifter | parallel | df | in_service
0 | LV_2620-1_0_9_trafo_8 | 0.63 MVA 20/0.4 kV | 310 | 13 | 0.63 | 20 | 0.4 | 6 | 1.206 | 1.65 | 0.2619 | 150 | hv | 0 | -2 | 2 | 2.5 | 0 | 0 | FALSE | 1 | 1 | TRUE

## line_geodata
| x0 | y0 | x1 | y1 | x2 | y2 | x3 | y3 | x4 | y4 | x5 | y5 | x6 | y6 | x7 | y7
0 | 2611463.9821 | 1248740.3005 | 2611464.7922 | 1248741.8175 | 2611468.5373 | 1248749.6297 | 2611471.802 | 1248752.0042 | 2611477.1483 | 1248751.7143 | 2611484.0824 | 1248750.2489 | 2611490.9409 | 1248746.6594
1 | 2611451.8809 | 1248730.0184 | 2611460.1503 | 1248733.1252 | 2611463.9821 | 1248740.3005
2 | 2611451.8809 | 1248730.0184 | 2611456.094 | 1248754.5628
3 | 2611451.8809 | 1248730.0184 | 2611449.5094 | 1248716.2173
4 | 2611465.4465 | 1248782.3893 | 2611460.869 | 1248771.6291 | 2611457.1749 | 1248760.8596 | 2611456.094 | 1248754.5628
5 | 2611446.6413 | 1248703.0713 | 2611449.3123 | 1248715.0705 | 2611449.5094 | 1248716.2173
6 | 2611465.4465 | 1248782.3893 | 2611459.8182 | 1248788.0043 | 2611456.6291 | 1248793.3906 | 2611456.503 | 1248793.8043
7 | 2611493.7311 | 1248821.1243 | 2611475.3704 | 1248796.6732 | 2611465.4465 | 1248782.3893
8 | 2611445.1501 | 1248696.3727 | 2611446.6413 | 1248703.0713
9 | 2611453.5463 | 1248814.2092 | 2611453.3105 | 1248807.2376 | 2611454.6004 | 1248800.0465 | 2611456.503 | 1248793.8043
10 | 2611493.7311 | 1248821.1243 | 2611498.0328 | 1248818.2419 | 2611502.9768 | 1248815.116 | 2611511.1851 | 1248813.5943
11 | 2611493.7311 | 1248821.1243 | 2611501.5409 | 1248831.8538
12 | 2611445.1501 | 1248696.3727 | 2611459.8853 | 1248689.3437
13 | 2611445.1501 | 1248696.3727 | 2611437.7785 | 1248677.9356 | 2611433.0669 | 1248668.8884
14 | 2611426.4655 | 1248560.7211 | 2611427.2909 | 1248559.7616 | 2611434.5144 | 1248549.302 | 2611435.0299 | 1248548.2522
15 | 2611426.4655 | 1248560.7211 | 2611414.9634 | 1248574.0916 | 2611412.9337 | 1248576.7973
16 | 2611445.8313 | 1248526.5536 | 2611443.2469 | 1248531.5185 | 2611435.0299 | 1248548.2522
17 | 2611408.3169 | 1248582.9513 | 2611412.9337 | 1248576.7973
18 | 2611445.8313 | 1248526.5536 | 2611447.9154 | 1248522.555 | 2611449.6232 | 1248520.4119
19 | 2611445.8313 | 1248526.5536 | 2611442.5641 | 1248525.3465 | 2611438.6211 | 1248522.1925 | 2611435.7934 | 1248519.7086
20 | 2611402.5886 | 1248581.5728 | 2611405.3966 | 1248582.0118 | 2611408.3169 | 1248582.9513
21 | 2611453.2839 | 1248515.8179 | 2611449.6232 | 1248520.4119
22 | 2611402.5886 | 1248581.5728 | 2611399.439 | 1248582.1004 | 2611396.5362 | 1248583.8293 | 2611393.2919 | 1248586.4804 | 2611391.2549 | 1248589.5563 | 2611390.3727 | 1248592.8789
23 | 2611402.5886 | 1248581.5728 | 2611397.9395 | 1248572.6026 | 2611396.6488 | 1248570.3782
24 | 2611464.0035 | 1248508.1767 | 2611453.63 | 1248515.3836 | 2611453.2839 | 1248515.8179
25 | 2611405.149 | 1248608.8286 | 2611406.1061 | 1248612.7364
26 | 2611390.3727 | 1248592.8789 | 2611394.9987 | 1248598.1356 | 2611398.773 | 1248602.6457 | 2611405.149 | 1248608.8286
27 | 2611406.8272 | 1248615.6806 | 2611406.1061 | 1248612.7364
28 | 2611388.4202 | 1248595.21 | 2611390.3727 | 1248592.8789
29 | 2611390.3727 | 1248592.8789 | 2611386.9037 | 1248586.7017 | 2611384.3042 | 1248583.8059 | 2611381.5989 | 1248580.999 | 2611378.5995 | 1248578.0024 | 2611372.5007 | 1248572.8986 | 2611369.6771 | 1248570.8687
30 | 2611396.6488 | 1248570.3782 | 2611395.2528 | 1248567.9722 | 2611394.3382 | 1248566.9675
31 | 2611602.468 | 1248473.1474 | 2611597.2922 | 1248491.2458 | 2611593.2255 | 1248497.1669
32 | 2611602.468 | 1248473.1474 | 2611602.6656 | 1248472.4564
33 | 2611602.6656 | 1248472.4564 | 2611604.8954 | 1248464.6593
34 | 2611609.0534 | 1248450.12 | 2611604.8954 | 1248464.6593
35 | 2611562.869 | 1248436.3658 | 2611589.7977 | 1248442.9001 | 2611609.0534 | 1248450.12
36 | 2611609.0534 | 1248450.12 | 2611615.7986 | 1248452.8015 | 2611636.7258 | 1248461.494
37 | 2611501.5409 | 1248831.8538 | 2611510.3205 | 1248843.9154 | 2611513.7521 | 1248848.9266
38 | 2611524.8591 | 1248865.1461 | 2611513.7521 | 1248848.9266
39 | 2611524.8591 | 1248865.1461 | 2611526.4535 | 1248867.9874
40 | 2611524.8591 | 1248865.1461 | 2611527.6511 | 1248862.0829 | 2611531.1438 | 1248859.7659 | 2611534.9666 | 1248858.5281 | 2611539.0594 | 1248858.2803 | 2611562.9895 | 1248860.5392 | 2611570.6183 | 1248861.4595
41 | 2611511.1851 | 1248813.5943 | 2611518.0527 | 1248812.3211 | 2611538.5093 | 1248808.6369
42 | 2611526.4535 | 1248867.9874 | 2611532.8876 | 1248879.4526
43 | 2611579.4755 | 1248862.528 | 2611570.6183 | 1248861.4595
44 | 2611551.0064 | 1248818.0997 | 2611544.9897 | 1248809.7938 | 2611542.0561 | 1248807.9981 | 2611538.5093 | 1248808.6369
45 | 2611541.3118 | 1248896.0089 | 2611533.941 | 1248881.3297 | 2611532.8876 | 1248879.4526
46 | 2611579.4755 | 1248862.528 | 2611591.2474 | 1248896.9509
47 | 2611579.4755 | 1248862.528 | 2611584.2386 | 1248863.1155 | 2611589.4379 | 1248864.6172
48 | 2611453.5463 | 1248814.2092 | 2611455.2555 | 1248823.8713
49 | 2611612.7076 | 1248920.4053 | 2611610.8397 | 1248912.7548 | 2611608.5374 | 1248900.8875
50 | 2611616.5751 | 1248936.2456 | 2611612.7076 | 1248920.4053
51 | 2611604.7053 | 1248882.1195 | 2611605.4127 | 1248884.7817 | 2611608.5374 | 1248900.8875
52 | 2611619.7233 | 1248949.14 | 2611616.5751 | 1248936.2456
53 | 2611601.2684 | 1248872.7548 | 2611603.4115 | 1248877.2507 | 2611604.7053 | 1248882.1195
54 | 2611620.3001 | 1248951.4982 | 2611619.7233 | 1248949.14
55 | 2611619.7233 | 1248949.14 | 2611630.7248 | 1248947.8756
56 | 2611601.2684 | 1248872.7548 | 2611601.2684 | 1248872.7548 | 2611597.7499 | 1248868.901 | 2611592.2223 | 1248865.4214 | 2611589.4379 | 1248864.6172
57 | 2611644.9315 | 1248946.2429 | 2611630.7248 | 1248947.8756
58 | 2611644.9315 | 1248946.2429 | 2611643.1998 | 1248939.9021 | 2611642.3003 | 1248925.0018 | 2611641.6004 | 1248904.4983 | 2611641.4633 | 1248889.1487
59 | 2611541.3118 | 1248896.0089 | 2611544.6137 | 1248894.759 | 2611550.5376 | 1248892.4245 | 2611559.7837 | 1248890.0965 | 2611564.003 | 1248890.7607 | 2611567.5694 | 1248893.2692
60 | 2611541.3118 | 1248896.0089 | 2611547.515 | 1248909.3184 | 2611550.4971 | 1248920.6874
61 | 2611509.3004 | 1248401.2089 | 2611509.4883 | 1248400.2343
62 | 2611503.3539 | 1248432.0702 | 2611509.3004 | 1248401.2089
63 | 2611527.7194 | 1248467.7735 | 2611503.3539 | 1248432.0702
64 | 2611503.3539 | 1248432.0702 | 2611492.8392 | 1248418.4522 | 2611480.3178 | 1248402.9317
65 | 2611527.7194 | 1248467.7735 | 2611525.8892 | 1248469.0049
66 | 2611527.7194 | 1248467.7735 | 2611542.9409 | 1248456.5736 | 2611543.5743 | 1248455.9313
67 | 2611478.9863 | 1248401.2812 | 2611480.3178 | 1248402.9317
68 | 2611525.8892 | 1248469.0049 | 2611511.6531 | 1248478.5828 | 2611511.1414 | 1248478.923
69 | 2611543.5743 | 1248455.9313 | 2611554.5194 | 1248444.8326
70 | 2611478.9863 | 1248401.2812 | 2611465.9087 | 1248389.1927 | 2611459.9116 | 1248384.4944
71 | 2611478.9863 | 1248401.2812 | 2611481.0764 | 1248398.1054 | 2611483.6775 | 1248392.3289 | 2611489.1745 | 1248366.0506
72 | 2611464.0035 | 1248508.1767 | 2611467.916 | 1248505.9545
73 | 2611464.0035 | 1248508.1767 | 2611462.4799 | 1248499.4792 | 2611463.5234 | 1248488.3565
74 | 2611469.1635 | 1248919.6632 | 2611490.7785 | 1248941.8587
75 | 2611469.1635 | 1248919.6632 | 2611467.2322 | 1248917.6799 | 2611460.2696 | 1248909.0604
76 | 2611504.6329 | 1248956.0853 | 2611490.7785 | 1248941.8587
77 | 2611452.888 | 1248899.922 | 2611460.2696 | 1248909.0604
78 | 2611504.6329 | 1248956.0853 | 2611516.6885 | 1248968.4648
79 | 2611443.1595 | 1248887.5587 | 2611450.2318 | 1248896.6337 | 2611452.888 | 1248899.922
80 | 2611443.1595 | 1248887.5587 | 2611447.3424 | 1248871.8122 | 2611448.695 | 1248867.323
81 | 2611448.695 | 1248867.323 | 2611452.6017 | 1248853.8996 | 2611453.9037 | 1248848.1984 | 2611455.2013 | 1248840.8962 | 2611455.9979 | 1248835.0051 | 2611456.2011 | 1248831.4031 | 2611456.0036 | 1248828.1006 | 2611455.6497 | 1248826.0996
82 | 2611448.695 | 1248867.323 | 2611451.5903 | 1248873.3769 | 2611455.9462 | 1248878.0722
83 | 2611282.2834 | 1248590.9142 | 2611284.1301 | 1248592.4245
84 | 2611282.2834 | 1248590.9142 | 2611270.0969 | 1248580.9479
85 | 2611292.7379 | 1248599.4641 | 2611284.1301 | 1248592.4245
86 | 2611260.8376 | 1248573.3755 | 2611270.0969 | 1248580.9479
87 | 2611292.7379 | 1248599.4641 | 2611290.3982 | 1248602.9286 | 2611288.9599 | 1248608.8519 | 2611287.7397 | 1248619.2451
88 | 2611292.7379 | 1248599.4641 | 2611301.2878 | 1248605.0376
89 | 2611260.8376 | 1248573.3755 | 2611256.2623 | 1248569.6337
90 | 2611287.7397 | 1248619.2451 | 2611287.9155 | 1248626.0943 | 2611286.7996 | 1248629.2053 | 2611285.2992 | 1248644.0009 | 2611284.9369 | 1248651.0107
91 | 2611287.7397 | 1248619.2451 | 2611290.2822 | 1248624.2977 | 2611292.7323 | 1248626.4624
92 | 2611347.9985 | 1248623.0252 | 2611342.5093 | 1248624.5525 | 2611333.4199 | 1248623.7125 | 2611325.3238 | 1248620.7062 | 2611301.2878 | 1248605.0376
93 | 2611256.2623 | 1248569.6337 | 2611253.3757 | 1248567.273
94 | 2611284.9369 | 1248651.0107 | 2611224.6026 | 1248662.7428
95 | 2611306.1918 | 1248638.3541 | 2611292.7323 | 1248626.4624
96 | 2611347.9985 | 1248623.0252 | 2611350.9629 | 1248622.2004 | 2611370.6607 | 1248608.8285
97 | 2611238.6779 | 1248555.2529 | 2611253.3757 | 1248567.273
98 | 2611238.6779 | 1248555.2529 | 2611231.7679 | 1248549.6018
99 | 2611226.2646 | 1248545.1012 | 2611231.7679 | 1248549.6018
100 | 2611451.9379 | 1248378.2477 | 2611459.9116 | 1248384.4944
101 | 2611496.9105 | 1248330.4566 | 2611492.6629 | 1248349.3741 | 2611489.1745 | 1248366.0506
102 | 2611451.9379 | 1248378.2477 | 2611443.3952 | 1248372.1188
103 | 2611451.9379 | 1248378.2477 | 2611455.1392 | 1248364.5163
104 | 2611501.1253 | 1248311.6965 | 2611501.1171 | 1248311.7218 | 2611496.9105 | 1248330.4566
105 | 2611511.1414 | 1248478.923 | 2611499.9148 | 1248486.3875
106 | 2611562.869 | 1248436.3658 | 2611554.5194 | 1248444.8326
107 | 2611427.5073 | 1248360.7202 | 2611443.3952 | 1248372.1188
108 | 2611443.3952 | 1248372.1188 | 2611409.0797 | 1248405.243
109 | 2611457.2752 | 1248355.3543 | 2611455.1392 | 1248364.5163
110 | 2611501.1253 | 1248311.6965 | 2611503.8695 | 1248303.1775
111 | 2611370.6607 | 1248608.8285 | 2611375.4411 | 1248605.5834
112 | 2611376.4125 | 1248604.9239 | 2611375.4411 | 1248605.5834
113 | 2611388.4202 | 1248595.21 | 2611379.7076 | 1248602.6871 | 2611376.4125 | 1248604.9239
114 | 2611312.1498 | 1248643.6182 | 2611306.1918 | 1248638.3541
115 | 2611645.6287 | 1248465.0901 | 2611638.9005 | 1248462.3972 | 2611636.7258 | 1248461.494
116 | 2611645.6287 | 1248465.0901 | 2611647.4113 | 1248465.8035
117 | 2611654.6179 | 1248468.6878 | 2611647.4113 | 1248465.8035
118 | 2611562.869 | 1248436.3658 | 2611565.1502 | 1248432.023
119 | 2611672.3998 | 1248475.8047 | 2611654.6179 | 1248468.6878
120 | 2611565.1502 | 1248432.023 | 2611570.2923 | 1248410.0383
121 | 2611672.3998 | 1248475.8047 | 2611678.7005 | 1248477.7943
122 | 2611672.3998 | 1248475.8047 | 2611676.4619 | 1248472.0658 | 2611681.722 | 1248461.9474 | 2611681.1639 | 1248456.5721
123 | 2611578.3888 | 1248380.5378 | 2611572.041 | 1248402.5619 | 2611570.2923 | 1248410.0383
124 | 2611427.5073 | 1248360.7202 | 2611416.6029 | 1248352.8969 | 2611403.7806 | 1248343.503
125 | 2611366.8164 | 1248318.891 | 2611375.1001 | 1248322.6982 | 2611397.9028 | 1248339.1968 | 2611403.7806 | 1248343.503
126 | 2611455.2555 | 1248823.8713 | 2611455.6497 | 1248826.0996
127 | 2611455.9462 | 1248878.0722 | 2611479.0088 | 1248902.9315
128 | 2611479.0088 | 1248902.9315 | 2611490.6419 | 1248915.471
129 | 2611503.8695 | 1248303.1775 | 2611508.5558 | 1248288.6299
130 | 2611511.8587 | 1248278.3766 | 2611508.5558 | 1248288.6299
131 | 2611467.916 | 1248505.9545 | 2611472.8022 | 1248503.1793 | 2611477.7802 | 1248500.311
132 | 2611463.2449 | 1248478.6117 | 2611463.721 | 1248486.2509 | 2611463.5234 | 1248488.3565
133 | 2611487.3095 | 1248494.7686 | 2611486.7262 | 1248495.1565 | 2611477.7802 | 1248500.311
134 | 2611463.2449 | 1248478.6117 | 2611464.8803 | 1248472.3998 | 2611470.1857 | 1248454.2205 | 2611471.6891 | 1248445.9848 | 2611475.0851 | 1248430.9402
135 | 2611463.2449 | 1248478.6117 | 2611460.6981 | 1248475.8161 | 2611448.9136 | 1248470.6912
136 | 2611261.7061 | 1248318.4225 | 2611261.7003 | 1248298.2005 | 2611261.7422 | 1248296.6723
137 | 2611262.3665 | 1248285.349 | 2611261.9031 | 1248290.7961 | 2611261.7422 | 1248296.6723
138 | 2611262.3665 | 1248285.349 | 2611268.7764 | 1248292.3881
139 | 2611262.3665 | 1248285.349 | 2611253.4486 | 1248277.2445
140 | 2611268.7764 | 1248292.3881 | 2611283.2867 | 1248308.3226
141 | 2611241.7882 | 1248266.209 | 2611245.1419 | 1248269.6954 | 2611253.4486 | 1248277.2445
142 | 2611289.0036 | 1248314.6006 | 2611283.2867 | 1248308.3226
143 | 2611241.7882 | 1248266.209 | 2611240.4908 | 1248261.5035 | 2611240.5373 | 1248250.8646
144 | 2611241.7882 | 1248266.209 | 2611234.7777 | 1248263.8943
145 | 2611289.0036 | 1248314.6006 | 2611291.0988 | 1248316.9014 | 2611301.5493 | 1248327.2717
146 | 2611240.5373 | 1248250.8646 | 2611240.6303 | 1248229.5789
147 | 2611224.0995 | 1248256.4027 | 2611234.7777 | 1248263.8943
148 | 2611366.8164 | 1248318.891 | 2611370.2991 | 1248298.2066 | 2611370.4204 | 1248296.8966
149 | 2611366.8164 | 1248318.891 | 2611365.4289 | 1248337.7005 | 2611365.6165 | 1248346.2508 | 2611365.8823 | 1248347.8498
150 | 2611371.3105 | 1248278.6515 | 2611371.4016 | 1248286.3011 | 2611370.4204 | 1248296.8966
151 | 2611511.8587 | 1248278.3766 | 2611514.3573 | 1248267.0631 | 2611515.5678 | 1248261.0866
152 | 2611515.5678 | 1248261.0866 | 2611521.152 | 1248233.5152
153 | 2611444.1606 | 1248468.6242 | 2611444.1606 | 1248468.6242 | 2611448.9136 | 1248470.6912
154 | 2611444.1606 | 1248468.6242 | 2611439.9976 | 1248466.0034 | 2611436.1867 | 1248462.7313
155 | 2611487.3095 | 1248494.7686 | 2611495.7195 | 1248489.1769
156 | 2611641.4633 | 1248889.1487 | 2611641.4022 | 1248882.3059 | 2611641.4035 | 1248868.6088
157 | 2611643.7429 | 1248851.3349 | 2611642.8022 | 1248853.6012 | 2611641.7984 | 1248857.3016 | 2611641.4041 | 1248862.0039 | 2611641.4035 | 1248868.6088
158 | 2611643.7429 | 1248851.3349 | 2611635.8306 | 1248847.239 | 2611628.4857 | 1248842.5773 | 2611623.9329 | 1248838.6659
159 | 2611643.7429 | 1248851.3349 | 2611652.3134 | 1248854.7316 | 2611659.7361 | 1248857.6947
160 | 2611623.9329 | 1248838.6659 | 2611618.7791 | 1248833.2412 | 2611607.0392 | 1248819.0964
161 | 2611623.9329 | 1248838.6659 | 2611632.3994 | 1248829.8141
162 | 2611659.7361 | 1248857.6947 | 2611717.1616 | 1248897.6976
163 | 2611607.0392 | 1248819.0964 | 2611605.7928 | 1248817.5947 | 2611600.7 | 1248811.4074
164 | 2611632.3994 | 1248829.8141 | 2611633.2313 | 1248828.9444 | 2611634.5015 | 1248827.088
165 | 2611584.8777 | 1248792.0304 | 2611591.8877 | 1248800.7012 | 2611600.7 | 1248811.4074
166 | 2611642.1814 | 1248815.8646 | 2611634.5015 | 1248827.088
167 | 2611495.7195 | 1248489.1769 | 2611499.9148 | 1248486.3875
168 | 2611680.9957 | 1248454.9525 | 2611681.1639 | 1248456.5721
169 | 2611678.7005 | 1248477.7943 | 2611680.3006 | 1248478.2995 | 2611684.7004 | 1248479.4978 | 2611692.6033 | 1248480.9031 | 2611704.946 | 1248482.3171 | 2611707.596 | 1248482.4301
170 | 2611717.3338 | 1248482.8453 | 2611707.596 | 1248482.4301
171 | 2611717.3338 | 1248482.8453 | 2611728.4982 | 1248483.3214
172 | 2611402.3152 | 1248287.2935 | 2611389.3068 | 1248283.7423
173 | 2611371.3105 | 1248278.6515 | 2611378.8573 | 1248280.8896 | 2611389.3068 | 1248283.7423
174 | 2611402.3152 | 1248287.2935 | 2611432.2052 | 1248295.4533
175 | 2611371.3105 | 1248278.6515 | 2611347.4139 | 1248271.9269
176 | 2611435.6384 | 1248296.3906 | 2611432.2052 | 1248295.4533
177 | 2611328.1829 | 1248266.2422 | 2611330.7755 | 1248267.2448 | 2611347.4139 | 1248271.9269
178 | 2611447.4938 | 1248293.9516 | 2611443.2453 | 1248296.4895 | 2611438.3284 | 1248297.1249 | 2611435.6384 | 1248296.3906
179 | 2611328.1829 | 1248266.2422 | 2611327.2403 | 1248265.8777
180 | 2611366.4023 | 1248211.3989 | 2611365.4232 | 1248217.9902 | 2611365.9079 | 1248225.1513 | 2611366.9591 | 1248235.5615
181 | 2611366.4023 | 1248211.3989 | 2611377.2022 | 1248214.3992 | 2611384.9727 | 1248216.4989
182 | 2611366.4023 | 1248211.3989 | 2611354.3857 | 1248205.3273
183 | 2611447.4938 | 1248293.9516 | 2611450.5723 | 1248287.331 | 2611453.7431 | 1248273.8503
184 | 2611447.4938 | 1248293.9516 | 2611452.5785 | 1248306.5017
185 | 2611327.2403 | 1248265.8777 | 2611320.2873 | 1248263.1889 | 2611318.3163 | 1248262.2475
186 | 2611384.9727 | 1248216.4989 | 2611398.8222 | 1248220.2413
187 | 2611348.2048 | 1248202.4247 | 2611352.3103 | 1248204.2786 | 2611354.3857 | 1248205.3273
188 | 2611621.4683 | 1248421.679 | 2611625.0136 | 1248420.2875 | 2611631.1738 | 1248417.1197 | 2611637.0397 | 1248413.8068 | 2611637.491 | 1248413.4294
189 | 2611667.0789 | 1248378.1759 | 2611664.4036 | 1248383.1961 | 2611661.4035 | 1248388.3046 | 2611656.8817 | 1248395.4004 | 2611651.2894 | 1248401.6045 | 2611643.8315 | 1248408.1275 | 2611637.491 | 1248413.4294
190 | 2611667.0789 | 1248378.1759 | 2611670.968 | 1248381.8414 | 2611670.9359 | 1248398.2297 | 2611674.3766 | 1248403.3508 | 2611679.2122 | 1248406.1769
191 | 2611667.0789 | 1248378.1759 | 2611673.5603 | 1248366.0237
192 | 2611688.136 | 1248341.7558 | 2611682.501 | 1248349.6211 | 2611679.9098 | 1248354.1189 | 2611673.5603 | 1248366.0237
193 | 2611697.9978 | 1248321.6001 | 2611698.1095 | 1248326.2144 | 2611696.5899 | 1248331.0145 | 2611693.1595 | 1248336.011 | 2611689.8986 | 1248339.2956 | 2611688.136 | 1248341.7558
194 | 2611578.3888 | 1248380.5378 | 2611580.9989 | 1248381.7993 | 2611583.6233 | 1248383.5388 | 2611596.2183 | 1248401.1767
195 | 2611578.3888 | 1248380.5378 | 2611581.4863 | 1248368.0469
196 | 2611697.9978 | 1248321.6001 | 2611693.6858 | 1248317.956 | 2611688.3972 | 1248315.5552 | 2611679.8252 | 1248312.5587 | 2611673.9564 | 1248309.5341 | 2611673.8895 | 1248309.4771
197 | 2611697.9978 | 1248321.6001 | 2611694.4107 | 1248310.2302 | 2611681.3024 | 1248280.1027
198 | 2611162.5746 | 1248496.9441 | 2611181.2375 | 1248509.9552
199 | 2611187.9412 | 1248514.6288 | 2611181.2375 | 1248509.9552
200 | 2611158.2452 | 1248493.9258 | 2611162.5746 | 1248496.9441
201 | 2611187.9412 | 1248514.6288 | 2611195.1449 | 1248519.6509 | 2611208.6535 | 1248530.6985
202 | 2611158.2452 | 1248493.9258 | 2611143.7154 | 1248483.7962
203 | 2611208.6535 | 1248530.6985 | 2611226.2646 | 1248545.1012
204 | 2611143.7154 | 1248483.7962 | 2611132.3969 | 1248475.9053 | 2611129.201 | 1248473.8593
205 | 2611129.201 | 1248473.8593 | 2611128.3616 | 1248473.322
206 | 2611579.9512 | 1248785.9368 | 2611584.8777 | 1248792.0304
207 | 2611598.9297 | 1248348.257 | 2611604.8685 | 1248357.2782
208 | 2611625.2149 | 1248382.9083 | 2611618.2173 | 1248374.1223 | 2611609.9667 | 1248365.0226 | 2611604.8685 | 1248357.2782
209 | 2611598.9297 | 1248348.257 | 2611600.8535 | 1248345.2366 | 2611603.8972 | 1248340.5698
210 | 2611598.9297 | 1248348.257 | 2611591.0072 | 1248360.6718 | 2611587.3827 | 1248364.5784
211 | 2611603.8972 | 1248340.5698 | 2611614.5845 | 1248324.1831 | 2611616.8201 | 1248320.9923
212 | 2611581.4863 | 1248368.0469 | 2611587.3827 | 1248364.5784
213 | 2611618.5674 | 1248318.4983 | 2611616.8201 | 1248320.9923
214 | 2611618.5674 | 1248318.4983 | 2611622.3087 | 1248312.7797 | 2611627.8432 | 1248305.2635 | 2611633.861 | 1248301.5728 | 2611646.4369 | 1248293.4167
215 | 2611618.5674 | 1248318.4983 | 2611622.4832 | 1248320.1181 | 2611625.2402 | 1248323.5034
216 | 2611579.9512 | 1248785.9368 | 2611570.7657 | 1248774.575
217 | 2611565.5486 | 1248768.1114 | 2611565.8335 | 1248768.4743 | 2611570.7657 | 1248774.575
218 | 2611646.4369 | 1248293.4167 | 2611647.656 | 1248292.6261
219 | 2611625.2402 | 1248323.5034 | 2611625.2402 | 1248323.5034 | 2611629.6276 | 1248330.3524
220 | 2611656.3538 | 1248286.9852 | 2611647.656 | 1248292.6261
221 | 2611656.3538 | 1248286.9852 | 2611639.8908 | 1248262.9314
222 | 2611656.3538 | 1248286.9852 | 2611669.6972 | 1248305.9012 | 2611673.8895 | 1248309.4771
223 | 2611616.5276 | 1248241.5449 | 2611614.4221 | 1248240.9413
224 | 2611572.8872 | 1248250.6659 | 2611579.3188 | 1248247.7876 | 2611596.6323 | 1248240.6278 | 2611603.3999 | 1248239.6625 | 2611611.6071 | 1248240.1344 | 2611614.4221 | 1248240.9413
225 | 2611616.5276 | 1248241.5449 | 2611623.6879 | 1248244.4941 | 2611631.35 | 1248250.5916
226 | 2611616.5276 | 1248241.5449 | 2611618.5327 | 1248235.5894 | 2611618.0984 | 1248222.1132 | 2611618.072 | 1248221.3085
227 | 2611572.8872 | 1248250.6659 | 2611574.1405 | 1248262.4314 | 2611574.3521 | 1248264.3509
228 | 2611572.8872 | 1248250.6659 | 2611571.4541 | 1248238.1884 | 2611570.9274 | 1248233.8643
229 | 2611631.35 | 1248250.5916 | 2611631.559 | 1248250.7579 | 2611639.8908 | 1248262.9314
230 | 2611574.3521 | 1248264.3509 | 2611577.9614 | 1248297.0925
231 | 2611566.762 | 1248202.3742 | 2611568.704 | 1248215.613 | 2611570.9274 | 1248233.8643
232 | 2611577.9614 | 1248297.0925 | 2611544.0919 | 1248315.5574
233 | 2611747.9313 | 1248483.9581 | 2611740.4846 | 1248483.8324 | 2611728.4982 | 1248483.3214
234 | 2611753.917 | 1248484.0591 | 2611747.9313 | 1248483.9581
235 | 2611753.917 | 1248484.0591 | 2611777.7717 | 1248484.3308
236 | 2611753.917 | 1248484.0591 | 2611746.242 | 1248455.1698 | 2611745.1181 | 1248451.5082
237 | 2611569.6411 | 1248740.7601 | 2611574.9217 | 1248742.5752 | 2611585.3942 | 1248746.4425 | 2611593.9404 | 1248750.773 | 2611603.7895 | 1248756.8406 | 2611612.0876 | 1248760.6147 | 2611616.9427 | 1248762.3836
238 | 2611525.3661 | 1248720.3063 | 2611530.0048 | 1248722.6643 | 2611550.5294 | 1248733.133 | 2611558.9178 | 1248737.074 | 2611569.6411 | 1248740.7601
239 | 2611504.9824 | 1248710.9973 | 2611509.6027 | 1248711.3064 | 2611516.4801 | 1248715.7892 | 2611525.3661 | 1248720.3063
240 | 2611504.9824 | 1248710.9973 | 2611500.0686 | 1248706.2625 | 2611499.7682 | 1248705.9259
241 | 2611499.7682 | 1248705.9259 | 2611491.6303 | 1248696.8068 | 2611486.7814 | 1248691.8534
242 | 2611469.7312 | 1248685.0991 | 2611470.8972 | 1248684.6924 | 2611475.4432 | 1248684.3899 | 2611479.5331 | 1248685.6875 | 2611483.5068 | 1248688.5081 | 2611486.7814 | 1248691.8534
243 | 2611240.6369 | 1248228.0601 | 2611240.6303 | 1248229.5789
244 | 2611240.6369 | 1248228.0601 | 2611240.5589 | 1248211.4125
245 | 2611309.1955 | 1248257.7641 | 2611310.2384 | 1248258.389 | 2611318.3163 | 1248262.2475
246 | 2611469.7312 | 1248685.0991 | 2611466.2052 | 1248686.3289 | 2611459.8853 | 1248689.3437
247 | 2611429.9302 | 1248662.8653 | 2611433.0669 | 1248668.8884
248 | 2611429.9302 | 1248662.8653 | 2611424.162 | 1248651.7893
249 | 2611345.3351 | 1248437.204 | 2611347.2586 | 1248442.1886 | 2611349.6898 | 1248450.2095 | 2611352.994 | 1248453.562
250 | 2611375.3565 | 1248481.0783 | 2611372.3541 | 1248471.6776 | 2611366.2597 | 1248464.2501 | 2611357.3089 | 1248457.9401 | 2611352.994 | 1248453.562
251 | 2611345.3351 | 1248437.204 | 2611346.1147 | 1248436.2048
252 | 2611375.3565 | 1248481.0783 | 2611372.9375 | 1248478.878
253 | 2611346.1147 | 1248436.2048 | 2611343.5741 | 1248434.0764 | 2611343.1563 | 1248433.6475
254 | 2611334.4488 | 1248448.0458 | 2611337.234 | 1248448.5848 | 2611352.0831 | 1248462.2663 | 2611371.0449 | 1248477.1564 | 2611372.9375 | 1248478.878
255 | 2611334.4488 | 1248448.0458 | 2611341.9286 | 1248457.5884 | 2611345.3983 | 1248463.4543 | 2611346.1039 | 1248467.0291
256 | 2611334.4488 | 1248448.0458 | 2611332.6031 | 1248445.7853 | 2611329.4238 | 1248442.6926
257 | 2611321.3453 | 1248433.6005 | 2611326.7168 | 1248440.0593 | 2611329.4238 | 1248442.6926
258 | 2611741.9805 | 1248441.2858 | 2611740.2056 | 1248433.8664 | 2611738.4827 | 1248426.8585 | 2611738.9703 | 1248424.5413
259 | 2611741.9805 | 1248441.2858 | 2611717.0619 | 1248430.1852
260 | 2611741.9805 | 1248441.2858 | 2611745.1181 | 1248451.5082
261 | 2611785.041 | 1248484.4136 | 2611777.7717 | 1248484.3308
262 | 2611494.1835 | 1248919.2884 | 2611490.6419 | 1248915.471
263 | 2611337.1824 | 1248197.4472 | 2611348.2048 | 1248202.4247
264 | 2611324.1234 | 1248191.5502 | 2611337.1824 | 1248197.4472
265 | 2611324.1234 | 1248191.5502 | 2611317.6994 | 1248188.6932
266 | 2611324.1234 | 1248191.5502 | 2611323.6019 | 1248195.7964 | 2611323.6825 | 1248200.8315
267 | 2611284.2039 | 1248173.7964 | 2611317.6994 | 1248188.6932
268 | 2611323.9057 | 1248214.7647 | 2611323.6825 | 1248200.8315
269 | 2611284.2039 | 1248173.7964 | 2611261.7952 | 1248164.0849
270 | 2611284.2039 | 1248173.7964 | 2611287.797 | 1248166.4985 | 2611290.5322 | 1248160.3913
271 | 2611247.0504 | 1248157.6947 | 2611261.7952 | 1248164.0849
272 | 2611292.0418 | 1248157.0207 | 2611290.5322 | 1248160.3913
273 | 2611241.8688 | 1248155.4491 | 2611247.0504 | 1248157.6947
274 | 2611241.8688 | 1248155.4491 | 2611240.3354 | 1248163.7627 | 2611240.3463 | 1248166.106
275 | 2611241.8688 | 1248155.4491 | 2611230.3181 | 1248150.0683 | 2611227.1694 | 1248148.8512
276 | 2611240.4117 | 1248180.0406 | 2611240.3463 | 1248166.106
277 | 2611240.4117 | 1248180.0406 | 2611240.4518 | 1248188.5978
278 | 2611240.5434 | 1248208.1152 | 2611240.4518 | 1248188.5978
279 | 2611420.3624 | 1248226.0617 | 2611398.8222 | 1248220.2413
280 | 2611455.6537 | 1248265.7275 | 2611453.7431 | 1248273.8503
281 | 2611451.7645 | 1248315.2957 | 2611453.4084 | 1248308.5501 | 2611452.5785 | 1248306.5017
282 | 2611455.6537 | 1248265.7275 | 2611459.7996 | 1248248.1013 | 2611459.9968 | 1248243.6989 | 2611458.6004 | 1248239.5046 | 2611454.9983 | 1248235.7063 | 2611447.0096 | 1248233.4319
283 | 2611435.3007 | 1248230.0983 | 2611447.0096 | 1248233.4319
284 | 2611240.5434 | 1248208.1152 | 2611240.5483 | 1248209.161
285 | 2611240.5483 | 1248209.161 | 2611240.5589 | 1248211.4125
286 | 2611444.0351 | 1248173.605 | 2611442.9037 | 1248183.4051 | 2611441.5937 | 1248193.1755 | 2611440.2057 | 1248202.0853
287 | 2611435.3007 | 1248230.0983 | 2611436.4025 | 1248226.4981 | 2611440.2057 | 1248202.0853
288 | 2611435.3007 | 1248230.0983 | 2611420.3624 | 1248226.0617
289 | 2611321.3453 | 1248433.6005 | 2611316.795 | 1248432.1131 | 2611310.0976 | 1248427.9978 | 2611304.5004 | 1248425.0964 | 2611299.5971 | 1248422.5966 | 2611293.1005 | 1248420.1049 | 2611288.8979 | 1248418.3959
290 | 2611284.2983 | 1248423.0012 | 2611286.099 | 1248421.1034 | 2611288.8979 | 1248418.3959
291 | 2611284.2983 | 1248423.0012 | 2611283.6013 | 1248424.2007 | 2611283.1992 | 1248425.2006 | 2611283.2038 | 1248426.8016 | 2611283.5026 | 1248428.5033 | 2611287.7015 | 1248436.105 | 2611294.7147 | 1248448.5406
292 | 2611325.3355 | 1248491.4231 | 2611323.4974 | 1248489.1959 | 2611313.2003 | 1248476.1013 | 2611305.6024 | 1248465.102 | 2611296.1001 | 1248450.9971 | 2611294.7147 | 1248448.5406
293 | 2611361.9605 | 1248540.9468 | 2611349.6853 | 1248527.8484
294 | 2611325.3355 | 1248491.4231 | 2611327.2114 | 1248493.6836 | 2611333.5997 | 1248501.4007 | 2611339.2036 | 1248508.705 | 2611343.9989 | 1248516.3301 | 2611349.6853 | 1248527.8484
295 | 2611361.9605 | 1248540.9468 | 2611366.7415 | 1248544.158 | 2611376.9224 | 1248550.7706 | 2611384.2885 | 1248556.1696
296 | 2611394.3382 | 1248566.9675 | 2611384.9526 | 1248556.6564 | 2611384.2885 | 1248556.1696
297 | 2611369.6771 | 1248570.8687 | 2611362.9019 | 1248565.9981 | 2611362.2927 | 1248565.5918
298 | 2611358.5146 | 1248563.0721 | 2611362.2927 | 1248565.5918
299 | 2611346.9851 | 1248556.689 | 2611350.2012 | 1248558.3023 | 2611350.2373 | 1248558.3223
300 | 2611358.5146 | 1248563.0721 | 2611357.2008 | 1248562.1959 | 2611350.2373 | 1248558.3223
301 | 2611406.8272 | 1248615.6806 | 2611409.4184 | 1248622.0563
302 | 2611402.5633 | 1248618.5076 | 2611406.8272 | 1248615.6806
303 | 2611402.5633 | 1248618.5076 | 2611409.2936 | 1248632.8297 | 2611415.5319 | 1248643.871
304 | 2611402.5633 | 1248618.5076 | 2611393.3474 | 1248624.605 | 2611385.2106 | 1248630.4322
305 | 2611385.2106 | 1248630.4322 | 2611382.5507 | 1248632.337
306 | 2611360.695 | 1248662.1336 | 2611361.7279 | 1248651.0506 | 2611362.2021 | 1248647.8717 | 2611363.3312 | 1248645.728 | 2611373.2958 | 1248638.9649 | 2611382.5507 | 1248632.337
307 | 2611415.2159 | 1248634.6108 | 2611412.0503 | 1248628.5322 | 2611409.4184 | 1248622.0563
308 | 2611424.162 | 1248651.7893 | 2611415.2159 | 1248634.6108

## bus_geodata
| x | y | coords
0 | 2611463.9821 | 1248740.3005
1 | 2611490.9409 | 1248746.6594
2 | 2611451.8809 | 1248730.0184
3 | 2611456.094 | 1248754.5628
4 | 2611449.5094 | 1248716.2173
5 | 2611465.4465 | 1248782.3893
6 | 2611446.6413 | 1248703.0713
7 | 2611456.503 | 1248793.8043
8 | 2611493.7311 | 1248821.1243
9 | 2611445.1501 | 1248696.3727
10 | 2611426.4655 | 1248560.7211
11 | 2611435.0299 | 1248548.2522
12 | 2611412.9337 | 1248576.7973
13 | 2611445.8313 | 1248526.5536
14 | 2611408.3169 | 1248582.9513
15 | 2611449.6232 | 1248520.4119
16 | 2611435.7934 | 1248519.7086
17 | 2611402.5886 | 1248581.5728
18 | 2611453.2839 | 1248515.8179
19 | 2611405.149 | 1248608.8286
20 | 2611406.1061 | 1248612.7364
21 | 2611390.3727 | 1248592.8789
22 | 2611396.6488 | 1248570.3782
23 | 2611593.2255 | 1248497.1669
24 | 2611602.468 | 1248473.1474
25 | 2611602.6656 | 1248472.4564
26 | 2611604.8954 | 1248464.6593
27 | 2611609.0534 | 1248450.12
28 | 2611501.5409 | 1248831.8538
29 | 2611513.7521 | 1248848.9266
30 | 2611524.8591 | 1248865.1461
31 | 2611511.1851 | 1248813.5943
32 | 2611526.4535 | 1248867.9874
33 | 2611570.6183 | 1248861.4595
34 | 2611538.5093 | 1248808.6369
35 | 2611532.8876 | 1248879.4526
36 | 2611579.4755 | 1248862.528
37 | 2611453.5463 | 1248814.2092
38 | 2611551.0064 | 1248818.0997
39 | 2611612.7076 | 1248920.4053
40 | 2611608.5374 | 1248900.8875
41 | 2611616.5751 | 1248936.2456
42 | 2611604.7053 | 1248882.1195
43 | 2611619.7233 | 1248949.14
44 | 2611601.2684 | 1248872.7548
45 | 2611620.3001 | 1248951.4982
46 | 2611630.7248 | 1248947.8756
47 | 2611589.4379 | 1248864.6172
48 | 2611644.9315 | 1248946.2429
49 | 2611541.3118 | 1248896.0089
50 | 2611591.2474 | 1248896.9509
51 | 2611567.5694 | 1248893.2692
52 | 2611550.4971 | 1248920.6874
53 | 2611509.4883 | 1248400.2343
54 | 2611509.3004 | 1248401.2089
55 | 2611503.3539 | 1248432.0702
56 | 2611527.7194 | 1248467.7735
57 | 2611480.3178 | 1248402.9317
58 | 2611525.8892 | 1248469.0049
59 | 2611543.5743 | 1248455.9313
60 | 2611478.9863 | 1248401.2812
61 | 2611464.0035 | 1248508.1767
62 | 2611469.1635 | 1248919.6632
63 | 2611490.7785 | 1248941.8587
64 | 2611460.2696 | 1248909.0604
65 | 2611504.6329 | 1248956.0853
66 | 2611452.888 | 1248899.922
67 | 2611516.6885 | 1248968.4648
68 | 2611443.1595 | 1248887.5587
69 | 2611448.695 | 1248867.323
70 | 2611282.2834 | 1248590.9142
71 | 2611284.1301 | 1248592.4245
72 | 2611270.0969 | 1248580.9479
73 | 2611292.7379 | 1248599.4641
74 | 2611260.8376 | 1248573.3755
75 | 2611287.7397 | 1248619.2451
76 | 2611301.2878 | 1248605.0376
77 | 2611256.2623 | 1248569.6337
78 | 2611284.9369 | 1248651.0107
79 | 2611292.7323 | 1248626.4624
80 | 2611347.9985 | 1248623.0252
81 | 2611253.3757 | 1248567.273
82 | 2611238.6779 | 1248555.2529
83 | 2611231.7679 | 1248549.6018
84 | 2611459.9116 | 1248384.4944
85 | 2611489.1745 | 1248366.0506
86 | 2611451.9379 | 1248378.2477
87 | 2611496.9105 | 1248330.4566
88 | 2611511.1414 | 1248478.923
89 | 2611554.5194 | 1248444.8326
90 | 2611443.3952 | 1248372.1188
91 | 2611455.1392 | 1248364.5163
92 | 2611501.1253 | 1248311.6965
93 | 2611370.6607 | 1248608.8285
94 | 2611375.4411 | 1248605.5834
95 | 2611376.4125 | 1248604.9239
96 | 2611224.6026 | 1248662.7428
97 | 2611306.1918 | 1248638.3541
98 | 2611312.1498 | 1248643.6182
99 | 2611636.7258 | 1248461.494
100 | 2611645.6287 | 1248465.0901
101 | 2611647.4113 | 1248465.8035
102 | 2611562.869 | 1248436.3658
103 | 2611654.6179 | 1248468.6878
104 | 2611565.1502 | 1248432.023
105 | 2611672.3998 | 1248475.8047
106 | 2611570.2923 | 1248410.0383
107 | 2611427.5073 | 1248360.7202
108 | 2611409.0797 | 1248405.243
109 | 2611457.2752 | 1248355.3543
110 | 2611403.7806 | 1248343.503
111 | 2611455.6497 | 1248826.0996
112 | 2611455.9462 | 1248878.0722
113 | 2611455.2555 | 1248823.8713
114 | 2611479.0088 | 1248902.9315
115 | 2611503.8695 | 1248303.1775
116 | 2611508.5558 | 1248288.6299
117 | 2611467.916 | 1248505.9545
118 | 2611463.5234 | 1248488.3565
119 | 2611477.7802 | 1248500.311
120 | 2611463.2449 | 1248478.6117
121 | 2611261.7422 | 1248296.6723
122 | 2611261.7061 | 1248318.4225
123 | 2611262.3665 | 1248285.349
124 | 2611268.7764 | 1248292.3881
125 | 2611253.4486 | 1248277.2445
126 | 2611283.2867 | 1248308.3226
127 | 2611241.7882 | 1248266.209
128 | 2611289.0036 | 1248314.6006
129 | 2611240.5373 | 1248250.8646
130 | 2611234.7777 | 1248263.8943
131 | 2611366.8164 | 1248318.891
132 | 2611370.4204 | 1248296.8966
133 | 2611365.8823 | 1248347.8498
134 | 2611511.8587 | 1248278.3766
135 | 2611515.5678 | 1248261.0866
136 | 2611521.152 | 1248233.5152
137 | 2611475.0851 | 1248430.9402
138 | 2611448.9136 | 1248470.6912
139 | 2611444.1606 | 1248468.6242
140 | 2611487.3095 | 1248494.7686
141 | 2611436.1867 | 1248462.7313
142 | 2611641.4035 | 1248868.6088
143 | 2611641.4633 | 1248889.1487
144 | 2611643.7429 | 1248851.3349
145 | 2611623.9329 | 1248838.6659
146 | 2611659.7361 | 1248857.6947
147 | 2611607.0392 | 1248819.0964
148 | 2611632.3994 | 1248829.8141
149 | 2611717.1616 | 1248897.6976
150 | 2611600.7 | 1248811.4074
151 | 2611634.5015 | 1248827.088
152 | 2611495.7195 | 1248489.1769
153 | 2611499.9148 | 1248486.3875
154 | 2611681.1639 | 1248456.5721
155 | 2611680.9957 | 1248454.9525
156 | 2611678.7005 | 1248477.7943
157 | 2611707.596 | 1248482.4301
158 | 2611717.3338 | 1248482.8453
159 | 2611389.3068 | 1248283.7423
160 | 2611402.3152 | 1248287.2935
161 | 2611371.3105 | 1248278.6515
162 | 2611432.2052 | 1248295.4533
163 | 2611347.4139 | 1248271.9269
164 | 2611435.6384 | 1248296.3906
165 | 2611328.1829 | 1248266.2422
166 | 2611366.9591 | 1248235.5615
167 | 2611366.4023 | 1248211.3989
168 | 2611447.4938 | 1248293.9516
169 | 2611327.2403 | 1248265.8777
170 | 2611384.9727 | 1248216.4989
171 | 2611354.3857 | 1248205.3272
172 | 2611637.491 | 1248413.4294
173 | 2611621.4683 | 1248421.679
174 | 2611667.0789 | 1248378.1759
175 | 2611679.2122 | 1248406.1769
176 | 2611673.5603 | 1248366.0237
177 | 2611688.136 | 1248341.7558
178 | 2611578.3888 | 1248380.5378
179 | 2611697.9978 | 1248321.6001
180 | 2611181.2375 | 1248509.9552
181 | 2611162.5746 | 1248496.9441
182 | 2611187.9412 | 1248514.6288
183 | 2611158.2452 | 1248493.9258
184 | 2611208.6535 | 1248530.6985
185 | 2611143.7154 | 1248483.7962
186 | 2611226.2646 | 1248545.1012
187 | 2611129.201 | 1248473.8593
188 | 2611642.1814 | 1248815.8646
189 | 2611584.8777 | 1248792.0304
190 | 2611604.8685 | 1248357.2782
191 | 2611598.9297 | 1248348.257
192 | 2611625.2149 | 1248382.9083
193 | 2611603.8972 | 1248340.5698
194 | 2611587.3827 | 1248364.5784
195 | 2611616.8201 | 1248320.9923
196 | 2611581.4863 | 1248368.0469
197 | 2611618.5674 | 1248318.4983
198 | 2611596.2183 | 1248401.1767
199 | 2611579.9512 | 1248785.9368
200 | 2611570.7657 | 1248774.575
201 | 2611646.4369 | 1248293.4167
202 | 2611625.2402 | 1248323.5034
203 | 2611647.656 | 1248292.6261
204 | 2611629.6276 | 1248330.3524
205 | 2611656.3538 | 1248286.9852
206 | 2611301.5493 | 1248327.2717
207 | 2611614.4221 | 1248240.9413
208 | 2611616.5276 | 1248241.5449
209 | 2611572.8872 | 1248250.6659
210 | 2611631.35 | 1248250.5916
211 | 2611618.072 | 1248221.3085
212 | 2611574.3521 | 1248264.3509
213 | 2611570.9274 | 1248233.8643
214 | 2611639.8908 | 1248262.9314
215 | 2611577.9614 | 1248297.0925
216 | 2611566.762 | 1248202.3742
217 | 2611544.0919 | 1248315.5574
218 | 2611681.3024 | 1248280.1027
219 | 2611673.8895 | 1248309.4771
220 | 2611728.4982 | 1248483.3214
221 | 2611747.9313 | 1248483.9581
222 | 2611753.917 | 1248484.0591
223 | 2611569.6411 | 1248740.7601
224 | 2611616.9427 | 1248762.3836
225 | 2611525.3661 | 1248720.3063
226 | 2611504.9824 | 1248710.9973
227 | 2611499.7682 | 1248705.9259
228 | 2611486.7814 | 1248691.8534
229 | 2611565.5486 | 1248768.1114
230 | 2611224.0995 | 1248256.4027
231 | 2611240.6303 | 1248229.5789
232 | 2611240.6369 | 1248228.0601
233 | 2611318.3163 | 1248262.2475
234 | 2611309.1955 | 1248257.7641
235 | 2611459.8853 | 1248689.3437
236 | 2611433.0669 | 1248668.8884
237 | 2611469.7312 | 1248685.0991
238 | 2611429.9302 | 1248662.8653
239 | 2611352.994 | 1248453.562
240 | 2611345.3351 | 1248437.204
241 | 2611375.3565 | 1248481.0783
242 | 2611346.1147 | 1248436.2048
243 | 2611372.9375 | 1248478.878
244 | 2611343.1563 | 1248433.6475
245 | 2611334.4488 | 1248448.0458
246 | 2611346.1039 | 1248467.0291
247 | 2611329.4238 | 1248442.6926
248 | 2611128.3616 | 1248473.322
249 | 2611738.9703 | 1248424.5413
250 | 2611741.9805 | 1248441.2858
251 | 2611717.0619 | 1248430.1852
252 | 2611745.1181 | 1248451.5082
253 | 2611777.7717 | 1248484.3308
254 | 2611785.041 | 1248484.4136
255 | 2611490.6419 | 1248915.471
256 | 2611494.1835 | 1248919.2884
257 | 2611337.1824 | 1248197.4472
258 | 2611348.2048 | 1248202.4247
259 | 2611324.1234 | 1248191.5502
260 | 2611317.6994 | 1248188.6932
261 | 2611323.6825 | 1248200.8315
262 | 2611284.2039 | 1248173.7964
263 | 2611323.9057 | 1248214.7647
264 | 2611261.7952 | 1248164.0849
265 | 2611290.5322 | 1248160.3913
266 | 2611247.0504 | 1248157.6947
267 | 2611292.0418 | 1248157.0207
268 | 2611241.8688 | 1248155.4491
269 | 2611227.1694 | 1248148.8512
270 | 2611240.3464 | 1248166.106
271 | 2611240.4117 | 1248180.0406
272 | 2611240.4518 | 1248188.5978
273 | 2611398.8222 | 1248220.2413
274 | 2611453.7431 | 1248273.8503
275 | 2611452.5785 | 1248306.5017
276 | 2611455.6537 | 1248265.7275
277 | 2611451.7645 | 1248315.2957
278 | 2611447.0096 | 1248233.4319
279 | 2611240.5434 | 1248208.1152
280 | 2611240.5483 | 1248209.161
281 | 2611240.5589 | 1248211.4125
282 | 2611444.0351 | 1248173.605
283 | 2611440.2057 | 1248202.0853
284 | 2611435.3007 | 1248230.0983
285 | 2611420.3624 | 1248226.0617
286 | 2611388.4202 | 1248595.21
287 | 2611321.3453 | 1248433.6005
288 | 2611288.8979 | 1248418.3959
289 | 2611284.2983 | 1248423.0012
290 | 2611294.7147 | 1248448.5406
291 | 2611349.6853 | 1248527.8484
292 | 2611361.9605 | 1248540.9468
293 | 2611325.3355 | 1248491.4231
294 | 2611384.2885 | 1248556.1696
295 | 2611394.3382 | 1248566.9675
296 | 2611369.6771 | 1248570.8687
297 | 2611362.2927 | 1248565.5918
298 | 2611346.9851 | 1248556.689
299 | 2611350.2373 | 1248558.3223
300 | 2611358.5146 | 1248563.0721
301 | 2611406.8272 | 1248615.6806
302 | 2611402.5633 | 1248618.5076
303 | 2611415.5319 | 1248643.871
304 | 2611385.2106 | 1248630.4322
305 | 2611382.5507 | 1248632.337
306 | 2611360.695 | 1248662.1336
307 | 2611409.4184 | 1248622.0563
308 | 2611415.2159 | 1248634.6108
309 | 2611424.162 | 1248651.7893
310 | 2611464.0035 | 1248508.1767

## line_std_types
| c_nf_per_km | r_ohm_per_km | x_ohm_per_km | max_i_ka | type | q_mm2 | alpha | voltage_rating
NAYY 4x50 SE | 210 | 0.642 | 0.083 | 0.142 | cs | 50 | 0.00403 | LV
NAYY 4x120 SE | 264 | 0.225 | 0.08 | 0.242 | cs | 120 | 0.00403 | LV
NAYY 4x150 SE | 261 | 0.208 | 0.08 | 0.27 | cs | 150 | 0.00403 | LV
NA2XS2Y 1x95 RM/25 12/20 kV | 216 | 0.313 | 0.132 | 0.252 | cs | 95 | 0.00403 | MV
NA2XS2Y 1x185 RM/25 12/20 kV | 273 | 0.161 | 0.117 | 0.362 | cs | 185 | 0.00403 | MV
NA2XS2Y 1x240 RM/25 12/20 kV | 304 | 0.122 | 0.112 | 0.421 | cs | 240 | 0.00403 | MV
NA2XS2Y 1x95 RM/25 6/10 kV | 315 | 0.313 | 0.123 | 0.249 | cs | 95 | 0.00403 | MV
NA2XS2Y 1x185 RM/25 6/10 kV | 406 | 0.161 | 0.11 | 0.358 | cs | 185 | 0.00403 | MV
NA2XS2Y 1x240 RM/25 6/10 kV | 456 | 0.122 | 0.105 | 0.416 | cs | 240 | 0.00403 | MV
NA2XS2Y 1x150 RM/25 12/20 kV | 250 | 0.206 | 0.116 | 0.319 | cs | 150 | 0.00403 | MV
NA2XS2Y 1x120 RM/25 12/20 kV | 230 | 0.253 | 0.119 | 0.283 | cs | 120 | 0.00403 | MV
NA2XS2Y 1x70 RM/25 12/20 kV | 190 | 0.443 | 0.132 | 0.22 | cs | 70 | 0.00403 | MV
NA2XS2Y 1x150 RM/25 6/10 kV | 360 | 0.206 | 0.11 | 0.315 | cs | 150 | 0.00403 | MV
NA2XS2Y 1x120 RM/25 6/10 kV | 340 | 0.253 | 0.113 | 0.28 | cs | 120 | 0.00403 | MV
NA2XS2Y 1x70 RM/25 6/10 kV | 280 | 0.443 | 0.123 | 0.217 | cs | 70 | 0.00403 | MV
N2XS(FL)2Y 1x120 RM/35 64/110 kV | 112 | 0.153 | 0.166 | 0.366 | cs | 120 | 0.00393 | HV
N2XS(FL)2Y 1x185 RM/35 64/110 kV | 125 | 0.099 | 0.156 | 0.457 | cs | 185 | 0.00393 | HV
N2XS(FL)2Y 1x240 RM/35 64/110 kV | 135 | 0.075 | 0.149 | 0.526 | cs | 240 | 0.00393 | HV
N2XS(FL)2Y 1x300 RM/35 64/110 kV | 144 | 0.06 | 0.144 | 0.588 | cs | 300 | 0.00393 | HV
15-AL1/3-ST1A 0.4 | 11 | 1.8769 | 0.35 | 0.105 | ol | 16 | 0.00403 | LV
24-AL1/4-ST1A 0.4 | 11.25 | 1.2012 | 0.335 | 0.14 | ol | 24 | 0.00403 | LV
48-AL1/8-ST1A 0.4 | 12.2 | 0.5939 | 0.3 | 0.21 | ol | 48 | 0.00403 | LV
94-AL1/15-ST1A 0.4 | 13.2 | 0.306 | 0.29 | 0.35 | ol | 94 | 0.00403 | LV
34-AL1/6-ST1A 10.0 | 9.7 | 0.8342 | 0.36 | 0.17 | ol | 34 | 0.00403 | MV
48-AL1/8-ST1A 10.0 | 10.1 | 0.5939 | 0.35 | 0.21 | ol | 48 | 0.00403 | MV
70-AL1/11-ST1A 10.0 | 10.4 | 0.4132 | 0.339 | 0.29 | ol | 70 | 0.00403 | MV
94-AL1/15-ST1A 10.0 | 10.75 | 0.306 | 0.33 | 0.35 | ol | 94 | 0.00403 | MV
122-AL1/20-ST1A 10.0 | 11.1 | 0.2376 | 0.323 | 0.41 | ol | 122 | 0.00403 | MV
149-AL1/24-ST1A 10.0 | 11.25 | 0.194 | 0.315 | 0.47 | ol | 149 | 0.00403 | MV
34-AL1/6-ST1A 20.0 | 9.15 | 0.8342 | 0.382 | 0.17 | ol | 34 | 0.00403 | MV
48-AL1/8-ST1A 20.0 | 9.5 | 0.5939 | 0.372 | 0.21 | ol | 48 | 0.00403 | MV
70-AL1/11-ST1A 20.0 | 9.7 | 0.4132 | 0.36 | 0.29 | ol | 70 | 0.00403 | MV
94-AL1/15-ST1A 20.0 | 10 | 0.306 | 0.35 | 0.35 | ol | 94 | 0.00403 | MV
122-AL1/20-ST1A 20.0 | 10.3 | 0.2376 | 0.344 | 0.41 | ol | 122 | 0.00403 | MV
149-AL1/24-ST1A 20.0 | 10.5 | 0.194 | 0.337 | 0.47 | ol | 149 | 0.00403 | MV
184-AL1/30-ST1A 20.0 | 10.75 | 0.1571 | 0.33 | 0.535 | ol | 184 | 0.00403 | MV
243-AL1/39-ST1A 20.0 | 11 | 0.1188 | 0.32 | 0.645 | ol | 243 | 0.00403 | MV
48-AL1/8-ST1A 110.0 | 8 | 0.5939 | 0.46 | 0.21 | ol | 48 | 0.00403 | HV
70-AL1/11-ST1A 110.0 | 8.4 | 0.4132 | 0.45 | 0.29 | ol | 70 | 0.00403 | HV
94-AL1/15-ST1A 110.0 | 8.65 | 0.306 | 0.44 | 0.35 | ol | 94 | 0.00403 | HV
122-AL1/20-ST1A 110.0 | 8.5 | 0.2376 | 0.43 | 0.41 | ol | 122 | 0.00403 | HV
149-AL1/24-ST1A 110.0 | 8.75 | 0.194 | 0.41 | 0.47 | ol | 149 | 0.00403 | HV
184-AL1/30-ST1A 110.0 | 8.8 | 0.1571 | 0.4 | 0.535 | ol | 184 | 0.00403 | HV
243-AL1/39-ST1A 110.0 | 9 | 0.1188 | 0.39 | 0.645 | ol | 243 | 0.00403 | HV
305-AL1/39-ST1A 110.0 | 9.2 | 0.0949 | 0.38 | 0.74 | ol | 305 | 0.00403 | HV
490-AL1/64-ST1A 110.0 | 9.75 | 0.059 | 0.37 | 0.96 | ol | 490 | 0.00403 | HV
679-AL1/86-ST1A 110.0 | 9.95 | 0.042 | 0.36 | 1.15 | ol | 679 | 0.00403 | HV
490-AL1/64-ST1A 220.0 | 10 | 0.059 | 0.285 | 0.96 | ol | 490 | 0.00403 | HV
679-AL1/86-ST1A 220.0 | 11.7 | 0.042 | 0.275 | 1.15 | ol | 679 | 0.00403 | HV
490-AL1/64-ST1A 380.0 | 11 | 0.059 | 0.253 | 0.96 | ol | 490 | 0.00403 | HV
679-AL1/86-ST1A 380.0 | 14.6 | 0.042 | 0.25 | 1.15 | ol | 679 | 0.00403 | HV

## trafo_std_types
| i0_percent | pfe_kw | vkr_percent | sn_mva | vn_lv_kv | vn_hv_kv | vk_percent | shift_degree | vector_group | tap_side | tap_neutral | tap_min | tap_max | tap_step_degree | tap_step_percent | tap_phase_shifter
160 MVA 380/110 kV | 0.06 | 60 | 0.25 | 160 | 110 | 380 | 12.2 | 0 | Yy0 | hv | 0 | -9 | 9 | 0 | 1.5 | FALSE
100 MVA 220/110 kV | 0.06 | 55 | 0.26 | 100 | 110 | 220 | 12 | 0 | Yy0 | hv | 0 | -9 | 9 | 0 | 1.5 | FALSE
63 MVA 110/20 kV | 0.04 | 22 | 0.32 | 63 | 20 | 110 | 18 | 150 | YNd5 | hv | 0 | -9 | 9 | 0 | 1.5 | FALSE
40 MVA 110/20 kV | 0.05 | 18 | 0.34 | 40 | 20 | 110 | 16.2 | 150 | YNd5 | hv | 0 | -9 | 9 | 0 | 1.5 | FALSE
25 MVA 110/20 kV | 0.07 | 14 | 0.41 | 25 | 20 | 110 | 12 | 150 | YNd5 | hv | 0 | -9 | 9 | 0 | 1.5 | FALSE
63 MVA 110/10 kV | 0.04 | 22 | 0.32 | 63 | 10 | 110 | 18 | 150 | YNd5 | hv | 0 | -9 | 9 | 0 | 1.5 | FALSE
40 MVA 110/10 kV | 0.05 | 18 | 0.34 | 40 | 10 | 110 | 16.2 | 150 | YNd5 | hv | 0 | -9 | 9 | 0 | 1.5 | FALSE
25 MVA 110/10 kV | 0.07 | 14 | 0.41 | 25 | 10 | 110 | 12 | 150 | YNd5 | hv | 0 | -9 | 9 | 0 | 1.5 | FALSE
0.25 MVA 20/0.4 kV | 0.32 | 0.8 | 1.44 | 0.25 | 0.4 | 20 | 6 | 150 | Yzn5 | hv | 0 | -2 | 2 | 0 | 2.5 | FALSE
0.4 MVA 20/0.4 kV | 0.3375 | 1.35 | 1.425 | 0.4 | 0.4 | 20 | 6 | 150 | Dyn5 | hv | 0 | -2 | 2 | 0 | 2.5 | FALSE
0.63 MVA 20/0.4 kV | 0.2619 | 1.65 | 1.206 | 0.63 | 0.4 | 20 | 6 | 150 | Dyn5 | hv | 0 | -2 | 2 | 0 | 2.5 | FALSE
0.25 MVA 10/0.4 kV | 0.24 | 0.6 | 1.2 | 0.25 | 0.4 | 10 | 4 | 150 | Dyn5 | hv | 0 | -2 | 2 | 0 | 2.5 | FALSE
0.4 MVA 10/0.4 kV | 0.2375 | 0.95 | 1.325 | 0.4 | 0.4 | 10 | 4 | 150 | Dyn5 | hv | 0 | -2 | 2 | 0 | 2.5 | FALSE
0.63 MVA 10/0.4 kV | 0.1873 | 1.18 | 1.0794 | 0.63 | 0.4 | 10 | 4 | 150 | Dyn5 | hv | 0 | -2 | 2 | 0 | 2.5 | FALSE

## trafo3w_std_types
| sn_hv_mva | sn_mv_mva | sn_lv_mva | vn_hv_kv | vn_mv_kv | vn_lv_kv | vk_hv_percent | vk_mv_percent | vk_lv_percent | vkr_hv_percent | vkr_mv_percent | vkr_lv_percent | pfe_kw | i0_percent | shift_mv_degree | shift_lv_degree | vector_group | tap_side | tap_neutral | tap_min | tap_max | tap_step_percent
63/25/38 MVA 110/20/10 kV | 63 | 25 | 38 | 110 | 20 | 10 | 10.4 | 10.4 | 10.4 | 0.28 | 0.32 | 0.35 | 35 | 0.89 | 0 | 0 | YN0yn0yn0 | hv | 0 | -10 | 10 | 1.2
63/25/38 MVA 110/10/10 kV | 63 | 25 | 38 | 110 | 10 | 10 | 10.4 | 10.4 | 10.4 | 0.28 | 0.32 | 0.35 | 35 | 0.89 | 0 | 0 | YN0yn0yn0 | hv | 0 | -10 | 10 | 1.2

## fuse_std_types
| fuse_type | i_rated_a | t_avg | t_min | t_total | x_avg | x_min | x_total
HV 100A | HV 100A | 100 | 0 | [10.0, 3.64, 0.854, 0.281, 0.1, 0.0531, 0.022, 0.01] | [10.0, 4.267, 1.21, 0.403, 0.1, 0.058, 0.022, 0.01] | 0 | [300.0, 350.0, 450.0, 550.0, 700.0, 850.0, 1200.0, 1752.0] | [600.0, 700.0, 900.0, 1150.0, 1665.0, 2000.0, 3000.0, 4313.0]
HV 10A | HV 10A | 10 | 0 | [10.0, 1675.0, 0.344, 0.156, 0.1, 0.0417, 0.0171, 0.01] | [10.0, 1.3, 0.3, 0.155, 0.1, 0.0555, 0.023, 0.01] | 0 | [30.0, 32.0, 35.0, 37.0, 39.0, 50.0, 70.0, 88.0] | [60.0, 70.0, 80.0, 87.0, 94.0, 110.0, 150.0, 216.0]
HV 125A | HV 125A | 125 | 0 | [10.0, 1.82, 0.344, 0.1, 0.0467, 0.0269, 0.01] | [10.0, 2.478, 0.426, 0.1, 0.0427, 0.0211, 0.01] | 0 | [375.0, 500.0, 700.0, 925.0, 1200.0, 1500.0, 2341.0] | [750.0, 1000.0, 1500.0, 2200.0, 3000.0, 4000.0, 5765.0]
HV 160A | HV 160A | 160 | 0 | [10.0, 4.15, 1.03, 0.198, 0.1, 0.051, 0.0172, 0.01] | [10.0, 2.3, 0.734, 0.274, 0.1, 0.046, 0.0177, 0.01] | 0 | [480.0, 550.0, 700.0, 1000.0, 1260.0, 1600.0, 2500.0, 3227.0] | [960.0, 1300.0, 1700.0, 2200.0, 2996.0, 4000.0, 6000.0, 7946.0]
HV 16A | HV 16A | 16 | 0 | [10.0, 0.352, 0.164, 0.1, 0.0649, 0.0342, 0.01] | [10.0, 2.34, 0.722, 0.181, 0.1, 0.055, 0.0296, 0.01] | 0 | [48.0, 60.0, 65.0, 71.0, 80.0, 100.0, 162.0] | [96.0, 110.0, 125.0, 150.0, 168.0, 200.0, 250.0, 398.0]
HV 200A | HV 200A | 200 | 0 | [10.0, 4.267, 1.21, 0.403, 0.1, 0.058, 0.022, 0.01] | [10.0, 3.73, 1.654, 0.328, 0.1, 0.0531, 0.019, 0.01] | 0 | [600.0, 700.0, 900.0, 1150.0, 1665.0, 2000.0, 3000.0, 4313.0] | [1200.0, 1500.0, 1800.0, 2700.0, 3960.0, 5000.0, 7500.0, 10620.0]
HV 20A | HV 20A | 20 | 0 | [10.0, 1.3, 0.3, 0.155, 0.1, 0.0555, 0.023, 0.01] | [10.0, 1.3, 0.161, 0.1, 0.0611, 0.0399, 0.0141, 0.01] | 0 | [60.0, 70.0, 80.0, 87.0, 94.0, 110.0, 150.0, 216.0] | [120.0, 150.0, 200.0, 223.0, 260.0, 300.0, 450.0, 532.0]
HV 25A | HV 25A | 25 | 0 | [10.0, 2.512, 0.833, 0.299, 0.1, 0.0372, 0.0223, 0.01] | [10.0, 3.125, 0.597, 0.198, 0.1, 0.0378, 0.022, 0.01] | 0 | [75.0, 82.0, 90.0, 100.0, 124.0, 170.0, 200.0, 289.0] | [150.0, 170.0, 210.0, 250.0, 294.0, 400.0, 500.0, 711.0]
HV 31.5A | HV 31.5A | 31.5 | 0 | [10.0, 2.34, 0.722, 0.181, 0.1, 0.055, 0.0296, 0.01] | [10.0, 2.84, 0.368, 0.164, 0.1, 0.0621, 0.0378, 0.0195, 0.01] | 0 | [95.0, 110.0, 125.0, 150.0, 165.0, 200.0, 250.0, 390.0] | [189.0, 220.0, 300.0, 350.0, 393.0, 450.0, 530.0, 700.0, 960.0]
HV 40A | HV 40A | 40 | 0 | [10.0, 1.3, 0.161, 0.1, 0.0611, 0.0399, 0.0141, 0.01] | [10.0, 2.05, 0.369, 0.198, 0.1, 0.051, 0.0298, 0.01] | 0 | [120.0, 150.0, 200.0, 223.0, 260.0, 300.0, 450.0, 532.0] | [240.0, 300.0, 400.0, 450.0, 530.0, 650.0, 800.0, 1311.0]
HV 50A | HV 50A | 50 | 0 | [10.0, 3.215, 0.597, 0.198, 0.1, 0.0378, 0.022, 0.01] | [10.0, 3.64, 0.854, 0.281, 0.1, 0.0531, 0.022, 0.01] | 0 | [150.0, 170.0, 210.0, 250.0, 294.0, 400.0, 500.0, 711.0] | [300.0, 350.0, 450.0, 550.0, 700.0, 850.0, 1200.0, 1752.0]
HV 6.3A | HV 6.3A | 6.3 | 0 | [10.0, 1.39, 0.344, 0.168, 0.1, 0.056, 0.0263, 0.01] | [10.0, 1.711, 0.516, 0.198, 0.1, 0.0634, 0.0303, 0.01] | 0 | [19.0, 19.5, 20.4, 20.8, 22.0, 25.0, 32.0, 48.0] | [38.0, 40.0, 43.0, 48.0, 53.0, 60.0, 75.0, 118.0]
HV 63A | HV 63A | 63 | 0 | [10.0, 2.84, 0.368, 0.164, 0.1, 0.0621, 0.0378, 0.0195, 0.01] | [10.0, 1.82, 0.344, 0.1, 0.0467, 0.0269, 0.01] | 0 | [189.0, 220.0, 300.0, 350.0, 393.0, 450.0, 530.0, 700.0, 961.0] | [378.0, 500.0, 700.0, 934.0, 1200.0, 1500.0, 2366.0]
HV 80A | HV 80A | 80 | 0 | [10.0, 2.05, 0.369, 0.198, 0.1, 0.051, 0.0298, 0.01] | [10.0, 4.15, 1.03, 0.198, 0.1, 0.051, 0.0172, 0.01] | 0 | [240.0, 300.0, 400.0, 450.0, 530.0, 650.0, 800.0, 1311.0] | [480.0, 550.0, 700.0, 1000.0, 1260.0, 1600.0, 2500.0, 3227.0]
Siemens NH-1-100 | Siemens NH-1-100 | 100 | [5400.0, 2000.0, 400.0, 20.0, 1.0, 0.2, 0.012, 0.004] | 0 | 0 | [150.0, 190.0, 250.0, 430.0, 900.0, 1250.0, 2700.0, 3600.0] | 0 | 0
Siemens NH-1-125 | Siemens NH-1-125 | 125 | [4800.0, 120.0, 7.0, 0.1, 0.004] | 0 | 0 | [180.0, 400.0, 740.0, 2000.0, 4250.0] | 0 | 0
Siemens NH-1-16 | Siemens NH-1-16 | 16 | [4000.0, 400.0, 2.0, 0.1, 0.04, 0.01] | 0 | 0 | [26.0, 35.0, 75.0, 150.0, 200.0, 300.0] | 0 | 0
Siemens NH-1-160 | Siemens NH-1-160 | 160 | [4800.0, 120.0, 7.0, 0.1, 0.004] | 0 | 0 | [210.0, 500.0, 900.0, 2300.0, 5000.0] | 0 | 0
Siemens NH-1-25 | Siemens NH-1-25 | 25 | [4000.0, 1000.0, 10.0, 0.2, 0.02, 0.01] | 0 | 0 | [40.0, 50.0, 100.0, 210.0, 400.0, 500.0] | 0 | 0
Siemens NH-1-50 | Siemens NH-1-50 | 50 | [4000.0, 40.0, 4.0, 1.0, 0.02, 0.01] | 0 | 0 | [86.0, 200.0, 300.0, 400.0, 1000.0, 1280.0] | 0 | 0
Siemens NH-1-63 | Siemens NH-1-63 | 63 | [4000.0, 100.0, 10.0, 2.0, 0.04, 0.01] | 0 | 0 | [100.0, 200.0, 300.0, 400.0, 1000.0, 1500.0] | 0 | 0
Siemens NH-1-80 | Siemens NH-1-80 | 80 | [4800.0, 120.0, 7.0, 0.1, 0.01] | 0 | 0 | [150.58, 250.0, 450.0, 1150.0, 2470.0] | 0 | 0
Siemens NH-2-1000 | Siemens NH-2-1000 | 1000 | [4800.0, 120.0, 7.0, 0.1, 0.004] | 0 | 0 | [1900.0, 3500.0, 8400.0, 24000.0, 52000.0] | 0 | 0
Siemens NH-2-200 | Siemens NH-2-200 | 200 | [4800.0, 120.0, 7.0, 0.1, 0.004] | 0 | 0 | [280.0, 650.0, 1200.0, 3000.0, 7000.0] | 0 | 0
Siemens NH-2-224 | Siemens NH-2-224 | 224 | [4800.0, 120.0, 7.0, 0.2, 0.04, 0.004] | 0 | 0 | [400.0, 750.0, 1453.0, 3025.0, 4315.0, 7600.0] | 0 | 0
Siemens NH-2-250 | Siemens NH-2-250 | 250 | [4800.0, 120.0, 7.0, 0.1, 0.004] | 0 | 0 | [450.0, 800.0, 1650.0, 4000.0, 8500.0] | 0 | 0
Siemens NH-2-315 | Siemens NH-2-315 | 315 | [4800.0, 120.0, 7.0, 0.1, 0.004] | 0 | 0 | [550.0, 920.0, 1900.0, 5000.0, 11000.0] | 0 | 0
Siemens NH-2-355 | Siemens NH-2-355 | 355 | [4800.0, 120.0, 6.0, 0.1, 0.004] | 0 | 0 | [650.0, 1116.27, 2350.0, 5840.0, 12790.0] | 0 | 0
Siemens NH-2-400 | Siemens NH-2-400 | 400 | [4800.0, 120.0, 7.0, 0.1, 0.004] | 0 | 0 | [720.0, 1350.0, 2800.0, 6500.0, 15000.0] | 0 | 0
Siemens NH-2-425 | Siemens NH-2-425 | 425 | [4800.0, 120.0, 7.0, 0.1, 0.004] | 0 | 0 | [850.0, 1500.0, 3050.0, 7500.0, 16500.0] | 0 | 0
Siemens NH-2-630 | Siemens NH-2-630 | 630 | [4800.0, 120.0, 7.0, 0.1, 0.004] | 0 | 0 | [1200.0, 2000.0, 4800.0, 12000.0, 26000.0] | 0 | 0

## res_bus
| vm_pu | va_degree | p_mw | q_mvar
0 | 0.98725 | -0.24348 | 0.0051918 | 0.0013012
1 | 0.9872 | -0.24454 | 0.0017203 | 0.00043114
2 | 0.98736 | -0.24138 | 0 | 0
3 | 0.98648 | -0.2583 | 0.0025139 | 0.00063005
4 | 0.98788 | -0.23145 | 0.001277 | 0.00032004
5 | 0.98546 | -0.27803 | 0 | 0
6 | 0.98838 | -0.22184 | 0.010827 | 0.0027135
7 | 0.98506 | -0.28582 | 0.0036816 | 0.00092269
8 | 0.98413 | -0.3038 | 0 | 0
9 | 0.98865 | -0.21661 | 0 | 0
10 | 0.9974 | -0.049198 | 0.0043827 | 0.0010984
11 | 0.9984 | -0.030299 | 0.0012495 | 0.00031314
12 | 0.99604 | -0.075083 | 0.0033529 | 0.00084031
13 | 1 | 0 | -0.5562 | -0.14194
14 | 0.99555 | -0.084461 | 0 | 0
15 | 0.99957 | -0.0082085 | 0.0024631 | 0.0006173
16 | 0.99999 | -0.00016987 | 0.00079241 | 0.0001986
17 | 0.99517 | -0.091651 | 0 | 0
18 | 0.99922 | -0.014802 | 0.0010996 | 0.0002756
19 | 0.99302 | -0.13283 | 0 | 0
20 | 0.99282 | -0.13664 | 0.0015556 | 0.00038987
21 | 0.99409 | -0.11228 | 0 | 0
22 | 0.995 | -0.095035 | 0.0020015 | 0.00050163
23 | 0.98936 | -0.20351 | 0.00068688 | 0.00017215
24 | 0.98938 | -0.20319 | 0.0013919 | 0.00034883
25 | 0.98938 | -0.20317 | 0.0014615 | 0.00036628
26 | 0.9894 | -0.20266 | 0.00076309 | 0.00019125
27 | 0.98946 | -0.2015 | 0.0027026 | 0.00067734
28 | 0.98378 | -0.3105 | 0.0033091 | 0.00082933
29 | 0.98325 | -0.32078 | 0.0036794 | 0.00092215
30 | 0.98277 | -0.33009 | 0 | 0
31 | 0.98399 | -0.30647 | 0.0024835 | 0.00062241
32 | 0.98273 | -0.33083 | 0.0021927 | 0.00054955
33 | 0.98173 | -0.35023 | 0.001723 | 0.00043182
34 | 0.98386 | -0.30905 | 0.0015863 | 0.00039757
35 | 0.98261 | -0.33328 | 0.0030731 | 0.00077018
36 | 0.98154 | -0.35389 | 0 | 0
37 | 0.98456 | -0.29552 | 0 | 0
38 | 0.9838 | -0.31016 | 0.0035705 | 0.00089486
39 | 0.98005 | -0.38303 | 0.0019269 | 0.00048292
40 | 0.98044 | -0.37533 | 0.0010949 | 0.0002744
41 | 0.97973 | -0.38918 | 0.0023687 | 0.00059366
42 | 0.98083 | -0.36784 | 0.001046 | 0.00026215
43 | 0.97948 | -0.39405 | 0 | 0
44 | 0.98103 | -0.36389 | 0.0011239 | 0.00028168
45 | 0.97948 | -0.39414 | 0.0021473 | 0.00053817
46 | 0.97928 | -0.39801 | 0.0016214 | 0.00040636
47 | 0.98133 | -0.35803 | 0.0011917 | 0.00029867
48 | 0.97902 | -0.40301 | 0 | 0
49 | 0.98248 | -0.33571 | 0 | 0
50 | 0.9815 | -0.35473 | 0.0012741 | 0.00031931
51 | 0.98242 | -0.33692 | 0.0023879 | 0.00059846
52 | 0.98237 | -0.33804 | 0.0048634 | 0.0012189
53 | 0.99267 | -0.13961 | 0.0094146 | 0.0023595
54 | 0.99268 | -0.13944 | 0.0011877 | 0.00029767
55 | 0.99298 | -0.13355 | 0 | 0
56 | 0.99437 | -0.10706 | 0 | 0
57 | 0.99188 | -0.15465 | 0.0010886 | 0.00027283
58 | 0.99448 | -0.10489 | 0.0011398 | 0.00028567
59 | 0.99283 | -0.13652 | 0.0010652 | 0.00026697
60 | 0.99182 | -0.15584 | 0 | 0
61 | 0.99844 | -0.029556 | 0 | 0
62 | 0.98314 | -0.32339 | 0.0018262 | 0.00045768
63 | 0.98303 | -0.32547 | 0.001178 | 0.00029523
64 | 0.98321 | -0.322 | 0.0012247 | 0.00030694
65 | 0.98299 | -0.32638 | 0.0015234 | 0.0003818
66 | 0.98328 | -0.32057 | 0.0016501 | 0.00041356
67 | 0.98297 | -0.32669 | 0.0010179 | 0.0002551
68 | 0.9834 | -0.31818 | 0 | 0
69 | 0.98357 | -0.31499 | 0 | 0
70 | 0.9903 | -0.18565 | 0.0020411 | 0.00051156
71 | 0.99035 | -0.18469 | 0.0022406 | 0.00056155
72 | 0.99 | -0.19138 | 0.0017931 | 0.00044939
73 | 0.9906 | -0.1798 | 0 | 0
74 | 0.9898 | -0.19536 | 0.0012161 | 0.0003048
75 | 0.99048 | -0.18214 | 0 | 0
76 | 0.99089 | -0.17416 | 0.00091954 | 0.00023046
77 | 0.9897 | -0.1972 | 0.0018864 | 0.00047277
78 | 0.9904 | -0.18364 | 0.0018934 | 0.00047453
79 | 0.99045 | -0.18273 | 0.0013449 | 0.00033707
80 | 0.99242 | -0.14454 | 0.0008074 | 0.00020235
81 | 0.98965 | -0.19823 | 0.0016401 | 0.00041106
82 | 0.98941 | -0.20294 | 0.0019964 | 0.00050034
83 | 0.98931 | -0.20484 | 0.001046 | 0.00026215
84 | 0.99115 | -0.16862 | 0.0020396 | 0.00051118
85 | 0.99135 | -0.16494 | 0.0013653 | 0.00034219
86 | 0.99089 | -0.17363 | 0 | 0
87 | 0.99093 | -0.17302 | 0.0021991 | 0.00055115
88 | 0.9954 | -0.087338 | 0.00050147 | 0.00012568
89 | 0.99164 | -0.15948 | 0.0006219 | 0.00015586
90 | 0.99063 | -0.1786 | 0.0015805 | 0.00039611
91 | 0.99083 | -0.17486 | 0.0024175 | 0.00060588
92 | 0.99075 | -0.17654 | 0.0013707 | 0.00034354
93 | 0.99323 | -0.12892 | 0.001993 | 0.0004995
94 | 0.99341 | -0.12536 | 0.0018033 | 0.00045195
95 | 0.99345 | -0.1246 | 0.0010788 | 0.00027036
96 | 0.99036 | -0.18444 | 0.00073679 | 0.00018466
97 | 0.99041 | -0.18349 | 0.0011551 | 0.0002895
98 | 0.9904 | -0.18366 | 0.0012206 | 0.0003059
99 | 0.98887 | -0.21307 | 0.001406 | 0.00035238
100 | 0.98869 | -0.21655 | 0.001169 | 0.00029298
101 | 0.98865 | -0.21721 | 0.00089066 | 0.00022322
102 | 0.99073 | -0.1769 | 0 | 0
103 | 0.98852 | -0.21973 | 0.0011721 | 0.00029375
104 | 0.99049 | -0.18159 | 0 | 0
105 | 0.98822 | -0.22557 | 0 | 0
106 | 0.98936 | -0.20322 | 0.00056813 | 0.00014239
107 | 0.99016 | -0.18761 | 0.0012786 | 0.00032045
108 | 0.99058 | -0.17959 | 0.0011744 | 0.00029433
109 | 0.99081 | -0.17527 | 0.0024904 | 0.00062416
110 | 0.98947 | -0.20096 | 0.0015476 | 0.00038786
111 | 0.98428 | -0.301 | 0.0035674 | 0.00089408
112 | 0.98345 | -0.31736 | 0.0025606 | 0.00064175
113 | 0.98433 | -0.3001 | 0.0039297 | 0.00098489
114 | 0.98321 | -0.32193 | 0.0041994 | 0.0010525
115 | 0.99068 | -0.17796 | 0.00063074 | 0.00015808
116 | 0.99056 | -0.18022 | 0.0010403 | 0.00026073
117 | 0.99819 | -0.034396 | 0.0012825 | 0.00032142
118 | 0.99826 | -0.033117 | 0.0034539 | 0.00086563
119 | 0.99754 | -0.046566 | 0.0043392 | 0.0010875
120 | 0.9982 | -0.034267 | 0 | 0
121 | 0.97205 | -0.54027 | 0.0012153 | 0.00030459
122 | 0.97202 | -0.5409 | 0.0015688 | 0.00039317
123 | 0.97208 | -0.53968 | 0 | 0
124 | 0.97202 | -0.54097 | 0.0020496 | 0.00051369
125 | 0.9722 | -0.53743 | 0.0017597 | 0.00044103
126 | 0.97191 | -0.54308 | 0.0014892 | 0.00037323
127 | 0.97238 | -0.53391 | 0 | 0
128 | 0.97188 | -0.54368 | 0.001296 | 0.00032481
129 | 0.97261 | -0.52919 | 0.0023022 | 0.00057698
130 | 0.97234 | -0.53454 | 0.0016973 | 0.00042538
131 | 0.98843 | -0.22098 | 0 | 0
132 | 0.98792 | -0.23069 | 0.0031539 | 0.00079045
133 | 0.98834 | -0.22266 | 0.0032402 | 0.00081208
134 | 0.99049 | -0.18161 | 0 | 0
135 | 0.99037 | -0.18389 | 0.0044476 | 0.0011147
136 | 0.9903 | -0.1853 | 0.0028149 | 0.00070547
137 | 0.99813 | -0.035521 | 0.001458 | 0.00036542
138 | 0.99812 | -0.035799 | 0.0032584 | 0.00081664
139 | 0.99811 | -0.035981 | 0.0010196 | 0.00025553
140 | 0.99693 | -0.058177 | 0.0017341 | 0.0004346
141 | 0.9981 | -0.036153 | 0.00098814 | 0.00024765
142 | 0.97727 | -0.43722 | 0.0010488 | 0.00026286
143 | 0.97799 | -0.42311 | 0.0016876 | 0.00042294
144 | 0.97605 | -0.46112 | 0 | 0
145 | 0.97573 | -0.4673 | 0 | 0
146 | 0.97509 | -0.48 | 0.001046 | 0.00026216
147 | 0.97549 | -0.47216 | 0.0028091 | 0.00070403
148 | 0.97569 | -0.46822 | 0.0013146 | 0.00032947
149 | 0.97124 | -0.55582 | 0.058866 | 0.014753
150 | 0.97542 | -0.47351 | 0.0022099 | 0.00055386
151 | 0.97568 | -0.4684 | 0.0018236 | 0.00045703
152 | 0.99638 | -0.068749 | 0.00063569 | 0.00015932
153 | 0.9961 | -0.074014 | 0.013098 | 0.0032827
154 | 0.98816 | -0.22691 | 0.0017219 | 0.00043155
155 | 0.98815 | -0.22696 | 0.0016287 | 0.00040819
156 | 0.98814 | -0.22719 | 0.001646 | 0.00041253
157 | 0.98782 | -0.23352 | 0.0018346 | 0.00045979
158 | 0.98772 | -0.23531 | 0.00091741 | 0.00022992
159 | 0.98715 | -0.24553 | 0.0027552 | 0.00069052
160 | 0.9869 | -0.2505 | 0.0013287 | 0.000333
161 | 0.98752 | -0.2384 | 0 | 0
162 | 0.98631 | -0.26176 | 0.0015206 | 0.00038111
163 | 0.98731 | -0.2425 | 0.0025401 | 0.00063661
164 | 0.98625 | -0.26303 | 0.0022429 | 0.00056213
165 | 0.98719 | -0.2449 | 0.002284 | 0.00057244
166 | 0.98066 | -0.37129 | 0.0019931 | 0.00049952
167 | 0.98071 | -0.37042 | 0 | 0
168 | 0.98602 | -0.26743 | 0 | 0
169 | 0.98719 | -0.24498 | 0.0012946 | 0.00032447
170 | 0.98185 | -0.34813 | 0.0022296 | 0.00055879
171 | 0.97993 | -0.38554 | 0.0032516 | 0.00081494
172 | 0.9813 | -0.36006 | 0.0014391 | 0.00036068
173 | 0.98127 | -0.3605 | 0.0013309 | 0.00033355
174 | 0.98141 | -0.35773 | 0 | 0
175 | 0.98135 | -0.35907 | 0.0022142 | 0.00055493
176 | 0.98148 | -0.35648 | 0.0016467 | 0.0004127
177 | 0.98165 | -0.35308 | 0.00098334 | 0.00024645
178 | 0.98786 | -0.23229 | 0 | 0
179 | 0.98182 | -0.34986 | 0 | 0
180 | 0.9888 | -0.21476 | 0.00071215 | 0.00017848
181 | 0.98868 | -0.21711 | 0.001593 | 0.00039924
182 | 0.98885 | -0.21381 | 0.0011727 | 0.0002939
183 | 0.98866 | -0.2175 | 0.0010802 | 0.00027073
184 | 0.98903 | -0.21022 | 0.0021642 | 0.00054239
185 | 0.98861 | -0.21849 | 0.00096995 | 0.00024309
186 | 0.98924 | -0.20623 | 0.0010577 | 0.0002651
187 | 0.98857 | -0.21917 | 0.0010179 | 0.00025511
188 | 0.97567 | -0.46864 | 0.00096002 | 0.0002406
189 | 0.9753 | -0.47591 | 0.001491 | 0.00037368
190 | 0.98594 | -0.26945 | 0.001116 | 0.0002797
191 | 0.98597 | -0.2689 | 0 | 0
192 | 0.98589 | -0.27049 | 0.0017635 | 0.00044198
193 | 0.98556 | -0.27679 | 0.0006208 | 0.00015559
194 | 0.98691 | -0.25058 | 0.00094231 | 0.00023617
195 | 0.98453 | -0.29679 | 0.0012969 | 0.00032503
196 | 0.98724 | -0.24423 | 0 | 0
197 | 0.9844 | -0.29932 | 0 | 0
198 | 0.98782 | -0.23297 | 0.0013688 | 0.00034305
199 | 0.97527 | -0.47644 | 0.00096402 | 0.00024161
200 | 0.97523 | -0.47719 | 0.0012597 | 0.00031571
201 | 0.98286 | -0.32948 | 0.0026708 | 0.00066937
202 | 0.98439 | -0.29968 | 0.0011755 | 0.0002946
203 | 0.9828 | -0.33056 | 0.001396 | 0.00034988
204 | 0.98438 | -0.29986 | 0.001177 | 0.000295
205 | 0.98242 | -0.338 | 0 | 0
206 | 0.97184 | -0.5445 | 0.0025107 | 0.00062924
207 | 0.98097 | -0.36647 | 0.0024681 | 0.00061858
208 | 0.981 | -0.36572 | 0 | 0
209 | 0.9803 | -0.37946 | 0 | 0
210 | 0.98135 | -0.35895 | 0.0031006 | 0.00077708
211 | 0.98096 | -0.36665 | 0.0024964 | 0.00062565
212 | 0.98015 | -0.38241 | 0.0041491 | 0.0010399
213 | 0.98023 | -0.38085 | 0.0022375 | 0.00056076
214 | 0.98169 | -0.35231 | 0.0027227 | 0.00068237
215 | 0.97992 | -0.38701 | 0.0021395 | 0.0005362
216 | 0.98017 | -0.38217 | 0.0022902 | 0.00057398
217 | 0.97972 | -0.3909 | 0.0055505 | 0.0013911
218 | 0.98168 | -0.35249 | 0.0032416 | 0.00081242
219 | 0.98209 | -0.34452 | 0.0017196 | 0.00043096
220 | 0.98763 | -0.23717 | 0.00098484 | 0.00024682
221 | 0.98748 | -0.24007 | 0.0016024 | 0.0004016
222 | 0.98744 | -0.24079 | 0 | 0
223 | 0.98776 | -0.23392 | 0.0011191 | 0.00028046
224 | 0.98772 | -0.23467 | 0.00080325 | 0.00020131
225 | 0.98784 | -0.23224 | 0.0020492 | 0.00051358
226 | 0.98793 | -0.23062 | 0 | 0
227 | 0.98795 | -0.2301 | 0.0014013 | 0.0003512
228 | 0.98805 | -0.22826 | 0.0070119 | 0.0017573
229 | 0.97522 | -0.47742 | 0.0015099 | 0.00037843
230 | 0.97231 | -0.53524 | 0.0029167 | 0.00073099
231 | 0.97299 | -0.52181 | 0.0015863 | 0.00039757
232 | 0.97302 | -0.52124 | 0 | 0
233 | 0.98716 | -0.24551 | 0.0011725 | 0.00029385
234 | 0.98714 | -0.24587 | 0.0019357 | 0.00048514
235 | 0.9884 | -0.22133 | 0.0026889 | 0.00067391
236 | 0.98995 | -0.19157 | 0.0013595 | 0.00034073
237 | 0.98827 | -0.22392 | 0.0011387 | 0.00028539
238 | 0.99025 | -0.18588 | 0.0061357 | 0.0015378
239 | 0.99296 | -0.13445 | 0.00060778 | 0.00015233
240 | 0.99294 | -0.13481 | 0 | 0
241 | 0.99302 | -0.13334 | 0 | 0
242 | 0.99294 | -0.13484 | 0 | 0
243 | 0.99302 | -0.13325 | 0.0012068 | 0.00030245
244 | 0.99294 | -0.13491 | 0.0011022 | 0.00027623
245 | 0.99315 | -0.13068 | 0 | 0
246 | 0.99313 | -0.13116 | 0.0011977 | 0.00030016
247 | 0.99318 | -0.13015 | 0.00098571 | 0.00024704
248 | 0.98857 | -0.21919 | 0.0011344 | 0.00028431
249 | 0.98726 | -0.24437 | 0.0010885 | 0.00027281
250 | 0.98728 | -0.24403 | 0 | 0
251 | 0.98723 | -0.24489 | 0.0017525 | 0.00043922
252 | 0.9873 | -0.24349 | 0.0016327 | 0.00040919
253 | 0.98739 | -0.24176 | 0.0013132 | 0.00032913
254 | 0.98739 | -0.24188 | 0.0009521 | 0.00023862
255 | 0.98316 | -0.32293 | 0.0013094 | 0.00032817
256 | 0.98315 | -0.32312 | 0.0019544 | 0.00048981
257 | 0.97893 | -0.40517 | 0.0040943 | 0.0010261
258 | 0.97956 | -0.39281 | 0.0024584 | 0.00061613
259 | 0.97823 | -0.41876 | 0 | 0
260 | 0.97792 | -0.42485 | 0.0025558 | 0.00064055
261 | 0.97819 | -0.41954 | 0.0024679 | 0.00061851
262 | 0.97638 | -0.45495 | 0 | 0
263 | 0.97816 | -0.42008 | 0.0021155 | 0.0005302
264 | 0.9755 | -0.47223 | 0.0026965 | 0.00067581
265 | 0.9763 | -0.45666 | 0.0042299 | 0.0010601
266 | 0.97497 | -0.48283 | 0.0017161 | 0.00043011
267 | 0.97629 | -0.4568 | 0.0020718 | 0.00051925
268 | 0.97479 | -0.48637 | 0 | 0
269 | 0.97475 | -0.48703 | 0.0022138 | 0.00055484
270 | 0.97446 | -0.49272 | 0.0022011 | 0.00055164
271 | 0.97408 | -0.50036 | 0.0025221 | 0.00063209
272 | 0.97386 | -0.50466 | 0.0022592 | 0.00056621
273 | 0.98273 | -0.33099 | 0.0015513 | 0.00038878
274 | 0.98565 | -0.27447 | 0.0010494 | 0.00026299
275 | 0.98598 | -0.26817 | 0.0017538 | 0.00043954
276 | 0.98551 | -0.27722 | 0.0011334 | 0.00028406
277 | 0.98597 | -0.26838 | 0.0013 | 0.0003258
278 | 0.98483 | -0.29032 | 0.0010719 | 0.00026863
279 | 0.9734 | -0.51365 | 0.0019806 | 0.00049638
280 | 0.97338 | -0.51409 | 0.0013432 | 0.00033663
281 | 0.97333 | -0.51499 | 0.00134 | 0.00033585
282 | 0.98454 | -0.296 | 0.0011442 | 0.00028676
283 | 0.98457 | -0.29541 | 0.0012049 | 0.00030197
284 | 0.98463 | -0.29421 | 0 | 0
285 | 0.98414 | -0.30377 | 0.00099863 | 0.00025028
286 | 0.99399 | -0.1143 | 0 | 0
287 | 0.99324 | -0.12905 | 0 | 0
288 | 0.99341 | -0.12581 | 0.0023195 | 0.00058132
289 | 0.99345 | -0.12495 | 0 | 0
290 | 0.99365 | -0.12118 | 0.0011994 | 0.0003006
291 | 0.99441 | -0.10645 | 0.0010575 | 0.00026503
292 | 0.99457 | -0.10339 | 0 | 0
293 | 0.99406 | -0.11315 | 0 | 0
294 | 0.9948 | -0.098777 | 0.0010112 | 0.00025342
295 | 0.99495 | -0.095994 | 0.0024638 | 0.00061748
296 | 0.9938 | -0.11784 | 0.0025493 | 0.00063892
297 | 0.99374 | -0.11909 | 0.001373 | 0.00034411
298 | 0.99368 | -0.12023 | 0.002057 | 0.00051552
299 | 0.99369 | -0.1201 | 0.00092077 | 0.00023077
300 | 0.99371 | -0.1196 | 0.0034183 | 0.00085671
301 | 0.99267 | -0.13949 | 0 | 0
302 | 0.99263 | -0.14026 | 0 | 0
303 | 0.99256 | -0.14152 | 0.0024999 | 0.00062653
304 | 0.99251 | -0.14248 | 0.0020083 | 0.00050332
305 | 0.9925 | -0.14271 | 0.0029112 | 0.00072962
306 | 0.99246 | -0.14346 | 0.0010515 | 0.00026354
307 | 0.99234 | -0.14571 | 0.0034395 | 0.00086201
308 | 0.9917 | -0.15801 | 0.0018862 | 0.00047272
309 | 0.99081 | -0.17509 | 0.0042175 | 0.001057
310 | 0.99998 | 149.9956 | 0 | 0

## res_line
| p_from_mw | q_from_mvar | p_to_mw | q_to_mvar | pl_mw | ql_mvar | i_from_ka | i_to_ka | i_ka | vm_from_pu | va_from_degree | vm_to_pu | va_to_degree | loading_percent
0 | 0.0017204 | 0.00043076 | -0.0017203 | -0.00043114 | 8.724e-08 | -3.866e-07 | 0.0025928 | 0.002593 | 0.002593 | 0.98725 | -0.24348 | 0.9872 | -0.24454 | 0.71236
1 | -0.0069122 | -0.0017319 | 0.0069129 | 0.0017322 | 6.9062e-07 | 2.25e-07 | 0.010418 | 0.010418 | 0.010418 | 0.98725 | -0.24348 | 0.98736 | -0.24138 | 2.8621
2 | 0.15319 | 0.038909 | -0.15307 | -0.038831 | 0.00012464 | 7.8498e-05 | 0.23106 | 0.23106 | 0.23106 | 0.98736 | -0.24138 | 0.98648 | -0.2583 | 15.8692
3 | -0.16011 | -0.040642 | 0.16018 | 0.04069 | 7.655e-05 | 4.8275e-05 | 0.24147 | 0.24147 | 0.24147 | 0.98736 | -0.24138 | 0.98788 | -0.23145 | 16.5847
4 | 0.15055 | 0.038201 | -0.15041 | -0.038111 | 0.00014269 | 8.9815e-05 | 0.22726 | 0.22726 | 0.22726 | 0.98648 | -0.2583 | 0.98546 | -0.27803 | 15.6088
5 | -0.16146 | -0.04101 | 0.16153 | 0.041057 | 7.4736e-05 | 4.7142e-05 | 0.2434 | 0.2434 | 0.2434 | 0.98788 | -0.23145 | 0.98838 | -0.22184 | 16.7168
6 | 0.029671 | 0.0074515 | -0.02966 | -0.0074446 | 1.1024e-05 | 6.8691e-06 | 0.044808 | 0.044808 | 0.044808 | 0.98546 | -0.27803 | 0.98506 | -0.28582 | 12.3099
7 | 0.12074 | 0.03066 | -0.12059 | -0.030566 | 0.00014957 | 9.3286e-05 | 0.18246 | 0.18246 | 0.18246 | 0.98546 | -0.27803 | 0.98413 | -0.3038 | 12.5314
8 | -0.17236 | -0.043771 | 0.1724 | 0.043798 | 4.339e-05 | 2.7418e-05 | 0.2597 | 0.2597 | 0.2597 | 0.98838 | -0.22184 | 0.98865 | -0.21661 | 17.8363
9 | 0.025979 | 0.0065219 | -0.025967 | -0.0065145 | 1.2019e-05 | 7.4271e-06 | 0.039247 | 0.039247 | 0.039247 | 0.98506 | -0.28582 | 0.98456 | -0.29552 | 10.7821
10 | 0.0076421 | 0.0019152 | -0.0076411 | -0.0019148 | 9.7011e-07 | 3.7472e-07 | 0.011555 | 0.011555 | 0.011555 | 0.98413 | -0.3038 | 0.98399 | -0.30647 | 3.1744
11 | 0.11295 | 0.028651 | -0.11291 | -0.028629 | 3.6339e-05 | 2.2582e-05 | 0.1709 | 0.1709 | 0.1709 | 0.98413 | -0.3038 | 0.98378 | -0.3105 | 11.7378
12 | 0.016221 | 0.0040664 | -0.016218 | -0.0040643 | 3.6494e-06 | 2.1263e-06 | 0.024415 | 0.024415 | 0.024415 | 0.98865 | -0.21661 | 0.9884 | -0.22133 | 6.7074
13 | -0.18863 | -0.047864 | 0.18885 | 0.048008 | 0.00022745 | 0.00014403 | 0.28411 | 0.28411 | 0.28411 | 0.98865 | -0.21661 | 0.98995 | -0.19157 | 19.5131
14 | -0.28863 | -0.07369 | 0.28889 | 0.073858 | 0.00026388 | 0.00016809 | 0.43108 | 0.43108 | 0.43108 | 0.9974 | -0.049198 | 0.9984 | -0.030299 | 29.6072
15 | 0.28424 | 0.072591 | -0.28389 | -0.072365 | 0.00035517 | 0.00022621 | 0.42454 | 0.42454 | 0.42454 | 0.9974 | -0.049198 | 0.99604 | -0.075083 | 29.1581
16 | -0.29014 | -0.074171 | 0.29057 | 0.074442 | 0.00042595 | 0.00027134 | 0.43294 | 0.43294 | 0.43294 | 0.9984 | -0.030299 | 1 | 0 | 29.735
17 | 0.28054 | 0.071525 | -0.28041 | -0.071444 | 0.00012694 | 8.0844e-05 | 0.41953 | 0.41953 | 0.41953 | 0.99604 | -0.075083 | 0.99555 | -0.084461 | 28.8141
18 | 0.26319 | 0.067302 | -0.26308 | -0.067235 | 0.00010449 | 6.6494e-05 | 0.3921 | 0.3921 | 0.3921 | 1 | 0 | 0.99957 | -0.0082085 | 26.9303
19 | 0.00079242 | 0.00019844 | -0.00079241 | -0.0001986 | 6.4106e-09 | -1.5721e-07 | 0.0011791 | 0.0011791 | 0.0011791 | 1 | 0 | 0.99999 | -0.00016987 | 0.32394
20 | 0.28041 | 0.071444 | -0.28031 | -0.071382 | 9.7239e-05 | 6.1927e-05 | 0.41953 | 0.41953 | 0.41953 | 0.99555 | -0.084461 | 0.99517 | -0.091651 | 28.8141
21 | 0.26062 | 0.066618 | -0.26054 | -0.066565 | 8.3091e-05 | 5.2871e-05 | 0.38844 | 0.38844 | 0.38844 | 0.99957 | -0.0082085 | 0.99922 | -0.014802 | 26.6784
22 | 0.26514 | 0.067578 | -0.26488 | -0.067411 | 0.00026371 | 0.00016785 | 0.39685 | 0.39685 | 0.39685 | 0.99517 | -0.091651 | 0.99409 | -0.11228 | 27.2562
23 | 0.01517 | 0.0038036 | -0.015168 | -0.0038022 | 2.4458e-06 | 1.4006e-06 | 0.022684 | 0.022684 | 0.022684 | 0.99517 | -0.091651 | 0.995 | -0.095035 | 6.2318
24 | 0.25944 | 0.06629 | -0.25925 | -0.066172 | 0.00018496 | 0.00011768 | 0.3868 | 0.3868 | 0.3868 | 0.99922 | -0.014802 | 0.99844 | -0.029556 | 26.566
25 | 0.21649 | 0.055153 | -0.21645 | -0.055128 | 3.9774e-05 | 2.5247e-05 | 0.32473 | 0.32473 | 0.32473 | 0.99302 | -0.13283 | 0.99282 | -0.13664 | 22.3026
26 | -0.21649 | -0.055153 | 0.2167 | 0.055289 | 0.00021487 | 0.00013639 | 0.32473 | 0.32472 | 0.32473 | 0.99302 | -0.13283 | 0.99409 | -0.11228 | 22.3026
27 | 0.21489 | 0.054738 | -0.21486 | -0.054719 | 2.9537e-05 | 1.8747e-05 | 0.32239 | 0.32239 | 0.32239 | 0.99282 | -0.13664 | 0.99267 | -0.13949 | 22.1424
28 | 0.037852 | 0.0095336 | -0.037848 | -0.0095313 | 3.6582e-06 | 2.3018e-06 | 0.056675 | 0.056675 | 0.056675 | 0.99409 | -0.11228 | 0.99399 | -0.1143 | 15.5701
29 | 0.010322 | 0.0025875 | -0.010319 | -0.0025861 | 2.7343e-06 | 1.3541e-06 | 0.01545 | 0.015451 | 0.015451 | 0.99409 | -0.11228 | 0.9938 | -0.11784 | 4.2447
30 | 0.013166 | 0.0033006 | -0.013166 | -0.0033003 | 6.0199e-07 | 3.315e-07 | 0.019691 | 0.019691 | 0.019691 | 0.995 | -0.095035 | 0.99495 | -0.095994 | 5.4095
31 | -0.00068688 | -0.00017215 | 0.00068689 | 0.00017182 | 1.0408e-08 | -3.2732e-07 | 0.0010331 | 0.001033 | 0.0010331 | 0.98936 | -0.20351 | 0.98938 | -0.20319 | 0.28382
32 | -0.0020788 | -0.00052065 | 0.0020788 | 0.00052065 | 2.6342e-09 | -7.5436e-09 | 0.0031263 | 0.0031263 | 0.0031263 | 0.98938 | -0.20319 | 0.98938 | -0.20317 | 0.85888
33 | -0.0035402 | -0.00088693 | 0.0035403 | 0.00088688 | 8.6212e-08 | -4.8972e-08 | 0.0053244 | 0.0053243 | 0.0053244 | 0.98938 | -0.20317 | 0.9894 | -0.20266 | 1.4627
34 | -0.0043034 | -0.0010781 | 0.0043036 | 0.0010781 | 2.3753e-07 | -4.2203e-08 | 0.006472 | 0.0064719 | 0.006472 | 0.9894 | -0.20266 | 0.98946 | -0.2015 | 1.778
35 | -0.028751 | -0.0072137 | 0.028784 | 0.0072347 | 3.3755e-05 | 2.0984e-05 | 0.04324 | 0.04324 | 0.04324 | 0.98946 | -0.2015 | 0.99073 | -0.1769 | 11.8791
36 | 0.021744 | 0.0054583 | -0.021732 | -0.005451 | 1.2e-05 | 7.2959e-06 | 0.032704 | 0.032704 | 0.032704 | 0.98946 | -0.2015 | 0.98887 | -0.21307 | 8.9846
37 | 0.1096 | 0.027799 | -0.10955 | -0.027766 | 5.4164e-05 | 3.3599e-05 | 0.1659 | 0.1659 | 0.1659 | 0.98378 | -0.3105 | 0.98325 | -0.32078 | 11.3941
38 | 0.10587 | 0.026843 | -0.10582 | -0.026814 | 4.7374e-05 | 2.9323e-05 | 0.16033 | 0.16033 | 0.16033 | 0.98325 | -0.32078 | 0.98277 | -0.33009 | 11.0117
39 | 0.01252 | 0.003138 | -0.01252 | -0.0031377 | 4.3907e-07 | 2.3972e-07 | 0.018957 | 0.018957 | 0.018957 | 0.98277 | -0.33009 | 0.98273 | -0.33083 | 5.208
40 | 0.093302 | 0.023676 | -0.093211 | -0.023621 | 9.0268e-05 | 5.5332e-05 | 0.14137 | 0.14137 | 0.14137 | 0.98277 | -0.33009 | 0.98173 | -0.35023 | 9.7098
41 | 0.0051577 | 0.0012924 | -0.005157 | -0.0012923 | 6.335e-07 | 5.2731e-08 | 0.0077994 | 0.0077996 | 0.0077996 | 0.98399 | -0.30647 | 0.98386 | -0.30905 | 2.1427
42 | 0.010327 | 0.0025882 | -0.010326 | -0.0025876 | 1.2055e-06 | 6.0496e-07 | 0.015637 | 0.015637 | 0.015637 | 0.98273 | -0.33083 | 0.98261 | -0.33328 | 4.2959
43 | 0.091488 | 0.023189 | -0.091472 | -0.023179 | 1.6105e-05 | 9.8559e-06 | 0.13876 | 0.13876 | 0.13876 | 0.98173 | -0.35023 | 0.98154 | -0.35389 | 9.5304
44 | 0.0035707 | 0.00089476 | -0.0035705 | -0.00089486 | 1.892e-07 | -9.8591e-08 | 0.0054004 | 0.0054005 | 0.0054005 | 0.98386 | -0.30905 | 0.9838 | -0.31016 | 1.4836
45 | 0.0072528 | 0.0018174 | -0.007252 | -0.0018171 | 8.4043e-07 | 3.0257e-07 | 0.010983 | 0.010983 | 0.010983 | 0.98261 | -0.33328 | 0.98248 | -0.33571 | 3.0174
46 | 0.0012741 | 0.00031888 | -0.0012741 | -0.00031931 | 5.0884e-08 | -4.2714e-07 | 0.0019314 | 0.0019316 | 0.0019316 | 0.98154 | -0.35389 | 0.9815 | -0.35473 | 0.53065
47 | 0.090198 | 0.02286 | -0.09018 | -0.022849 | 1.7923e-05 | 1.0955e-05 | 0.13683 | 0.13683 | 0.13683 | 0.98154 | -0.35389 | 0.98133 | -0.35803 | 9.3978
48 | 0.025967 | 0.0065145 | -0.025961 | -0.006511 | 5.6677e-06 | 3.5026e-06 | 0.039247 | 0.039247 | 0.039247 | 0.98456 | -0.29552 | 0.98433 | -0.3001 | 10.7821
49 | -0.085619 | -0.021669 | 0.085651 | 0.021688 | 3.1665e-05 | 1.9259e-05 | 0.13007 | 0.13007 | 0.13007 | 0.98005 | -0.38303 | 0.98044 | -0.37533 | 8.9336
50 | 0.083692 | 0.021186 | -0.083668 | -0.021171 | 2.4713e-05 | 1.4995e-05 | 0.12715 | 0.12715 | 0.12715 | 0.98005 | -0.38303 | 0.97973 | -0.38918 | 8.7326
51 | -0.086746 | -0.021962 | 0.086777 | 0.021981 | 3.1173e-05 | 1.8984e-05 | 0.13173 | 0.13173 | 0.13173 | 0.98044 | -0.37533 | 0.98083 | -0.36784 | 9.0477
52 | 0.081299 | 0.020577 | -0.08128 | -0.020566 | 1.8995e-05 | 1.1488e-05 | 0.12355 | 0.12355 | 0.12355 | 0.97973 | -0.38918 | 0.97948 | -0.39405 | 8.4856
53 | -0.087823 | -0.022243 | 0.08784 | 0.022254 | 1.6694e-05 | 1.0178e-05 | 0.13332 | 0.13332 | 0.13332 | 0.98083 | -0.36784 | 0.98103 | -0.36389 | 9.1566
54 | 0.0021473 | 0.00053815 | -0.0021473 | -0.00053817 | 9.6895e-09 | -2.4358e-08 | 0.0032622 | 0.0032622 | 0.0032622 | 0.97948 | -0.39405 | 0.97948 | -0.39414 | 0.89621
55 | 0.079133 | 0.020027 | -0.079118 | -0.020018 | 1.5022e-05 | 9.0564e-06 | 0.12029 | 0.12029 | 0.12029 | 0.97948 | -0.39405 | 0.97928 | -0.39801 | 8.2615
56 | -0.088964 | -0.022535 | 0.088989 | 0.022551 | 2.5037e-05 | 1.5284e-05 | 0.13502 | 0.13502 | 0.13502 | 0.98103 | -0.36389 | 0.98133 | -0.35803 | 9.2737
57 | 0.077496 | 0.019612 | -0.077478 | -0.019601 | 1.8612e-05 | 1.1192e-05 | 0.11782 | 0.11782 | 0.11782 | 0.97928 | -0.39801 | 0.97902 | -0.40301 | 8.0923
58 | 0.077478 | 0.019601 | -0.077403 | -0.019556 | 7.4662e-05 | 4.4901e-05 | 0.11782 | 0.11783 | 0.11783 | 0.97902 | -0.40301 | 0.97799 | -0.42311 | 8.0924
59 | 0.002388 | 0.0005982 | -0.0023879 | -0.00059846 | 1.373e-07 | -2.6657e-07 | 0.0036167 | 0.0036168 | 0.0036168 | 0.98248 | -0.33571 | 0.98242 | -0.33692 | 0.99362
60 | 0.004864 | 0.0012189 | -0.0048634 | -0.0012189 | 5.3802e-07 | 9.5746e-09 | 0.0073666 | 0.0073668 | 0.0073668 | 0.98248 | -0.33571 | 0.98237 | -0.33804 | 2.0238
61 | -0.0094146 | -0.0023595 | 0.0094147 | 0.0023596 | 7.4134e-08 | 3.4614e-08 | 0.014113 | 0.014113 | 0.014113 | 0.99267 | -0.13961 | 0.99268 | -0.13944 | 3.8771
62 | -0.010602 | -0.0026572 | 0.010605 | 0.0026587 | 2.9769e-06 | 1.4988e-06 | 0.015893 | 0.015893 | 0.015893 | 0.99268 | -0.13944 | 0.99298 | -0.13355 | 4.3662
63 | -0.14026 | -0.035648 | 0.14043 | 0.03576 | 0.00017915 | 0.00011242 | 0.21035 | 0.21035 | 0.21035 | 0.99298 | -0.13355 | 0.99437 | -0.10706 | 14.4473
64 | 0.12965 | 0.032989 | -0.12952 | -0.032907 | 0.00013169 | 8.2362e-05 | 0.19446 | 0.19446 | 0.19446 | 0.99298 | -0.13355 | 0.99188 | -0.15465 | 13.3559
65 | -0.22546 | -0.057361 | 0.22548 | 0.057376 | 2.3582e-05 | 1.4978e-05 | 0.33769 | 0.33769 | 0.33769 | 0.99437 | -0.10706 | 0.99448 | -0.10489 | 23.1927
66 | 0.085022 | 0.0216 | -0.084901 | -0.021524 | 0.00012039 | 7.6792e-05 | 0.12733 | 0.12733 | 0.12733 | 0.99437 | -0.10706 | 0.99283 | -0.13652 | 34.9818
67 | 0.12843 | 0.032634 | -0.12842 | -0.032629 | 7.3924e-06 | 4.6216e-06 | 0.19283 | 0.19283 | 0.19283 | 0.99188 | -0.15465 | 0.99182 | -0.15584 | 13.2437
68 | -0.22662 | -0.057661 | 0.22681 | 0.057783 | 0.00019192 | 0.00012191 | 0.33939 | 0.33939 | 0.33939 | 0.99448 | -0.10489 | 0.9954 | -0.087338 | 23.3099
69 | 0.083836 | 0.021257 | -0.083744 | -0.021198 | 9.2415e-05 | 5.8944e-05 | 0.12574 | 0.12574 | 0.12574 | 0.99283 | -0.13652 | 0.99164 | -0.15948 | 34.5432
70 | 0.11454 | 0.029146 | -0.11447 | -0.029102 | 7.052e-05 | 4.3821e-05 | 0.172 | 0.172 | 0.172 | 0.99182 | -0.15584 | 0.99115 | -0.16862 | 11.813
71 | 0.013884 | 0.0034835 | -0.013878 | -0.0034802 | 6.0187e-06 | 3.3749e-06 | 0.020832 | 0.020832 | 0.020832 | 0.99182 | -0.15584 | 0.99135 | -0.16494 | 5.7231
72 | 0.24907 | 0.063621 | -0.24901 | -0.063584 | 5.8258e-05 | 3.705e-05 | 0.37163 | 0.37163 | 0.37163 | 0.99844 | -0.029556 | 0.99819 | -0.034396 | 25.5239
73 | 0.010181 | 0.0025511 | -0.010179 | -0.0025502 | 1.7267e-06 | 8.4353e-07 | 0.015173 | 0.015173 | 0.015173 | 0.99844 | -0.029556 | 0.99826 | -0.033117 | 4.1683
74 | 0.0037197 | 0.00093158 | -0.0037194 | -0.00093174 | 3.6823e-07 | -1.5715e-07 | 0.0056297 | 0.0056299 | 0.0056299 | 0.98314 | -0.32339 | 0.98303 | -0.32547 | 1.5467
75 | -0.0055459 | -0.0013893 | 0.0055463 | 0.0013893 | 3.6588e-07 | 5.8542e-08 | 0.0083937 | 0.0083936 | 0.0083937 | 0.98314 | -0.32339 | 0.98321 | -0.322 | 2.306
76 | 0.0025414 | 0.00063651 | -0.0025413 | -0.0006367 | 1.102e-07 | -1.8122e-07 | 0.0038468 | 0.0038469 | 0.0038469 | 0.98303 | -0.32547 | 0.98299 | -0.32638 | 1.0568
77 | -0.006771 | -0.0016963 | 0.0067714 | 0.0016964 | 4.6256e-07 | 1.4705e-07 | 0.010247 | 0.010247 | 0.010247 | 0.98321 | -0.322 | 0.98328 | -0.32057 | 2.8151
78 | 0.0010179 | 0.0002549 | -0.0010179 | -0.0002551 | 1.5384e-08 | -2.092e-07 | 0.0015408 | 0.0015409 | 0.0015409 | 0.98299 | -0.32638 | 0.98297 | -0.32669 | 0.42331
79 | -0.0084216 | -0.00211 | 0.0084225 | 0.0021104 | 9.5819e-07 | 4.1366e-07 | 0.012744 | 0.012744 | 0.012744 | 0.98328 | -0.32057 | 0.9834 | -0.31818 | 3.5012
80 | -0.0084225 | -0.0021104 | 0.0084238 | 0.0021109 | 1.2777e-06 | 5.5153e-07 | 0.012744 | 0.012744 | 0.012744 | 0.9834 | -0.31818 | 0.98357 | -0.31499 | 3.5011
81 | -0.018451 | -0.0046241 | 0.018463 | 0.0046315 | 1.2312e-05 | 7.3444e-06 | 0.027913 | 0.027913 | 0.027913 | 0.98357 | -0.31499 | 0.98428 | -0.301 | 7.6685
82 | 0.010027 | 0.0025132 | -0.010026 | -0.0025126 | 1.1317e-06 | 5.5787e-07 | 0.015169 | 0.015169 | 0.015169 | 0.98357 | -0.31499 | 0.98345 | -0.31736 | 4.1674
83 | -0.022542 | -0.0056553 | 0.022543 | 0.0056559 | 1.0265e-06 | 6.2625e-07 | 0.033874 | 0.033874 | 0.033874 | 0.9903 | -0.18565 | 0.99035 | -0.18469 | 9.306
84 | 0.020501 | 0.0051437 | -0.020496 | -0.0051403 | 5.6029e-06 | 3.3834e-06 | 0.030807 | 0.030807 | 0.030807 | 0.9903 | -0.18565 | 0.99 | -0.19138 | 8.4635
85 | -0.024784 | -0.0062174 | 0.02479 | 0.006221 | 5.7831e-06 | 3.5581e-06 | 0.037241 | 0.03724 | 0.037241 | 0.99035 | -0.18469 | 0.9906 | -0.1798 | 10.2309
86 | 0.018702 | 0.0046909 | -0.018699 | -0.0046888 | 3.5448e-06 | 2.1149e-06 | 0.028112 | 0.028112 | 0.028112 | 0.99 | -0.19138 | 0.9898 | -0.19536 | 7.7231
87 | 0.0063519 | 0.0015905 | -0.0063512 | -0.0015903 | 7.0788e-07 | 1.8612e-07 | 0.0095409 | 0.009541 | 0.009541 | 0.9906 | -0.1798 | 0.99048 | -0.18214 | 2.6212
88 | -0.031142 | -0.0078114 | 0.03115 | 0.0078167 | 8.376e-06 | 5.2292e-06 | 0.046781 | 0.046781 | 0.046781 | 0.9906 | -0.1798 | 0.99089 | -0.17416 | 12.852
89 | 0.017483 | 0.004384 | -0.017481 | -0.0043831 | 1.5312e-06 | 9.0401e-07 | 0.026284 | 0.026284 | 0.026284 | 0.9898 | -0.19536 | 0.9897 | -0.1972 | 7.2208
90 | 0.0026304 | 0.00065812 | -0.0026302 | -0.00065842 | 1.8764e-07 | -2.9235e-07 | 0.0039513 | 0.0039515 | 0.0039515 | 0.99048 | -0.18214 | 0.9904 | -0.18364 | 1.0856
91 | 0.0037208 | 0.00093215 | -0.0037207 | -0.0009322 | 1.0458e-07 | -4.7943e-08 | 0.0055897 | 0.0055897 | 0.0055897 | 0.99048 | -0.18214 | 0.99045 | -0.18273 | 1.5356
92 | -0.03207 | -0.0080471 | 0.032115 | 0.0080755 | 4.5366e-05 | 2.8361e-05 | 0.048162 | 0.048162 | 0.048162 | 0.99089 | -0.17416 | 0.99242 | -0.14454 | 13.2314
93 | 0.015595 | 0.0039103 | -0.015594 | -0.0039099 | 7.6882e-07 | 4.4413e-07 | 0.023448 | 0.023448 | 0.023448 | 0.9897 | -0.1972 | 0.98965 | -0.19823 | 6.4416
94 | 0.00073682 | 0.00018388 | -0.00073679 | -0.00018466 | 2.824e-08 | -7.7286e-07 | 0.0011067 | 0.001107 | 0.001107 | 0.9904 | -0.18364 | 0.99036 | -0.18444 | 0.30413
95 | 0.0023758 | 0.00059513 | -0.0023757 | -0.0005953 | 8.5801e-08 | -1.7623e-07 | 0.0035692 | 0.0035693 | 0.0035693 | 0.99045 | -0.18273 | 0.99041 | -0.18349 | 0.98056
96 | -0.032922 | -0.0082778 | 0.032947 | 0.0082932 | 2.4576e-05 | 1.5381e-05 | 0.049373 | 0.049372 | 0.049373 | 0.99242 | -0.14454 | 0.99323 | -0.12892 | 13.5639
97 | 0.013954 | 0.0034988 | -0.013951 | -0.0034971 | 3.1345e-06 | 1.7621e-06 | 0.020981 | 0.020982 | 0.020982 | 0.98965 | -0.19823 | 0.98941 | -0.20294 | 5.7642
98 | 0.011954 | 0.0029967 | -0.011953 | -0.0029962 | 1.0821e-06 | 5.7789e-07 | 0.017979 | 0.017979 | 0.017979 | 0.98941 | -0.20294 | 0.98931 | -0.20484 | 4.9393
99 | 0.010907 | 0.002734 | -0.010907 | -0.0027336 | 7.1756e-07 | 3.6796e-07 | 0.016406 | 0.016406 | 0.016406 | 0.98931 | -0.20484 | 0.98924 | -0.20623 | 4.5071
100 | 0.11243 | 0.028591 | -0.1124 | -0.028574 | 2.7101e-05 | 1.6823e-05 | 0.16894 | 0.16894 | 0.16894 | 0.99115 | -0.16862 | 0.99089 | -0.17363 | 11.6027
101 | 0.012513 | 0.003138 | -0.012508 | -0.0031354 | 4.819e-06 | 2.6147e-06 | 0.018783 | 0.018783 | 0.018783 | 0.99135 | -0.16494 | 0.99093 | -0.17302 | 5.1601
102 | 0.10749 | 0.027344 | -0.10747 | -0.027328 | 2.5729e-05 | 1.5925e-05 | 0.16156 | 0.16156 | 0.16156 | 0.99089 | -0.17363 | 0.99063 | -0.1786 | 11.0965
103 | 0.0049083 | 0.00123 | -0.004908 | -0.00123 | 2.8725e-07 | 2.2266e-09 | 0.0073707 | 0.0073707 | 0.0073707 | 0.99089 | -0.17363 | 0.99083 | -0.17486 | 2.0249
104 | 0.010309 | 0.0025842 | -0.010307 | -0.0025833 | 1.728e-06 | 8.5823e-07 | 0.01548 | 0.015481 | 0.015481 | 0.99093 | -0.17302 | 0.99075 | -0.17654 | 4.2529
105 | -0.22731 | -0.057909 | 0.22746 | 0.058002 | 0.00014623 | 9.2885e-05 | 0.34014 | 0.34014 | 0.34014 | 0.9954 | -0.087338 | 0.9961 | -0.074014 | 23.3613
106 | 0.083122 | 0.021042 | -0.083052 | -0.020997 | 6.9457e-05 | 4.4299e-05 | 0.1248 | 0.1248 | 0.1248 | 0.99164 | -0.15948 | 0.99073 | -0.1769 | 34.2869
107 | 0.10471 | 0.026638 | -0.10467 | -0.02661 | 4.5432e-05 | 2.807e-05 | 0.15743 | 0.15743 | 0.15743 | 0.99063 | -0.1786 | 0.99016 | -0.18761 | 10.8123
108 | 0.0011744 | 0.00029375 | -0.0011744 | -0.00029433 | 5.5655e-08 | -5.784e-07 | 0.0017639 | 0.0017641 | 0.0017641 | 0.99063 | -0.1786 | 0.99058 | -0.17959 | 0.48465
109 | 0.0024905 | 0.00062407 | -0.0024904 | -0.00062416 | 4.9351e-08 | -8.9582e-08 | 0.0037402 | 0.0037402 | 0.0037402 | 0.99083 | -0.17486 | 0.99081 | -0.17527 | 1.0275
110 | 0.0089365 | 0.0022398 | -0.0089359 | -0.0022395 | 6.0463e-07 | 2.7171e-07 | 0.013422 | 0.013422 | 0.013422 | 0.99075 | -0.17654 | 0.99068 | -0.17796 | 3.6873
111 | -0.03494 | -0.0087927 | 0.034946 | 0.0087965 | 5.9397e-06 | 3.7266e-06 | 0.052358 | 0.052358 | 0.052358 | 0.99323 | -0.12892 | 0.99341 | -0.12536 | 14.3842
112 | -0.036749 | -0.0092484 | 0.036751 | 0.0092492 | 1.3348e-06 | 8.3907e-07 | 0.055059 | 0.055059 | 0.055059 | 0.99341 | -0.12536 | 0.99345 | -0.1246 | 15.1262
113 | -0.037829 | -0.0095196 | 0.037848 | 0.0095313 | 1.8626e-05 | 1.1721e-05 | 0.056675 | 0.056675 | 0.056675 | 0.99345 | -0.1246 | 0.99399 | -0.1143 | 15.5701
114 | 0.0012206 | 0.00030581 | -0.0012206 | -0.0003059 | 1.0026e-08 | -9.5895e-08 | 0.0018338 | 0.0018338 | 0.0018338 | 0.99041 | -0.18349 | 0.9904 | -0.18366 | 0.5038
115 | 0.020326 | 0.0050986 | -0.020323 | -0.0050966 | 3.3689e-06 | 2.033e-06 | 0.030588 | 0.030588 | 0.030588 | 0.98887 | -0.21307 | 0.98869 | -0.21655 | 8.4034
116 | 0.019154 | 0.0048036 | -0.019153 | -0.0048032 | 5.984e-07 | 3.5836e-07 | 0.028829 | 0.028829 | 0.028829 | 0.98869 | -0.21655 | 0.98865 | -0.21721 | 7.92
117 | 0.018263 | 0.00458 | -0.018261 | -0.0045787 | 2.1995e-06 | 1.3081e-06 | 0.027488 | 0.027488 | 0.027488 | 0.98865 | -0.21721 | 0.98852 | -0.21973 | 7.5517
118 | 0.054268 | 0.013763 | -0.054256 | -0.013755 | 1.2232e-05 | 7.7653e-06 | 0.081564 | 0.081564 | 0.081564 | 0.99073 | -0.1769 | 0.99049 | -0.18159 | 22.4078
119 | 0.017089 | 0.0042849 | -0.017084 | -0.0042822 | 4.7528e-06 | 2.7963e-06 | 0.025724 | 0.025724 | 0.025724 | 0.98852 | -0.21973 | 0.98822 | -0.22557 | 7.0671
120 | 0.054256 | 0.013755 | -0.054199 | -0.013719 | 5.6328e-05 | 3.5759e-05 | 0.081564 | 0.081565 | 0.081565 | 0.99049 | -0.18159 | 0.98936 | -0.20322 | 22.4079
121 | 0.013733 | 0.0034426 | -0.013732 | -0.003442 | 1.0595e-06 | 5.9343e-07 | 0.020679 | 0.020679 | 0.020679 | 0.98822 | -0.22557 | 0.98814 | -0.22719 | 5.681
122 | 0.0033508 | 0.00083958 | -0.0033506 | -0.00083973 | 2.1316e-07 | -1.4964e-07 | 0.0050454 | 0.0050456 | 0.0050456 | 0.98822 | -0.22557 | 0.98816 | -0.22691 | 1.3861
123 | 0.053631 | 0.013577 | -0.053556 | -0.013529 | 7.4747e-05 | 4.7446e-05 | 0.08071 | 0.08071 | 0.08071 | 0.98936 | -0.20322 | 0.98786 | -0.23229 | 22.1731
124 | 0.10339 | 0.02629 | -0.10332 | -0.026249 | 6.6461e-05 | 4.1028e-05 | 0.15551 | 0.15551 | 0.15551 | 0.99016 | -0.18761 | 0.98947 | -0.20096 | 10.6804
125 | 0.10177 | 0.025861 | -0.10168 | -0.0258 | 9.7996e-05 | 6.0431e-05 | 0.15318 | 0.15318 | 0.15318 | 0.98947 | -0.20096 | 0.98843 | -0.22098 | 10.5206
126 | -0.02203 | -0.0055256 | 0.022031 | 0.0055261 | 9.4134e-07 | 5.737e-07 | 0.033306 | 0.033306 | 0.033306 | 0.98428 | -0.301 | 0.98433 | -0.3001 | 9.1501
127 | 0.007465 | 0.0018709 | -0.0074634 | -0.0018703 | 1.6223e-06 | 6.0812e-07 | 0.011295 | 0.011295 | 0.011295 | 0.98345 | -0.31736 | 0.98321 | -0.32193 | 3.1031
128 | 0.0032639 | 0.00081781 | -0.0032638 | -0.00081792 | 1.5651e-07 | -1.1675e-07 | 0.0049396 | 0.0049397 | 0.0049397 | 0.98321 | -0.32193 | 0.98316 | -0.32293 | 1.3571
129 | 0.0083051 | 0.0020815 | -0.0083043 | -0.0020811 | 8.9188e-07 | 3.7404e-07 | 0.012474 | 0.012475 | 0.012475 | 0.99068 | -0.17796 | 0.99056 | -0.18022 | 3.4271
130 | 0.0072639 | 0.0018203 | -0.0072634 | -0.0018202 | 4.8098e-07 | 1.6917e-07 | 0.010912 | 0.010912 | 0.010912 | 0.99056 | -0.18022 | 0.99049 | -0.18161 | 2.9977
131 | 0.24773 | 0.063262 | -0.24759 | -0.06317 | 0.00014563 | 9.2612e-05 | 0.36972 | 0.36972 | 0.36972 | 0.99819 | -0.034396 | 0.99754 | -0.046566 | 25.3926
132 | 0.006725 | 0.0016846 | -0.0067247 | -0.0016845 | 3.6811e-07 | 1.0788e-07 | 0.010024 | 0.010024 | 0.010024 | 0.99826 | -0.033117 | 0.9982 | -0.034267 | 2.7539
133 | 0.24325 | 0.062082 | -0.24311 | -0.061996 | 0.00013638 | 8.6709e-05 | 0.36324 | 0.36324 | 0.36324 | 0.99754 | -0.046566 | 0.99693 | -0.058177 | 24.9481
134 | 0.0014581 | 0.00036483 | -0.001458 | -0.00036542 | 8.7086e-08 | -5.8679e-07 | 0.0021734 | 0.0021737 | 0.0021737 | 0.9982 | -0.034267 | 0.99813 | -0.035521 | 0.59716
135 | 0.0052665 | 0.0013197 | -0.0052662 | -0.0013196 | 3.8443e-07 | 2.8633e-08 | 0.0078508 | 0.0078509 | 0.0078509 | 0.9982 | -0.034267 | 0.99812 | -0.035799 | 2.1568
136 | 0.0015688 | 0.00039293 | -0.0015688 | -0.00039317 | 4.704e-08 | -2.3951e-07 | 0.0024014 | 0.0024015 | 0.0024015 | 0.97205 | -0.54027 | 0.97202 | -0.5409 | 0.65976
137 | -0.0027842 | -0.00069752 | 0.0027842 | 0.00069743 | 7.7275e-08 | -9.1185e-08 | 0.0042619 | 0.0042618 | 0.0042619 | 0.97205 | -0.54027 | 0.97208 | -0.53968 | 1.1708
138 | 0.0073468 | 0.001841 | -0.0073463 | -0.0018409 | 4.5152e-07 | 1.7096e-07 | 0.011246 | 0.011246 | 0.011246 | 0.97208 | -0.53968 | 0.97202 | -0.54097 | 3.0896
139 | -0.010131 | -0.0025385 | 0.010132 | 0.002539 | 1.0868e-06 | 5.4612e-07 | 0.015508 | 0.015508 | 0.015508 | 0.97208 | -0.53968 | 0.9722 | -0.53743 | 4.2604
140 | 0.0052967 | 0.0013272 | -0.0052962 | -0.0013271 | 5.3134e-07 | 7.295e-08 | 0.0081083 | 0.0081084 | 0.0081084 | 0.97202 | -0.54097 | 0.97191 | -0.54308 | 2.2276
141 | -0.011892 | -0.00298 | 0.011894 | 0.0029811 | 1.9954e-06 | 1.0778e-06 | 0.018201 | 0.018201 | 0.018201 | 0.9722 | -0.53743 | 0.97238 | -0.53391 | 5.0003
142 | 0.0038069 | 0.00095386 | -0.0038068 | -0.0009539 | 1.0816e-07 | -3.5996e-08 | 0.0058284 | 0.0058284 | 0.0058284 | 0.97191 | -0.54308 | 0.97188 | -0.54368 | 1.6012
143 | -0.016508 | -0.0041374 | 0.016512 | 0.0041396 | 3.7142e-06 | 2.1845e-06 | 0.025262 | 0.025262 | 0.025262 | 0.97238 | -0.53391 | 0.97261 | -0.52919 | 6.9401
144 | 0.0046142 | 0.0011563 | -0.0046141 | -0.0011563 | 1.3803e-07 | -3.2349e-09 | 0.007061 | 0.007061 | 0.007061 | 0.97238 | -0.53391 | 0.97234 | -0.53454 | 1.9398
145 | 0.0025108 | 0.00062909 | -0.0025107 | -0.00062924 | 9.8833e-08 | -1.5774e-07 | 0.0038441 | 0.0038442 | 0.0038442 | 0.97188 | -0.54368 | 0.97184 | -0.5445 | 1.0561
146 | -0.018814 | -0.0047165 | 0.018821 | 0.0047205 | 6.6135e-06 | 3.9683e-06 | 0.028784 | 0.028784 | 0.028784 | 0.97261 | -0.52919 | 0.97299 | -0.52181 | 7.9077
147 | 0.0029168 | 0.00073089 | -0.0029167 | -0.00073099 | 9.7459e-08 | -9.9415e-08 | 0.0044636 | 0.0044637 | 0.0044637 | 0.97234 | -0.53454 | 0.97231 | -0.53524 | 1.2263
148 | 0.098435 | 0.024989 | -0.098389 | -0.02496 | 4.5962e-05 | 2.8273e-05 | 0.1483 | 0.1483 | 0.1483 | 0.98843 | -0.22098 | 0.98792 | -0.23069 | 10.1856
149 | 0.0032405 | 0.00081187 | -0.0032402 | -0.00081208 | 2.591e-07 | -2.0628e-07 | 0.0048782 | 0.0048784 | 0.0048784 | 0.98843 | -0.22098 | 0.98834 | -0.22266 | 1.3402
150 | 0.095235 | 0.02417 | -0.0952 | -0.024148 | 3.5337e-05 | 2.1679e-05 | 0.14355 | 0.14355 | 0.14355 | 0.98792 | -0.23069 | 0.98752 | -0.2384 | 9.8593
151 | 0.0072634 | 0.0018202 | -0.0072626 | -0.0018199 | 7.896e-07 | 2.7776e-07 | 0.010912 | 0.010912 | 0.010912 | 0.99049 | -0.18161 | 0.99037 | -0.18389 | 2.9978
152 | 0.0028151 | 0.00070523 | -0.0028149 | -0.00070547 | 1.8871e-07 | -2.4119e-07 | 0.0042295 | 0.0042296 | 0.0042296 | 0.99037 | -0.18389 | 0.9903 | -0.1853 | 1.162
153 | 0.0020077 | 0.00050299 | -0.0020077 | -0.00050305 | 1.7412e-08 | -5.6597e-08 | 0.0029931 | 0.0029931 | 0.0029931 | 0.99812 | -0.035799 | 0.99811 | -0.035981 | 0.82229
154 | 0.00098815 | 0.00024753 | -0.00098814 | -0.00024765 | 8.091e-09 | -1.2476e-07 | 0.0014731 | 0.0014732 | 0.0014732 | 0.99811 | -0.035981 | 0.9981 | -0.036153 | 0.40472
155 | 0.24138 | 0.061561 | -0.24125 | -0.061483 | 0.00012315 | 7.8292e-05 | 0.36066 | 0.36066 | 0.36066 | 0.99693 | -0.058177 | 0.99638 | -0.068749 | 24.7703
156 | -0.075664 | -0.019101 | 0.075715 | 0.019133 | 5.1162e-05 | 3.2229e-05 | 0.11526 | 0.11526 | 0.11526 | 0.97727 | -0.43722 | 0.97799 | -0.42311 | 15.8321
157 | 0.074615 | 0.018838 | -0.07453 | -0.018784 | 8.5321e-05 | 5.4385e-05 | 0.11366 | 0.11366 | 0.11366 | 0.97727 | -0.43722 | 0.97605 | -0.46112 | 31.2256
158 | 0.01435 | 0.0035978 | -0.014346 | -0.0035954 | 4.229e-06 | 2.4122e-06 | 0.021877 | 0.021878 | 0.021878 | 0.97605 | -0.46112 | 0.97573 | -0.4673 | 6.0103
159 | 0.06018 | 0.015186 | -0.060126 | -0.015151 | 5.4372e-05 | 3.4583e-05 | 0.091784 | 0.091784 | 0.091784 | 0.97605 | -0.46112 | 0.97509 | -0.48 | 25.2153
160 | 0.010247 | 0.0025685 | -0.010245 | -0.0025673 | 2.3688e-06 | 1.193e-06 | 0.015628 | 0.015628 | 0.015628 | 0.97573 | -0.4673 | 0.97549 | -0.47216 | 4.2933
161 | 0.0040984 | 0.0010269 | -0.0040982 | -0.0010269 | 1.7943e-07 | -3.8151e-08 | 0.00625 | 0.0062501 | 0.0062501 | 0.97573 | -0.4673 | 0.97569 | -0.46822 | 1.7171
162 | 0.05908 | 0.014889 | -0.058866 | -0.014753 | 0.00021347 | 0.00013575 | 0.090187 | 0.090188 | 0.090188 | 0.97509 | -0.48 | 0.97124 | -0.55582 | 24.7769
163 | 0.0074359 | 0.0018633 | -0.0074354 | -0.0018631 | 4.8078e-07 | 1.833e-07 | 0.011343 | 0.011343 | 0.011343 | 0.97549 | -0.47216 | 0.97542 | -0.47351 | 3.1161
164 | 0.0027836 | 0.00069744 | -0.0027836 | -0.00069747 | 2.3335e-08 | -2.8188e-08 | 0.0042452 | 0.0042452 | 0.0042452 | 0.97569 | -0.46822 | 0.97568 | -0.4684 | 1.1663
165 | 0.0052255 | 0.0013092 | -0.0052249 | -0.0013092 | 5.9612e-07 | 6.9295e-08 | 0.0079714 | 0.0079715 | 0.0079715 | 0.97542 | -0.47351 | 0.9753 | -0.47591 | 2.19
166 | 0.00096003 | 0.00024044 | -0.00096002 | -0.0002406 | 1.0932e-08 | -1.6284e-07 | 0.0014641 | 0.0014642 | 0.0014642 | 0.97568 | -0.4684 | 0.97567 | -0.46864 | 0.40224
167 | 0.24062 | 0.061323 | -0.24056 | -0.061284 | 6.1112e-05 | 3.8849e-05 | 0.35971 | 0.35971 | 0.35971 | 0.99638 | -0.068749 | 0.9961 | -0.074014 | 24.7051
168 | 0.0016287 | 0.00040817 | -0.0016287 | -0.00040819 | 3.673e-09 | -1.8508e-08 | 0.0024526 | 0.0024526 | 0.0024526 | 0.98816 | -0.22691 | 0.98815 | -0.22696 | 0.67379
169 | 0.012086 | 0.0030295 | -0.012082 | -0.0030275 | 3.6446e-06 | 1.9568e-06 | 0.0182 | 0.0182 | 0.0182 | 0.98814 | -0.22719 | 0.98782 | -0.23352 | 5
170 | 0.010248 | 0.0025677 | -0.010247 | -0.0025673 | 8.7094e-07 | 4.3264e-07 | 0.015437 | 0.015437 | 0.015437 | 0.98782 | -0.23352 | 0.98772 | -0.23531 | 4.2408
171 | 0.0093294 | 0.0023374 | -0.0093286 | -0.002337 | 8.2775e-07 | 3.8675e-07 | 0.014055 | 0.014055 | 0.014055 | 0.98772 | -0.23531 | 0.98763 | -0.23717 | 3.8611
172 | 0.083185 | 0.021126 | -0.083166 | -0.021114 | 1.9908e-05 | 1.2052e-05 | 0.12549 | 0.12549 | 0.12549 | 0.98715 | -0.24553 | 0.9869 | -0.2505 | 8.6189
173 | -0.085941 | -0.021817 | 0.08597 | 0.021835 | 2.9472e-05 | 1.7905e-05 | 0.12964 | 0.12964 | 0.12964 | 0.98715 | -0.24553 | 0.98752 | -0.2384 | 8.9042
174 | 0.081837 | 0.020781 | -0.081793 | -0.020755 | 4.4296e-05 | 2.6766e-05 | 0.12349 | 0.12349 | 0.12349 | 0.9869 | -0.2505 | 0.98631 | -0.26176 | 8.4814
175 | 0.0092297 | 0.0023134 | -0.0092279 | -0.0023126 | 1.8006e-06 | 8.3486e-07 | 0.013908 | 0.013908 | 0.013908 | 0.98752 | -0.2384 | 0.98731 | -0.2425 | 3.8208
176 | 0.080272 | 0.020373 | -0.080267 | -0.020371 | 4.9006e-06 | 2.9547e-06 | 0.12119 | 0.1212 | 0.1212 | 0.98631 | -0.26176 | 0.98625 | -0.26303 | 8.3238
177 | 0.0066878 | 0.001676 | -0.0066871 | -0.0016757 | 7.6441e-07 | 2.3267e-07 | 0.010079 | 0.01008 | 0.01008 | 0.98731 | -0.2425 | 0.98719 | -0.2449 | 2.7691
178 | 0.078024 | 0.019808 | -0.078008 | -0.019798 | 1.6519e-05 | 9.9242e-06 | 0.11781 | 0.11781 | 0.11781 | 0.98625 | -0.26303 | 0.98602 | -0.26743 | 8.0914
179 | 0.004403 | 0.0011033 | -0.004403 | -0.0011033 | 1.6692e-08 | -2.2377e-09 | 0.0066367 | 0.0066367 | 0.0066367 | 0.98719 | -0.2449 | 0.98719 | -0.24498 | 1.8233
180 | -0.0019931 | -0.00049952 | 0.0019932 | 0.00049926 | 8.3355e-08 | -2.5331e-07 | 0.0030242 | 0.0030241 | 0.0030242 | 0.98066 | -0.37129 | 0.98071 | -0.37042 | 0.83084
181 | -0.064232 | -0.01622 | 0.0643 | 0.016264 | 6.8655e-05 | 4.3696e-05 | 0.097502 | 0.097502 | 0.097502 | 0.98071 | -0.37042 | 0.98185 | -0.34813 | 26.7862
182 | 0.062238 | 0.015721 | -0.062193 | -0.015692 | 4.5066e-05 | 2.8672e-05 | 0.094478 | 0.094478 | 0.094478 | 0.98071 | -0.37042 | 0.97993 | -0.38554 | 25.9554
183 | 0.074954 | 0.019033 | -0.074928 | -0.019018 | 2.5409e-05 | 1.5183e-05 | 0.1132 | 0.1132 | 0.1132 | 0.98602 | -0.26743 | 0.98565 | -0.27447 | 7.7749
184 | 0.0030539 | 0.00076513 | -0.0030538 | -0.00076524 | 1.0785e-07 | -1.0368e-07 | 0.0046086 | 0.0046086 | 0.0046086 | 0.98602 | -0.26743 | 0.98598 | -0.26817 | 1.2661
185 | 0.0031083 | 0.00077882 | -0.0031083 | -0.00077889 | 7.9348e-08 | -7.2452e-08 | 0.0046852 | 0.0046853 | 0.0046853 | 0.98719 | -0.24498 | 0.98716 | -0.24551 | 1.2872
186 | -0.06653 | -0.016823 | 0.066585 | 0.016857 | 5.475e-05 | 3.4859e-05 | 0.10088 | 0.10088 | 0.10088 | 0.98185 | -0.34813 | 0.98273 | -0.33099 | 27.7145
187 | 0.058942 | 0.014877 | -0.058921 | -0.014864 | 2.0535e-05 | 1.3056e-05 | 0.08954 | 0.08954 | 0.08954 | 0.97993 | -0.38554 | 0.97956 | -0.39281 | 24.599
188 | 0.0013309 | 0.00033334 | -0.0013309 | -0.00033355 | 2.7585e-08 | -2.105e-07 | 0.0020181 | 0.0020182 | 0.0020182 | 0.9813 | -0.36006 | 0.98127 | -0.3605 | 0.55445
189 | -0.00277 | -0.00069402 | 0.0027703 | 0.00069363 | 3.0798e-07 | -3.9107e-07 | 0.0042003 | 0.0042001 | 0.0042003 | 0.9813 | -0.36006 | 0.98141 | -0.35773 | 1.1539
190 | 0.0022143 | 0.0005546 | -0.0022142 | -0.00055493 | 1.4161e-07 | -3.3269e-07 | 0.0033572 | 0.0033574 | 0.0033574 | 0.98141 | -0.35773 | 0.98135 | -0.35907 | 0.92236
191 | -0.0049847 | -0.0012482 | 0.004985 | 0.0012482 | 2.9497e-07 | 1.474e-08 | 0.0075574 | 0.0075573 | 0.0075574 | 0.98141 | -0.35773 | 0.98148 | -0.35648 | 2.0762
192 | -0.0066317 | -0.0016609 | 0.0066328 | 0.0016613 | 1.0749e-06 | 3.295e-07 | 0.010054 | 0.010054 | 0.010054 | 0.98148 | -0.35648 | 0.98165 | -0.35308 | 2.7621
193 | -0.0076161 | -0.0019077 | 0.0076173 | 0.0019082 | 1.1678e-06 | 4.5191e-07 | 0.011544 | 0.011544 | 0.011544 | 0.98165 | -0.35308 | 0.98182 | -0.34986 | 3.1715
194 | 0.0013688 | 0.00034273 | -0.0013688 | -0.00034305 | 4.4192e-08 | -3.266e-07 | 0.0020618 | 0.0020619 | 0.0020619 | 0.98786 | -0.23229 | 0.98782 | -0.23297 | 0.56646
195 | 0.052187 | 0.013187 | -0.052158 | -0.013168 | 2.9849e-05 | 1.8938e-05 | 0.078648 | 0.078649 | 0.078649 | 0.98786 | -0.23229 | 0.98724 | -0.24423 | 21.6067
196 | -0.010859 | -0.0027203 | 0.010862 | 0.0027217 | 2.7652e-06 | 1.4253e-06 | 0.016458 | 0.016457 | 0.016458 | 0.98182 | -0.34986 | 0.98209 | -0.34452 | 4.5213
197 | 0.003242 | 0.00081212 | -0.0032416 | -0.00081242 | 4.0539e-07 | -3.0676e-07 | 0.0049134 | 0.0049136 | 0.0049136 | 0.98182 | -0.34986 | 0.98168 | -0.35249 | 1.3499
198 | 0.0057964 | 0.0014523 | -0.0057958 | -0.0014521 | 6.4913e-07 | 1.2366e-07 | 0.0087227 | 0.0087228 | 0.0087228 | 0.9888 | -0.21476 | 0.98868 | -0.21711 | 2.3964
199 | -0.0065086 | -0.0016307 | 0.0065089 | 0.0016308 | 2.9398e-07 | 8.332e-08 | 0.0097944 | 0.0097944 | 0.0097944 | 0.9888 | -0.21476 | 0.98885 | -0.21381 | 2.6908
200 | 0.0042028 | 0.0010529 | -0.0042027 | -0.0010529 | 7.9185e-08 | -1.7001e-08 | 0.0063253 | 0.0063253 | 0.0063253 | 0.98868 | -0.21711 | 0.98866 | -0.2175 | 1.7377
201 | -0.0076816 | -0.0019247 | 0.0076829 | 0.0019252 | 1.3143e-06 | 5.046e-07 | 0.011559 | 0.011559 | 0.011559 | 0.98885 | -0.21381 | 0.98903 | -0.21022 | 3.1756
202 | 0.0031225 | 0.00078219 | -0.0031223 | -0.00078232 | 1.467e-07 | -1.3323e-07 | 0.0046995 | 0.0046996 | 0.0046996 | 0.98866 | -0.2175 | 0.98861 | -0.21849 | 1.2911
203 | -0.009847 | -0.0024676 | 0.0098489 | 0.0024685 | 1.8725e-06 | 9.0638e-07 | 0.014815 | 0.014815 | 0.014815 | 0.98903 | -0.21022 | 0.98924 | -0.20623 | 4.07
204 | 0.0021524 | 0.00053923 | -0.0021523 | -0.00053941 | 6.924e-08 | -1.8125e-07 | 0.0032396 | 0.0032397 | 0.0032397 | 0.98861 | -0.21849 | 0.98857 | -0.21917 | 0.89003
205 | 0.0011344 | 0.0002843 | -0.0011344 | -0.00028431 | 1.0897e-09 | -1.2081e-08 | 0.0017076 | 0.0017076 | 0.0017076 | 0.98857 | -0.21917 | 0.98857 | -0.21919 | 0.46911
206 | 0.0037339 | 0.0009355 | -0.0037338 | -0.00093553 | 9.5362e-08 | -3.6752e-08 | 0.0056967 | 0.0056967 | 0.0056967 | 0.9753 | -0.47591 | 0.97527 | -0.47644 | 1.565
207 | -0.0028796 | -0.00072132 | 0.0028797 | 0.00072123 | 7.6495e-08 | -8.8786e-08 | 0.0043459 | 0.0043459 | 0.0043459 | 0.98594 | -0.26945 | 0.98597 | -0.2689 | 1.1939
208 | 0.0017636 | 0.00044162 | -0.0017635 | -0.00044198 | 8.7104e-08 | -3.6237e-07 | 0.0026616 | 0.0026617 | 0.0026617 | 0.98594 | -0.26945 | 0.98589 | -0.27049 | 0.73124
209 | 0.048275 | 0.012172 | -0.048257 | -0.01216 | 1.8231e-05 | 1.1551e-05 | 0.072882 | 0.072882 | 0.072882 | 0.98597 | -0.2689 | 0.98556 | -0.27679 | 20.0226
210 | -0.051155 | -0.012893 | 0.051199 | 0.012922 | 4.4857e-05 | 2.8452e-05 | 0.077228 | 0.077228 | 0.077228 | 0.98597 | -0.2689 | 0.98691 | -0.25058 | 21.2165
211 | 0.047636 | 0.012005 | -0.04759 | -0.011976 | 4.5536e-05 | 2.8844e-05 | 0.071945 | 0.071945 | 0.071945 | 0.98556 | -0.27679 | 0.98453 | -0.29679 | 19.7651
212 | -0.052142 | -0.013158 | 0.052158 | 0.013168 | 1.5868e-05 | 1.0068e-05 | 0.078649 | 0.078649 | 0.078649 | 0.98691 | -0.25058 | 0.98724 | -0.24423 | 21.6068
213 | 0.046293 | 0.011651 | -0.046288 | -0.011647 | 5.593e-06 | 3.5408e-06 | 0.069985 | 0.069985 | 0.069985 | 0.98453 | -0.29679 | 0.9844 | -0.29932 | 19.2266
214 | 0.043935 | 0.011058 | -0.043872 | -0.011018 | 6.324e-05 | 3.9989e-05 | 0.066429 | 0.066429 | 0.066429 | 0.9844 | -0.29932 | 0.98286 | -0.32948 | 18.2497
215 | 0.0023526 | 0.00058942 | -0.0023525 | -0.0005895 | 4.08e-08 | -8.3266e-08 | 0.0035561 | 0.0035561 | 0.0035561 | 0.9844 | -0.29932 | 0.98439 | -0.29968 | 0.97696
216 | 0.0027698 | 0.00069393 | -0.0027697 | -0.00069405 | 9.7844e-08 | -1.1969e-07 | 0.0042259 | 0.004226 | 0.004226 | 0.97527 | -0.47644 | 0.97523 | -0.47719 | 1.161
217 | 0.00151 | 0.00037833 | -0.0015099 | -0.00037843 | 1.6534e-08 | -9.3061e-08 | 0.0023039 | 0.0023039 | 0.0023039 | 0.97523 | -0.47719 | 0.97522 | -0.47742 | 0.63294
218 | 0.041201 | 0.010349 | -0.041199 | -0.010347 | 2.1206e-06 | 1.3388e-06 | 0.062385 | 0.062385 | 0.062385 | 0.98286 | -0.32948 | 0.9828 | -0.33056 | 17.1389
219 | 0.0011771 | 0.0002949 | -0.001177 | -0.000295 | 9.6559e-09 | -9.7222e-08 | 0.0017792 | 0.0017793 | 0.0017793 | 0.98439 | -0.29968 | 0.98438 | -0.29986 | 0.48881
220 | 0.039803 | 0.0099973 | -0.039789 | -0.0099884 | 1.4122e-05 | 8.907e-06 | 0.060272 | 0.060272 | 0.060272 | 0.9828 | -0.33056 | 0.98242 | -0.338 | 16.5582
221 | 0.027203 | 0.0068336 | -0.027185 | -0.0068221 | 1.8562e-05 | 1.1511e-05 | 0.041209 | 0.041209 | 0.041209 | 0.98242 | -0.338 | 0.98169 | -0.35231 | 11.3212
222 | 0.012586 | 0.0031548 | -0.012582 | -0.0031527 | 3.9054e-06 | 2.1367e-06 | 0.019063 | 0.019063 | 0.019063 | 0.98242 | -0.338 | 0.98209 | -0.34452 | 5.2371
223 | -0.01885 | -0.0047278 | 0.018851 | 0.0047282 | 6.7159e-07 | 4.0216e-07 | 0.028594 | 0.028594 | 0.028594 | 0.98097 | -0.36647 | 0.981 | -0.36572 | 7.8556
224 | 0.016382 | 0.0041092 | -0.016372 | -0.0041033 | 1.0136e-05 | 5.9346e-06 | 0.02485 | 0.024851 | 0.024851 | 0.98097 | -0.36647 | 0.9803 | -0.37946 | 6.8271
225 | -0.021347 | -0.0053537 | 0.021354 | 0.0053579 | 6.8952e-06 | 4.1914e-06 | 0.032381 | 0.032381 | 0.032381 | 0.981 | -0.36572 | 0.98135 | -0.35895 | 8.8959
226 | 0.0024965 | 0.00062546 | -0.0024964 | -0.00062565 | 1.1062e-07 | -1.8893e-07 | 0.0037866 | 0.0037867 | 0.0037867 | 0.981 | -0.36572 | 0.98096 | -0.36665 | 1.0403
227 | 0.011843 | 0.0029689 | -0.011842 | -0.002968 | 1.6681e-06 | 8.9407e-07 | 0.017978 | 0.017978 | 0.017978 | 0.9803 | -0.37946 | 0.98015 | -0.38241 | 4.9389
228 | 0.0045281 | 0.0011344 | -0.0045278 | -0.0011344 | 2.9966e-07 | -2.1466e-08 | 0.0068731 | 0.0068732 | 0.0068732 | 0.9803 | -0.37946 | 0.98023 | -0.38085 | 1.8882
229 | -0.024454 | -0.0061349 | 0.024462 | 0.0061397 | 7.7446e-06 | 4.7667e-06 | 0.037082 | 0.037082 | 0.037082 | 0.98135 | -0.35895 | 0.98169 | -0.35231 | 10.1875
230 | 0.0076927 | 0.0019281 | -0.007691 | -0.0019275 | 1.6848e-06 | 6.632e-07 | 0.011679 | 0.011679 | 0.011679 | 0.98015 | -0.38241 | 0.97992 | -0.38701 | 3.2085
231 | 0.0022904 | 0.00057367 | -0.0022902 | -0.00057398 | 1.44e-07 | -3.0826e-07 | 0.0034767 | 0.0034768 | 0.0034768 | 0.98023 | -0.38085 | 0.98017 | -0.38217 | 0.95517
232 | 0.0055515 | 0.0013913 | -0.0055505 | -0.0013911 | 1.028e-06 | 1.7208e-07 | 0.00843 | 0.0084302 | 0.0084302 | 0.97992 | -0.38701 | 0.97972 | -0.3909 | 2.316
233 | 0.0083437 | 0.0020901 | -0.0083426 | -0.0020897 | 1.1523e-06 | 4.8868e-07 | 0.012571 | 0.012571 | 0.012571 | 0.98763 | -0.23717 | 0.98748 | -0.24007 | 3.4535
234 | 0.0067401 | 0.001688 | -0.0067399 | -0.001688 | 2.3156e-07 | 7.1619e-08 | 0.010156 | 0.010156 | 0.010156 | 0.98748 | -0.24007 | 0.98744 | -0.24079 | 2.7902
235 | 0.0022654 | 0.00056742 | -0.0022653 | -0.00056765 | 1.0426e-07 | -2.3842e-07 | 0.0034137 | 0.0034139 | 0.0034139 | 0.98744 | -0.24079 | 0.98739 | -0.24176 | 0.93787
236 | 0.0044745 | 0.0011206 | -0.0044739 | -0.0011206 | 5.7489e-07 | -6.337e-08 | 0.0067425 | 0.0067426 | 0.0067426 | 0.98744 | -0.24079 | 0.9873 | -0.24349 | 1.8524
237 | 0.00080328 | 0.00020066 | -0.00080325 | -0.00020131 | 2.8648e-08 | -6.4954e-07 | 0.0012099 | 0.0012101 | 0.0012101 | 0.98776 | -0.23392 | 0.98772 | -0.23467 | 0.33245
238 | -0.0019223 | -0.00048113 | 0.0019225 | 0.0004806 | 1.5359e-07 | -5.2705e-07 | 0.0028957 | 0.0028955 | 0.0028957 | 0.98776 | -0.23392 | 0.98784 | -0.23224 | 0.79552
239 | -0.0039717 | -0.00099418 | 0.003972 | 0.00099409 | 3.0609e-07 | -9.6126e-08 | 0.0059823 | 0.0059822 | 0.0059823 | 0.98784 | -0.23224 | 0.98793 | -0.23062 | 1.6435
240 | -0.003972 | -0.00099409 | 0.0039721 | 0.00099405 | 9.7627e-08 | -3.0672e-08 | 0.0059822 | 0.0059821 | 0.0059822 | 0.98793 | -0.23062 | 0.98795 | -0.2301 | 1.6434
241 | -0.0053734 | -0.0013453 | 0.0053739 | 0.0013453 | 4.7041e-07 | 5.5769e-08 | 0.0080927 | 0.0080926 | 0.0080927 | 0.98795 | -0.2301 | 0.98805 | -0.22826 | 2.2233
242 | -0.012386 | -0.0031026 | 0.012388 | 0.003104 | 2.5619e-06 | 1.3881e-06 | 0.018653 | 0.018653 | 0.018653 | 0.98805 | -0.22826 | 0.98827 | -0.22392 | 5.1243
243 | -0.020407 | -0.0051181 | 0.020407 | 0.0051184 | 5.5477e-07 | 3.3619e-07 | 0.03121 | 0.03121 | 0.03121 | 0.97299 | -0.52181 | 0.97302 | -0.52124 | 8.5742
244 | -0.020407 | -0.0051184 | 0.020413 | 0.0051221 | 6.081e-06 | 3.685e-06 | 0.03121 | 0.03121 | 0.03121 | 0.97302 | -0.52124 | 0.97333 | -0.51499 | 8.5742
245 | 0.0019358 | 0.00048503 | -0.0019357 | -0.00048514 | 3.2465e-08 | -1.0921e-07 | 0.0029179 | 0.0029179 | 0.0029179 | 0.98716 | -0.24551 | 0.98714 | -0.24587 | 0.80163
246 | 0.013529 | 0.0033904 | -0.013527 | -0.0033894 | 1.6701e-06 | 9.3129e-07 | 0.020367 | 0.020367 | 0.020367 | 0.9884 | -0.22133 | 0.98827 | -0.22392 | 5.5953
247 | -0.19021 | -0.048349 | 0.19026 | 0.048382 | 5.2132e-05 | 3.3015e-05 | 0.28615 | 0.28615 | 0.28615 | 0.98995 | -0.19157 | 0.99025 | -0.18588 | 19.6534
248 | -0.1964 | -0.04992 | 0.1965 | 0.049985 | 0.00010214 | 6.4728e-05 | 0.29537 | 0.29537 | 0.29537 | 0.99025 | -0.18588 | 0.99081 | -0.17509 | 20.2867
249 | 0.0011022 | 0.00027594 | -0.0011022 | -0.00027617 | 1.8855e-08 | -2.2634e-07 | 0.0016516 | 0.0016517 | 0.0016517 | 0.99296 | -0.13445 | 0.99294 | -0.13481 | 0.45377
250 | -0.00171 | -0.00042827 | 0.0017101 | 0.00042785 | 9.0051e-08 | -4.155e-07 | 0.0025624 | 0.0025623 | 0.0025624 | 0.99296 | -0.13445 | 0.99302 | -0.13334 | 0.70396
251 | 0.0011022 | 0.00027617 | -0.0011022 | -0.00027618 | 1.2953e-09 | -1.5546e-08 | 0.0016517 | 0.0016517 | 0.0016517 | 0.99294 | -0.13481 | 0.99294 | -0.13484 | 0.45377
252 | -0.0017101 | -0.00042785 | 0.0017101 | 0.00042782 | 8.0505e-09 | -3.7151e-08 | 0.0025623 | 0.0025622 | 0.0025623 | 0.99302 | -0.13334 | 0.99302 | -0.13325 | 0.70392
253 | 0.0011022 | 0.00027618 | -0.0011022 | -0.00027623 | 4.0034e-09 | -4.8053e-08 | 0.0016517 | 0.0016517 | 0.0016517 | 0.99294 | -0.13484 | 0.99294 | -0.13491 | 0.45377
254 | -0.0029169 | -0.00073027 | 0.0029172 | 0.00072985 | 3.5597e-07 | -4.1517e-07 | 0.0043706 | 0.0043704 | 0.0043706 | 0.99302 | -0.13325 | 0.99315 | -0.13068 | 1.2007
255 | 0.0011977 | 0.00029989 | -0.0011977 | -0.00030016 | 2.7269e-08 | -2.7478e-07 | 0.0017944 | 0.0017945 | 0.0017945 | 0.99315 | -0.13068 | 0.99313 | -0.13116 | 0.49298
256 | -0.0041149 | -0.0010297 | 0.004115 | 0.0010297 | 1.048e-07 | -2.8089e-08 | 0.0061647 | 0.0061647 | 0.0061647 | 0.99315 | -0.13068 | 0.99318 | -0.13015 | 1.6936
257 | -0.0051007 | -0.0012768 | 0.005101 | 0.0012768 | 2.6664e-07 | 1.3059e-08 | 0.0076415 | 0.0076415 | 0.0076415 | 0.99318 | -0.13015 | 0.99324 | -0.12905 | 2.0993
258 | -0.0010885 | -0.00027281 | 0.0010885 | 0.0002726 | 1.7374e-08 | -2.0899e-07 | 0.0016407 | 0.0016406 | 0.0016407 | 0.98726 | -0.24437 | 0.98728 | -0.24403 | 0.45073
259 | 0.0017526 | 0.00043892 | -0.0017525 | -0.00043922 | 7.1199e-08 | -3.0239e-07 | 0.0026414 | 0.0026415 | 0.0026415 | 0.98728 | -0.24403 | 0.98723 | -0.24489 | 0.72569
260 | -0.0028411 | -0.00071152 | 0.0028412 | 0.00071143 | 7.3522e-08 | -8.9689e-08 | 0.004282 | 0.0042819 | 0.004282 | 0.98728 | -0.24403 | 0.9873 | -0.24349 | 1.1764
261 | 0.0009521 | 0.00023853 | -0.0009521 | -0.00023862 | 5.6124e-09 | -8.9392e-08 | 0.0014348 | 0.0014348 | 0.0014348 | 0.98739 | -0.24176 | 0.98739 | -0.24188 | 0.39419
262 | 0.0019544 | 0.00048975 | -0.0019544 | -0.00048981 | 1.7085e-08 | -5.5099e-08 | 0.0029579 | 0.002958 | 0.002958 | 0.98316 | -0.32293 | 0.98315 | -0.32312 | 0.81262
263 | -0.056429 | -0.014227 | 0.056463 | 0.014248 | 3.3392e-05 | 2.1219e-05 | 0.085806 | 0.085806 | 0.085806 | 0.97893 | -0.40517 | 0.97956 | -0.39281 | 23.573
264 | 0.052335 | 0.013201 | -0.052301 | -0.013179 | 3.4031e-05 | 2.16e-05 | 0.079582 | 0.079582 | 0.079582 | 0.97893 | -0.40517 | 0.97823 | -0.41876 | 21.8633
265 | 0.047717 | 0.012031 | -0.047704 | -0.012022 | 1.39e-05 | 8.8079e-06 | 0.07261 | 0.07261 | 0.07261 | 0.97823 | -0.41876 | 0.97792 | -0.42485 | 19.9479
266 | 0.0045836 | 0.0011486 | -0.0045835 | -0.0011486 | 1.6979e-07 | -8.2602e-09 | 0.0069722 | 0.0069723 | 0.0069723 | 0.97823 | -0.41876 | 0.97819 | -0.41954 | 1.9155
267 | 0.045148 | 0.011381 | -0.045083 | -0.01134 | 6.4922e-05 | 4.1091e-05 | 0.068721 | 0.068721 | 0.068721 | 0.97792 | -0.42485 | 0.97638 | -0.45495 | 18.8795
268 | 0.0021156 | 0.00053006 | -0.0021155 | -0.0005302 | 5.412e-08 | -1.4029e-07 | 0.0032181 | 0.0032182 | 0.0032182 | 0.97819 | -0.41954 | 0.97816 | -0.42008 | 0.88412
269 | 0.038781 | 0.0097607 | -0.038749 | -0.0097405 | 3.2007e-05 | 2.0179e-05 | 0.059117 | 0.059117 | 0.059117 | 0.97638 | -0.45495 | 0.9755 | -0.47223 | 16.2409
270 | 0.0063022 | 0.0015795 | -0.0063017 | -0.0015793 | 5.1289e-07 | 1.4284e-07 | 0.0096046 | 0.0096047 | 0.0096047 | 0.97638 | -0.45495 | 0.9763 | -0.45666 | 2.6386
271 | 0.036052 | 0.0090647 | -0.036034 | -0.0090532 | 1.8232e-05 | 1.1468e-05 | 0.055004 | 0.055004 | 0.055004 | 0.9755 | -0.47223 | 0.97497 | -0.48283 | 15.1109
272 | 0.0020718 | 0.00051921 | -0.0020718 | -0.00051925 | 1.381e-08 | -3.7344e-08 | 0.0031578 | 0.0031578 | 0.0031578 | 0.9763 | -0.45666 | 0.97629 | -0.4568 | 0.86753
273 | 0.034318 | 0.0086231 | -0.034312 | -0.0086194 | 5.8113e-06 | 3.6488e-06 | 0.052385 | 0.052385 | 0.052385 | 0.97497 | -0.48283 | 0.97479 | -0.48637 | 14.3914
274 | 0.032098 | 0.0080648 | -0.032088 | -0.0080587 | 9.7235e-06 | 6.0885e-06 | 0.049005 | 0.049005 | 0.049005 | 0.97479 | -0.48637 | 0.97446 | -0.49272 | 13.4629
275 | 0.0022139 | 0.00055468 | -0.0022138 | -0.00055484 | 6.9033e-08 | -1.5674e-07 | 0.0033795 | 0.0033796 | 0.0033796 | 0.97479 | -0.48637 | 0.97475 | -0.48703 | 0.92845
276 | 0.029887 | 0.007507 | -0.029876 | -0.0075002 | 1.0887e-05 | 6.794e-06 | 0.045644 | 0.045644 | 0.045644 | 0.97446 | -0.49272 | 0.97408 | -0.50036 | 12.5396
277 | 0.027354 | 0.0068682 | -0.027349 | -0.0068647 | 5.6045e-06 | 3.4804e-06 | 0.041791 | 0.041791 | 0.041791 | 0.97408 | -0.50036 | 0.97386 | -0.50466 | 11.4811
278 | 0.025089 | 0.0062985 | -0.025079 | -0.0062918 | 1.0758e-05 | 6.6427e-06 | 0.038339 | 0.03834 | 0.03834 | 0.97386 | -0.50466 | 0.9734 | -0.51365 | 10.5328
279 | -0.068136 | -0.017246 | 0.068225 | 0.017303 | 8.9164e-05 | 5.6782e-05 | 0.10323 | 0.10323 | 0.10323 | 0.98273 | -0.33099 | 0.98414 | -0.30377 | 28.3598
280 | 0.073879 | 0.018755 | -0.073869 | -0.018749 | 9.7464e-06 | 5.8124e-06 | 0.11162 | 0.11162 | 0.11162 | 0.98565 | -0.27447 | 0.98551 | -0.27722 | 7.6661
281 | 0.0013 | 0.00032569 | -0.0013 | -0.0003258 | 1.3211e-08 | -1.0828e-07 | 0.0019619 | 0.0019619 | 0.0019619 | 0.98598 | -0.26817 | 0.98597 | -0.26838 | 0.53898
282 | 0.072736 | 0.018465 | -0.07269 | -0.018438 | 4.5838e-05 | 2.7275e-05 | 0.10991 | 0.10991 | 0.10991 | 0.98551 | -0.27722 | 0.98483 | -0.29032 | 7.5487
283 | 0.071618 | 0.018169 | -0.071605 | -0.018161 | 1.3384e-05 | 7.9462e-06 | 0.10829 | 0.10829 | 0.10829 | 0.98483 | -0.29032 | 0.98463 | -0.29421 | 7.4374
284 | 0.023098 | 0.0057954 | -0.023098 | -0.0057951 | 4.8902e-07 | 2.9997e-07 | 0.035312 | 0.035312 | 0.035312 | 0.9734 | -0.51365 | 0.97338 | -0.51409 | 9.7011
285 | 0.021754 | 0.0054585 | -0.021754 | -0.0054579 | 9.3394e-07 | 5.6973e-07 | 0.033259 | 0.033259 | 0.033259 | 0.97338 | -0.51409 | 0.97333 | -0.51499 | 9.137
286 | -0.0011442 | -0.00028676 | 0.0011442 | 0.00028641 | 3.2227e-08 | -3.4487e-07 | 0.0017293 | 0.0017292 | 0.0017293 | 0.98454 | -0.296 | 0.98457 | -0.29541 | 0.47508
287 | -0.0023491 | -0.00058838 | 0.0023492 | 0.00058811 | 1.3456e-07 | -2.76e-07 | 0.0035501 | 0.00355 | 0.0035501 | 0.98457 | -0.29541 | 0.98463 | -0.29421 | 0.97531
288 | 0.069256 | 0.017573 | -0.069224 | -0.017553 | 3.1829e-05 | 1.9977e-05 | 0.10474 | 0.10474 | 0.10474 | 0.98463 | -0.29421 | 0.98414 | -0.30377 | 14.3873
289 | -0.005101 | -0.0012768 | 0.0051018 | 0.0012768 | 7.872e-07 | 3.8436e-08 | 0.0076415 | 0.0076413 | 0.0076415 | 0.99324 | -0.12905 | 0.99341 | -0.12581 | 2.0993
290 | -0.0074213 | -0.0018581 | 0.0074216 | 0.0018582 | 3.0165e-07 | 1.0876e-07 | 0.011116 | 0.011116 | 0.011116 | 0.99341 | -0.12581 | 0.99345 | -0.12495 | 3.0537
291 | -0.0074216 | -0.0018582 | 0.0074229 | 0.0018587 | 1.3323e-06 | 4.8029e-07 | 0.011116 | 0.011115 | 0.011116 | 0.99345 | -0.12495 | 0.99365 | -0.12118 | 3.0537
292 | -0.0086223 | -0.0021593 | 0.0086256 | 0.0021607 | 3.2972e-06 | 1.4267e-06 | 0.012912 | 0.012911 | 0.012912 | 0.99365 | -0.12118 | 0.99406 | -0.11315 | 3.5472
293 | -0.0096859 | -0.002427 | 0.0096873 | 0.0024276 | 1.4141e-06 | 6.721e-07 | 0.014494 | 0.014494 | 0.014494 | 0.99441 | -0.10645 | 0.99457 | -0.10339 | 3.9818
294 | 0.0086284 | 0.0021619 | -0.0086256 | -0.0021607 | 2.7515e-06 | 1.1902e-06 | 0.012911 | 0.012911 | 0.012911 | 0.99441 | -0.10645 | 0.99406 | -0.11315 | 3.5471
295 | -0.0096873 | -0.0024276 | 0.0096894 | 0.0024286 | 2.1294e-06 | 1.0119e-06 | 0.014494 | 0.014493 | 0.014494 | 0.99457 | -0.10339 | 0.9948 | -0.098777 | 3.9817
296 | -0.010701 | -0.0026821 | 0.010702 | 0.0026828 | 1.4186e-06 | 7.1617e-07 | 0.016006 | 0.016006 | 0.016006 | 0.9948 | -0.098777 | 0.99495 | -0.095994 | 4.3972
297 | 0.0077697 | 0.0019472 | -0.0077693 | -0.001947 | 4.6065e-07 | 1.7722e-07 | 0.011634 | 0.011634 | 0.011634 | 0.9938 | -0.11784 | 0.99374 | -0.11909 | 3.196
298 | 0.0063963 | 0.0016029 | -0.0063961 | -0.0016029 | 1.5622e-07 | 4.1146e-08 | 0.0095777 | 0.0095777 | 0.0095777 | 0.99374 | -0.11909 | 0.99371 | -0.1196 | 2.6312
299 | -0.002057 | -0.00051552 | 0.002057 | 0.00051548 | 1.2949e-08 | -3.8857e-08 | 0.0030803 | 0.0030802 | 0.0030803 | 0.99368 | -0.12023 | 0.99369 | -0.1201 | 0.84622
300 | -0.0029777 | -0.00074625 | 0.0029778 | 0.00074617 | 7.1188e-08 | -7.8123e-08 | 0.0044591 | 0.004459 | 0.0044591 | 0.99369 | -0.1201 | 0.99371 | -0.1196 | 1.225
301 | 0.20639 | 0.052597 | -0.20633 | -0.052557 | 6.1881e-05 | 3.9248e-05 | 0.30969 | 0.30969 | 0.30969 | 0.99267 | -0.13949 | 0.99234 | -0.14571 | 21.2702
302 | 0.0084721 | 0.0021225 | -0.0084718 | -0.0021224 | 3.088e-07 | 1.3163e-07 | 0.012699 | 0.012699 | 0.012699 | 0.99267 | -0.13949 | 0.99263 | -0.14026 | 3.4889
303 | 0.0025 | 0.00062625 | -0.0024999 | -0.00062653 | 1.5006e-07 | -2.7224e-07 | 0.0037476 | 0.0037477 | 0.0037477 | 0.99263 | -0.14026 | 0.99256 | -0.14152 | 1.0296
304 | 0.0059717 | 0.0014961 | -0.0059711 | -0.001496 | 6.3284e-07 | 1.3283e-07 | 0.0089519 | 0.008952 | 0.008952 | 0.99263 | -0.14026 | 0.99251 | -0.14248 | 2.4593
305 | 0.0039628 | 0.00099265 | -0.0039628 | -0.00099266 | 4.3303e-08 | -1.4566e-08 | 0.0059411 | 0.0059411 | 0.0059411 | 0.99251 | -0.14248 | 0.9925 | -0.14271 | 1.6322
306 | 0.0010516 | 0.00026304 | -0.0010515 | -0.00026354 | 3.746e-08 | -4.9545e-07 | 0.0015764 | 0.0015766 | 0.0015766 | 0.9925 | -0.14271 | 0.99246 | -0.14346 | 0.43312
307 | 0.20289 | 0.051695 | -0.20277 | -0.051619 | 0.00012037 | 7.632e-05 | 0.30454 | 0.30454 | 0.30454 | 0.99234 | -0.14571 | 0.9917 | -0.15801 | 20.916
308 | 0.20088 | 0.051146 | -0.20072 | -0.051042 | 0.00016529 | 0.00010478 | 0.30171 | 0.30171 | 0.30171 | 0.9917 | -0.15801 | 0.99081 | -0.17509 | 20.7217

## res_trafo
| p_hv_mw | q_hv_mvar | p_lv_mw | q_lv_mvar | pl_mw | ql_mvar | i_hv_ka | i_lv_ka | vm_hv_pu | va_hv_degree | vm_lv_pu | va_lv_degree | loading_percent
0 | -1.2729e-15 | -1.3162e-15 | 0.00165 | 1.2699e-07 | 0.00165 | 1.2699e-07 | 5.2857e-17 | 0.0023815 | 0.99998 | 149.9956 | 1 | 0 | 0.2619

## res_ext_grid
| p_mw | q_mvar
0 | 0.5562 | 0.14194

## res_load
| p_mw | q_mvar
0 | 0.0051918 | 0.0013012
1 | 0.0017203 | 0.00043114
2 | 0.0025139 | 0.00063005
3 | 0.001277 | 0.00032004
4 | 0.010827 | 0.0027135
5 | 0.0036816 | 0.00092269
6 | 0.0043827 | 0.0010984
7 | 0.0012495 | 0.00031314
8 | 0.0033529 | 0.00084031
9 | 0.0024631 | 0.0006173
10 | 0.00079241 | 0.0001986
11 | 0.0010996 | 0.0002756
12 | 0.0015556 | 0.00038987
13 | 0.0020015 | 0.00050163
14 | 0.00068688 | 0.00017215
15 | 0.0013919 | 0.00034883
16 | 0.0014615 | 0.00036628
17 | 0.00076309 | 0.00019125
18 | 0.0027026 | 0.00067734
19 | 0.0033091 | 0.00082933
20 | 0.0036794 | 0.00092215
21 | 0.0024835 | 0.00062241
22 | 0.0021927 | 0.00054955
23 | 0.001723 | 0.00043182
24 | 0.0015863 | 0.00039757
25 | 0.0030731 | 0.00077018
26 | 0.0035705 | 0.00089486
27 | 0.0019269 | 0.00048292
28 | 0.0010949 | 0.0002744
29 | 0.0023687 | 0.00059366
30 | 0.001046 | 0.00026215
31 | 0.0011239 | 0.00028168
32 | 0.0021473 | 0.00053817
33 | 0.0016214 | 0.00040636
34 | 0.0011917 | 0.00029867
35 | 0.0012741 | 0.00031931
36 | 0.0023879 | 0.00059846
37 | 0.0048634 | 0.0012189
38 | 0.0094146 | 0.0023595
39 | 0.0011877 | 0.00029767
40 | 0.0010886 | 0.00027283
41 | 0.0011398 | 0.00028567
42 | 0.0010652 | 0.00026697
43 | 0.0018262 | 0.00045768
44 | 0.001178 | 0.00029523
45 | 0.0012247 | 0.00030694
46 | 0.0015234 | 0.0003818
47 | 0.0016501 | 0.00041356
48 | 0.0010179 | 0.0002551
49 | 0.0020411 | 0.00051156
50 | 0.0022406 | 0.00056155
51 | 0.0017931 | 0.00044939
52 | 0.0012161 | 0.0003048
53 | 0.00091954 | 0.00023046
54 | 0.0018864 | 0.00047277
55 | 0.0018934 | 0.00047453
56 | 0.0013449 | 0.00033707
57 | 0.0008074 | 0.00020235
58 | 0.0016401 | 0.00041106
59 | 0.0019964 | 0.00050034
60 | 0.001046 | 0.00026215
61 | 0.0020396 | 0.00051118
62 | 0.0013653 | 0.00034219
63 | 0.0021991 | 0.00055115
64 | 0.00050147 | 0.00012568
65 | 0.0006219 | 0.00015586
66 | 0.0015805 | 0.00039611
67 | 0.0024175 | 0.00060588
68 | 0.0013707 | 0.00034354
69 | 0.001993 | 0.0004995
70 | 0.0018033 | 0.00045195
71 | 0.0010788 | 0.00027036
72 | 0.00073679 | 0.00018466
73 | 0.0011551 | 0.0002895
74 | 0.0012206 | 0.0003059
75 | 0.001406 | 0.00035238
76 | 0.001169 | 0.00029298
77 | 0.00089066 | 0.00022322
78 | 0.0011721 | 0.00029375
79 | 0.00056813 | 0.00014239
80 | 0.0012786 | 0.00032045
81 | 0.0011744 | 0.00029433
82 | 0.0024904 | 0.00062416
83 | 0.0015476 | 0.00038786
84 | 0.0035674 | 0.00089408
85 | 0.0025606 | 0.00064175
86 | 0.0039297 | 0.00098489
87 | 0.0041994 | 0.0010525
88 | 0.00063074 | 0.00015808
89 | 0.0010403 | 0.00026073
90 | 0.0012825 | 0.00032142
91 | 0.0034539 | 0.00086563
92 | 0.0043392 | 0.0010875
93 | 0.0012153 | 0.00030459
94 | 0.0015688 | 0.00039317
95 | 0.0020496 | 0.00051369
96 | 0.0017597 | 0.00044103
97 | 0.0014892 | 0.00037323
98 | 0.001296 | 0.00032481
99 | 0.0023022 | 0.00057698
100 | 0.0016973 | 0.00042538
101 | 0.0031539 | 0.00079045
102 | 0.0032402 | 0.00081208
103 | 0.0044476 | 0.0011147
104 | 0.0028149 | 0.00070547
105 | 0.001458 | 0.00036542
106 | 0.0032584 | 0.00081664
107 | 0.0010196 | 0.00025553
108 | 0.0017341 | 0.0004346
109 | 0.00098814 | 0.00024765
110 | 0.0010488 | 0.00026286
111 | 0.0016876 | 0.00042294
112 | 0.001046 | 0.00026216
113 | 0.0028091 | 0.00070403
114 | 0.0013146 | 0.00032947
115 | 0.058866 | 0.014753
116 | 0.0022099 | 0.00055386
117 | 0.0018236 | 0.00045703
118 | 0.00063569 | 0.00015932
119 | 0.013098 | 0.0032827
120 | 0.0017219 | 0.00043155
121 | 0.0016287 | 0.00040819
122 | 0.001646 | 0.00041253
123 | 0.0018346 | 0.00045979
124 | 0.00091741 | 0.00022992
125 | 0.0027552 | 0.00069052
126 | 0.0013287 | 0.000333
127 | 0.0015206 | 0.00038111
128 | 0.0025401 | 0.00063661
129 | 0.0022429 | 0.00056213
130 | 0.002284 | 0.00057244
131 | 0.0019931 | 0.00049952
132 | 0.0012946 | 0.00032447
133 | 0.0022296 | 0.00055879
134 | 0.0032516 | 0.00081494
135 | 0.0014391 | 0.00036068
136 | 0.0013309 | 0.00033355
137 | 0.0022142 | 0.00055493
138 | 0.0016467 | 0.0004127
139 | 0.00098334 | 0.00024645
140 | 0.00071215 | 0.00017848
141 | 0.001593 | 0.00039924
142 | 0.0011727 | 0.0002939
143 | 0.0010802 | 0.00027073
144 | 0.0021642 | 0.00054239
145 | 0.00096995 | 0.00024309
146 | 0.0010577 | 0.0002651
147 | 0.0010179 | 0.00025511
148 | 0.00096002 | 0.0002406
149 | 0.001491 | 0.00037368
150 | 0.001116 | 0.0002797
151 | 0.0017635 | 0.00044198
152 | 0.0006208 | 0.00015559
153 | 0.00094231 | 0.00023617
154 | 0.0012969 | 0.00032503
155 | 0.0013688 | 0.00034305
156 | 0.00096402 | 0.00024161
157 | 0.0012597 | 0.00031571
158 | 0.0026708 | 0.00066937
159 | 0.0011755 | 0.0002946
160 | 0.001396 | 0.00034988
161 | 0.001177 | 0.000295
162 | 0.0025107 | 0.00062924
163 | 0.0024681 | 0.00061858
164 | 0.0031006 | 0.00077708
165 | 0.0024964 | 0.00062565
166 | 0.0041491 | 0.0010399
167 | 0.0022375 | 0.00056076
168 | 0.0027227 | 0.00068237
169 | 0.0021395 | 0.0005362
170 | 0.0022902 | 0.00057398
171 | 0.0055505 | 0.0013911
172 | 0.0032416 | 0.00081242
173 | 0.0017196 | 0.00043096
174 | 0.00098484 | 0.00024682
175 | 0.0016024 | 0.0004016
176 | 0.0011191 | 0.00028046
177 | 0.00080325 | 0.00020131
178 | 0.0020492 | 0.00051358
179 | 0.0014013 | 0.0003512
180 | 0.0070119 | 0.0017573
181 | 0.0015099 | 0.00037843
182 | 0.0029167 | 0.00073099
183 | 0.0015863 | 0.00039757
184 | 0.0011725 | 0.00029385
185 | 0.0019357 | 0.00048514
186 | 0.0026889 | 0.00067391
187 | 0.0013595 | 0.00034073
188 | 0.0011387 | 0.00028539
189 | 0.0061357 | 0.0015378
190 | 0.00060778 | 0.00015233
191 | 0.0012068 | 0.00030245
192 | 0.0011022 | 0.00027623
193 | 0.0011977 | 0.00030016
194 | 0.00098571 | 0.00024704
195 | 0.0011344 | 0.00028431
196 | 0.0010885 | 0.00027281
197 | 0.0017525 | 0.00043922
198 | 0.0016327 | 0.00040919
199 | 0.0013132 | 0.00032913
200 | 0.0009521 | 0.00023862
201 | 0.0013094 | 0.00032817
202 | 0.0019544 | 0.00048981
203 | 0.0040943 | 0.0010261
204 | 0.0024584 | 0.00061613
205 | 0.0025558 | 0.00064055
206 | 0.0024679 | 0.00061851
207 | 0.0021155 | 0.0005302
208 | 0.0026965 | 0.00067581
209 | 0.0042299 | 0.0010601
210 | 0.0017161 | 0.00043011
211 | 0.0020718 | 0.00051925
212 | 0.0022138 | 0.00055484
213 | 0.0022011 | 0.00055164
214 | 0.0025221 | 0.00063209
215 | 0.0022592 | 0.00056621
216 | 0.0015513 | 0.00038878
217 | 0.0010494 | 0.00026299
218 | 0.0017538 | 0.00043954
219 | 0.0011334 | 0.00028406
220 | 0.0013 | 0.0003258
221 | 0.0010719 | 0.00026863
222 | 0.0019806 | 0.00049638
223 | 0.0013432 | 0.00033663
224 | 0.00134 | 0.00033585
225 | 0.0011442 | 0.00028676
226 | 0.0012049 | 0.00030197
227 | 0.00099863 | 0.00025028
228 | 0.0023195 | 0.00058132
229 | 0.0011994 | 0.0003006
230 | 0.0010575 | 0.00026503
231 | 0.0010112 | 0.00025342
232 | 0.0024638 | 0.00061748
233 | 0.0025493 | 0.00063892
234 | 0.001373 | 0.00034411
235 | 0.002057 | 0.00051552
236 | 0.00092077 | 0.00023077
237 | 0.0034183 | 0.00085671
238 | 0.0024999 | 0.00062653
239 | 0.0020083 | 0.00050332
240 | 0.0029112 | 0.00072962
241 | 0.0010515 | 0.00026354
242 | 0.0034395 | 0.00086201
243 | 0.0018862 | 0.00047272
244 | 0.0042175 | 0.001057

## dtypes
| element | column | dtype
0 | bus | name | object
1 | bus | vn_kv | float64
2 | bus | type | object
3 | bus | zone | object
4 | bus | in_service | bool
5 | load | name | object
6 | load | bus | uint32
7 | load | p_mw | float64
8 | load | q_mvar | float64
9 | load | const_z_percent | float64
10 | load | const_i_percent | float64
11 | load | sn_mva | float64
12 | load | scaling | float64
13 | load | in_service | bool
14 | load | type | object
15 | ext_grid | name | object
16 | ext_grid | bus | uint32
17 | ext_grid | vm_pu | float64
18 | ext_grid | va_degree | float64
19 | ext_grid | slack_weight | float64
20 | ext_grid | in_service | bool
21 | line | name | object
22 | line | std_type | object
23 | line | from_bus | uint32
24 | line | to_bus | uint32
25 | line | length_km | float64
26 | line | r_ohm_per_km | float64
27 | line | x_ohm_per_km | float64
28 | line | c_nf_per_km | float64
29 | line | g_us_per_km | float64
30 | line | max_i_ka | float64
31 | line | df | float64
32 | line | parallel | uint32
33 | line | type | object
34 | line | in_service | bool
35 | trafo | name | object
36 | trafo | std_type | object
37 | trafo | hv_bus | uint32
38 | trafo | lv_bus | uint32
39 | trafo | sn_mva | float64
40 | trafo | vn_hv_kv | float64
41 | trafo | vn_lv_kv | float64
42 | trafo | vk_percent | float64
43 | trafo | vkr_percent | float64
44 | trafo | pfe_kw | float64
45 | trafo | i0_percent | float64
46 | trafo | shift_degree | float64
47 | trafo | tap_side | object
48 | trafo | tap_neutral | int32
49 | trafo | tap_min | int32
50 | trafo | tap_max | int32
51 | trafo | tap_step_percent | float64
52 | trafo | tap_step_degree | float64
53 | trafo | tap_pos | int32
54 | trafo | tap_phase_shifter | bool
55 | trafo | parallel | uint32
56 | trafo | df | float64
57 | trafo | in_service | bool
58 | line_geodata | coords | object
59 | bus_geodata | x | float64
60 | bus_geodata | y | float64
61 | bus_geodata | coords | object
62 | res_bus | vm_pu | float64
63 | res_bus | va_degree | float64
64 | res_bus | p_mw | float64
65 | res_bus | q_mvar | float64
66 | res_line | p_from_mw | float64
67 | res_line | q_from_mvar | float64
68 | res_line | p_to_mw | float64
69 | res_line | q_to_mvar | float64
70 | res_line | pl_mw | float64
71 | res_line | ql_mvar | float64
72 | res_line | i_from_ka | float64
73 | res_line | i_to_ka | float64
74 | res_line | i_ka | float64
75 | res_line | vm_from_pu | float64
76 | res_line | va_from_degree | float64
77 | res_line | vm_to_pu | float64
78 | res_line | va_to_degree | float64
79 | res_line | loading_percent | float64
80 | res_trafo | p_hv_mw | float64
81 | res_trafo | q_hv_mvar | float64
82 | res_trafo | p_lv_mw | float64
83 | res_trafo | q_lv_mvar | float64
84 | res_trafo | pl_mw | float64
85 | res_trafo | ql_mvar | float64
86 | res_trafo | i_hv_ka | float64
87 | res_trafo | i_lv_ka | float64
88 | res_trafo | vm_hv_pu | float64
89 | res_trafo | va_hv_degree | float64
90 | res_trafo | vm_lv_pu | float64
91 | res_trafo | va_lv_degree | float64
92 | res_trafo | loading_percent | float64
93 | res_ext_grid | p_mw | float64
94 | res_ext_grid | q_mvar | float64
95 | res_load | p_mw | float64
96 | res_load | q_mvar | float64

## parameters
| version | format_version | converged | OPF_converged | name | f_hz | sn_mva
0 | 2.14.6 | 2.14.0 | TRUE | FALSE |  | 50 | 1