## bus
| name | vn_kv | type | zone | in_service
0 | bus_LV_2621-1_0_6_node_0 | 0.4 | n |  | TRUE
1 | bus_LV_2621-1_0_6_node_1 | 0.4 | n |  | TRUE
2 | bus_LV_2621-1_0_6_node_2 | 0.4 | n |  | TRUE
3 | bus_LV_2621-1_0_6_node_3 | 0.4 | n |  | TRUE
4 | bus_LV_2621-1_0_6_node_4 | 0.4 | n |  | TRUE
5 | bus_LV_2621-1_0_6_node_171 | 0.4 | n |  | TRUE
6 | bus_LV_2621-1_0_6_node_230 | 0.4 | n |  | TRUE
7 | bus_LV_2621-1_0_6_node_99 | 0.4 | n |  | TRUE
8 | bus_LV_2621-1_0_6_node_89 | 0.4 | n |  | TRUE
9 | bus_LV_2621-1_0_6_node_97 | 0.4 | n |  | TRUE
10 | bus_LV_2621-1_0_6_node_5 | 0.4 | n |  | TRUE
11 | bus_LV_2621-1_0_6_node_6 | 0.4 | n |  | TRUE
12 | bus_LV_2621-1_0_6_node_7 | 0.4 | n |  | TRUE
13 | bus_LV_2621-1_0_6_node_8 | 0.4 | n |  | TRUE
14 | bus_LV_2621-1_0_6_node_9 | 0.4 | n |  | TRUE
15 | bus_LV_2621-1_0_6_node_133 | 0.4 | n |  | TRUE
16 | bus_LV_2621-1_0_6_node_234 | 0.4 | n |  | TRUE
17 | bus_LV_2621-1_0_6_node_244 | 0.4 | n |  | TRUE
18 | bus_LV_2621-1_0_6_node_122 | 0.4 | n |  | TRUE
19 | bus_LV_2621-1_0_6_node_10 | 0.4 | n |  | TRUE
20 | bus_LV_2621-1_0_6_node_11 | 0.4 | n |  | TRUE
21 | bus_LV_2621-1_0_6_node_12 | 0.4 | n |  | TRUE
22 | bus_LV_2621-1_0_6_node_13 | 0.4 | n |  | TRUE
23 | bus_LV_2621-1_0_6_node_14 | 0.4 | n |  | TRUE
24 | bus_LV_2621-1_0_6_node_166 | 0.4 | n |  | TRUE
25 | bus_LV_2621-1_0_6_node_85 | 0.4 | n |  | TRUE
26 | bus_LV_2621-1_0_6_node_167 | 0.4 | n |  | TRUE
27 | bus_LV_2621-1_0_6_node_174 | 0.4 | n |  | TRUE
28 | bus_LV_2621-1_0_6_node_15 | 0.4 | n |  | TRUE
29 | bus_LV_2621-1_0_6_node_16 | 0.4 | n |  | TRUE
30 | bus_LV_2621-1_0_6_node_17 | 0.4 | n |  | TRUE
31 | bus_LV_2621-1_0_6_node_18 | 0.4 | n |  | TRUE
32 | bus_LV_2621-1_0_6_node_19 | 0.4 | n |  | TRUE
33 | bus_LV_2621-1_0_6_node_20 | 0.4 | n |  | TRUE
34 | bus_LV_2621-1_0_6_node_183 | 0.4 | n |  | TRUE
35 | bus_LV_2621-1_0_6_node_75 | 0.4 | n |  | TRUE
36 | bus_LV_2621-1_0_6_node_258 | 0.4 | n |  | TRUE
37 | bus_LV_2621-1_0_6_node_181 | 0.4 | n |  | TRUE
38 | bus_LV_2621-1_0_6_node_73 | 0.4 | n |  | TRUE
39 | bus_LV_2621-1_0_6_node_175 | 0.4 | n |  | TRUE
40 | bus_LV_2621-1_0_6_node_21 | 0.4 | n |  | TRUE
41 | bus_LV_2621-1_0_6_node_22 | 0.4 | n |  | TRUE
42 | bus_LV_2621-1_0_6_node_23 | 0.4 | n |  | TRUE
43 | bus_LV_2621-1_0_6_node_215 | 0.4 | n |  | TRUE
44 | bus_LV_2621-1_0_6_node_24 | 0.4 | n |  | TRUE
45 | bus_LV_2621-1_0_6_node_25 | 0.4 | n |  | TRUE
46 | bus_LV_2621-1_0_6_node_216 | 0.4 | n |  | TRUE
47 | bus_LV_2621-1_0_6_node_154 | 0.4 | n |  | TRUE
48 | bus_LV_2621-1_0_6_node_155 | 0.4 | n |  | TRUE
49 | bus_LV_2621-1_0_6_node_217 | 0.4 | n |  | TRUE
50 | bus_LV_2621-1_0_6_node_29 | 0.4 | n |  | TRUE
51 | bus_LV_2621-1_0_6_node_46 | 0.4 | n |  | TRUE
52 | bus_LV_2621-1_0_6_node_190 | 0.4 | n |  | TRUE
53 | bus_LV_2621-1_0_6_node_27 | 0.4 | n |  | TRUE
54 | bus_LV_2621-1_0_6_node_26 | 0.4 | n |  | TRUE
55 | bus_LV_2621-1_0_6_node_28 | 0.4 | n |  | TRUE
56 | bus_LV_2621-1_0_6_node_30 | 0.4 | n |  | TRUE
57 | bus_LV_2621-1_0_6_node_207 | 0.4 | n |  | TRUE
58 | bus_LV_2621-1_0_6_node_76 | 0.4 | n |  | TRUE
59 | bus_LV_2621-1_0_6_node_74 | 0.4 | n |  | TRUE
60 | bus_LV_2621-1_0_6_node_31 | 0.4 | n |  | TRUE
61 | bus_LV_2621-1_0_6_node_32 | 0.4 | n |  | TRUE
62 | bus_LV_2621-1_0_6_node_33 | 0.4 | n |  | TRUE
63 | bus_LV_2621-1_0_6_node_34 | 0.4 | n |  | TRUE
64 | bus_LV_2621-1_0_6_node_35 | 0.4 | n |  | TRUE
65 | bus_LV_2621-1_0_6_node_95 | 0.4 | n |  | TRUE
66 | bus_LV_2621-1_0_6_node_60 | 0.4 | n |  | TRUE
67 | bus_LV_2621-1_0_6_node_223 | 0.4 | n |  | TRUE
68 | bus_LV_2621-1_0_6_node_261 | 0.4 | n |  | TRUE
69 | bus_LV_2621-1_0_6_node_58 | 0.4 | n |  | TRUE
70 | bus_LV_2621-1_0_6_node_36 | 0.4 | n |  | TRUE
71 | bus_LV_2621-1_0_6_node_37 | 0.4 | n |  | TRUE
72 | bus_LV_2621-1_0_6_node_38 | 0.4 | n |  | TRUE
73 | bus_LV_2621-1_0_6_node_39 | 0.4 | n |  | TRUE
74 | bus_LV_2621-1_0_6_node_40 | 0.4 | n |  | TRUE
75 | bus_LV_2621-1_0_6_node_129 | 0.4 | n |  | TRUE
76 | bus_LV_2621-1_0_6_node_92 | 0.4 | n |  | TRUE
77 | bus_LV_2621-1_0_6_node_130 | 0.4 | n |  | TRUE
78 | bus_LV_2621-1_0_6_node_91 | 0.4 | n |  | TRUE
79 | bus_LV_2621-1_0_6_node_41 | 0.4 | n |  | TRUE
80 | bus_LV_2621-1_0_6_node_42 | 0.4 | n |  | TRUE
81 | bus_LV_2621-1_0_6_node_43 | 0.4 | n |  | TRUE
82 | bus_LV_2621-1_0_6_node_44 | 0.4 | n |  | TRUE
83 | bus_LV_2621-1_0_6_node_45 | 0.4 | n |  | TRUE
84 | bus_LV_2621-1_0_6_node_198 | 0.4 | n |  | TRUE
85 | bus_LV_2621-1_0_6_node_165 | 0.4 | n |  | TRUE
86 | bus_LV_2621-1_0_6_node_139 | 0.4 | n |  | TRUE
87 | bus_LV_2621-1_0_6_node_47 | 0.4 | n |  | TRUE
88 | bus_LV_2621-1_0_6_node_48 | 0.4 | n |  | TRUE
89 | bus_LV_2621-1_0_6_node_49 | 0.4 | n |  | TRUE
90 | bus_LV_2621-1_0_6_node_50 | 0.4 | n |  | TRUE
91 | bus_LV_2621-1_0_6_node_51 | 0.4 | n |  | TRUE
92 | bus_LV_2621-1_0_6_node_176 | 0.4 | n |  | TRUE
93 | bus_LV_2621-1_0_6_node_152 | 0.4 | n |  | TRUE
94 | bus_LV_2621-1_0_6_node_127 | 0.4 | n |  | TRUE
95 | bus_LV_2621-1_0_6_node_52 | 0.4 | n |  | TRUE
96 | bus_LV_2621-1_0_6_node_53 | 0.4 | n |  | TRUE
97 | bus_LV_2621-1_0_6_node_54 | 0.4 | n |  | TRUE
98 | bus_LV_2621-1_0_6_node_55 | 0.4 | n |  | TRUE
99 | bus_LV_2621-1_0_6_node_56 | 0.4 | n |  | TRUE
100 | bus_LV_2621-1_0_6_node_119 | 0.4 | n |  | TRUE
101 | bus_LV_2621-1_0_6_node_128 | 0.4 | n |  | TRUE
102 | bus_LV_2621-1_0_6_node_120 | 0.4 | n |  | TRUE
103 | bus_LV_2621-1_0_6_node_125 | 0.4 | n |  | TRUE
104 | bus_LV_2621-1_0_6_node_57 | 0.4 | n |  | TRUE
105 | bus_LV_2621-1_0_6_node_59 | 0.4 | n |  | TRUE
106 | bus_LV_2621-1_0_6_node_61 | 0.4 | n |  | TRUE
107 | bus_LV_2621-1_0_6_node_134 | 0.4 | n |  | TRUE
108 | bus_LV_2621-1_0_6_node_101 | 0.4 | n |  | TRUE
109 | bus_LV_2621-1_0_6_node_62 | 0.4 | n |  | TRUE
110 | bus_LV_2621-1_0_6_node_63 | 0.4 | n |  | TRUE
111 | bus_LV_2621-1_0_6_node_64 | 0.4 | n |  | TRUE
112 | bus_LV_2621-1_0_6_node_65 | 0.4 | n |  | TRUE
113 | bus_LV_2621-1_0_6_node_66 | 0.4 | n |  | TRUE
114 | bus_LV_2621-1_0_6_node_136 | 0.4 | n |  | TRUE
115 | bus_LV_2621-1_0_6_node_137 | 0.4 | n |  | TRUE
116 | bus_LV_2621-1_0_6_node_196 | 0.4 | n |  | TRUE
117 | bus_LV_2621-1_0_6_node_138 | 0.4 | n |  | TRUE
118 | bus_LV_2621-1_0_6_node_162 | 0.4 | n |  | TRUE
119 | bus_LV_2621-1_0_6_node_185 | 0.4 | n |  | TRUE
120 | bus_LV_2621-1_0_6_node_67 | 0.4 | n |  | TRUE
121 | bus_LV_2621-1_0_6_node_68 | 0.4 | n |  | TRUE
122 | bus_LV_2621-1_0_6_node_69 | 0.4 | n |  | TRUE
123 | bus_LV_2621-1_0_6_node_70 | 0.4 | n |  | TRUE
124 | bus_LV_2621-1_0_6_node_71 | 0.4 | n |  | TRUE
125 | bus_LV_2621-1_0_6_node_72 | 0.4 | n |  | TRUE
126 | bus_LV_2621-1_0_6_node_242 | 0.4 | n |  | TRUE
127 | bus_LV_2621-1_0_6_node_211 | 0.4 | n |  | TRUE
128 | bus_LV_2621-1_0_6_node_246 | 0.4 | n |  | TRUE
129 | bus_LV_2621-1_0_6_node_206 | 0.4 | n |  | TRUE
130 | bus_LV_2621-1_0_6_node_225 | 0.4 | n |  | TRUE
131 | bus_LV_2621-1_0_6_node_208 | 0.4 | n |  | TRUE
132 | bus_LV_2621-1_0_6_node_80 | 0.4 | n |  | TRUE
133 | bus_LV_2621-1_0_6_node_77 | 0.4 | n |  | TRUE
134 | bus_LV_2621-1_0_6_node_78 | 0.4 | n |  | TRUE
135 | bus_LV_2621-1_0_6_node_79 | 0.4 | n |  | TRUE
136 | bus_LV_2621-1_0_6_node_81 | 0.4 | n |  | TRUE
137 | bus_LV_2621-1_0_6_node_114 | 0.4 | n |  | TRUE
138 | bus_LV_2621-1_0_6_node_116 | 0.4 | n |  | TRUE
139 | bus_LV_2621-1_0_6_node_113 | 0.4 | n |  | TRUE
140 | bus_LV_2621-1_0_6_node_82 | 0.4 | n |  | TRUE
141 | bus_LV_2621-1_0_6_node_83 | 0.4 | n |  | TRUE
142 | bus_LV_2621-1_0_6_node_84 | 0.4 | n |  | TRUE
143 | bus_LV_2621-1_0_6_node_202 | 0.4 | n |  | TRUE
144 | bus_LV_2621-1_0_6_node_199 | 0.4 | n |  | TRUE
145 | bus_LV_2621-1_0_6_node_237 | 0.4 | n |  | TRUE
146 | bus_LV_2621-1_0_6_node_256 | 0.4 | n |  | TRUE
147 | bus_LV_2621-1_0_6_node_200 | 0.4 | n |  | TRUE
148 | bus_LV_2621-1_0_6_node_143 | 0.4 | n |  | TRUE
149 | bus_LV_2621-1_0_6_node_172 | 0.4 | n |  | TRUE
150 | bus_LV_2621-1_0_6_node_86 | 0.4 | n |  | TRUE
151 | bus_LV_2621-1_0_6_node_87 | 0.4 | n |  | TRUE
152 | bus_LV_2621-1_0_6_node_88 | 0.4 | n |  | TRUE
153 | bus_LV_2621-1_0_6_node_90 | 0.4 | n |  | TRUE
154 | bus_LV_2621-1_0_6_node_104 | 0.4 | n |  | TRUE
155 | bus_LV_2621-1_0_6_node_218 | 0.4 | n |  | TRUE
156 | bus_LV_2621-1_0_6_node_106 | 0.4 | n |  | TRUE
157 | bus_LV_2621-1_0_6_node_102 | 0.4 | n |  | TRUE
158 | bus_LV_2621-1_0_6_node_93 | 0.4 | n |  | TRUE
159 | bus_LV_2621-1_0_6_node_94 | 0.4 | n |  | TRUE
160 | bus_LV_2621-1_0_6_node_240 | 0.4 | n |  | TRUE
161 | bus_LV_2621-1_0_6_node_241 | 0.4 | n |  | TRUE
162 | bus_LV_2621-1_0_6_node_96 | 0.4 | n |  | TRUE
163 | bus_LV_2621-1_0_6_node_98 | 0.4 | n |  | TRUE
164 | bus_LV_2621-1_0_6_node_100 | 0.4 | n |  | TRUE
165 | bus_LV_2621-1_0_6_node_168 | 0.4 | n |  | TRUE
166 | bus_LV_2621-1_0_6_node_169 | 0.4 | n |  | TRUE
167 | bus_LV_2621-1_0_6_node_103 | 0.4 | n |  | TRUE
168 | bus_LV_2621-1_0_6_node_105 | 0.4 | n |  | TRUE
169 | bus_LV_2621-1_0_6_node_189 | 0.4 | n |  | TRUE
170 | bus_LV_2621-1_0_6_node_228 | 0.4 | n |  | TRUE
171 | bus_LV_2621-1_0_6_node_227 | 0.4 | n |  | TRUE
172 | bus_LV_2621-1_0_6_node_107 | 0.4 | n |  | TRUE
173 | bus_LV_2621-1_0_6_node_108 | 0.4 | n |  | TRUE
174 | bus_LV_2621-1_0_6_node_109 | 0.4 | n |  | TRUE
175 | bus_LV_2621-1_0_6_node_110 | 0.4 | n |  | TRUE
176 | bus_LV_2621-1_0_6_node_111 | 0.4 | n |  | TRUE
177 | bus_LV_2621-1_0_6_node_135 | 0.4 | n |  | TRUE
178 | bus_LV_2621-1_0_6_node_153 | 0.4 | n |  | TRUE
179 | bus_LV_2621-1_0_6_node_115 | 0.4 | n |  | TRUE
180 | bus_LV_2621-1_0_6_node_117 | 0.4 | n |  | TRUE
181 | bus_LV_2621-1_0_6_node_118 | 0.4 | n |  | TRUE
182 | bus_LV_2621-1_0_6_node_121 | 0.4 | n |  | TRUE
183 | bus_LV_2621-1_0_6_node_149 | 0.4 | n |  | TRUE
184 | bus_LV_2621-1_0_6_node_150 | 0.4 | n |  | TRUE
185 | bus_LV_2621-1_0_6_node_123 | 0.4 | n |  | TRUE
186 | bus_LV_2621-1_0_6_node_124 | 0.4 | n |  | TRUE
187 | bus_LV_2621-1_0_6_node_126 | 0.4 | n |  | TRUE
188 | bus_LV_2621-1_0_6_node_220 | 0.4 | n |  | TRUE
189 | bus_LV_2621-1_0_6_node_219 | 0.4 | n |  | TRUE
190 | bus_LV_2621-1_0_6_node_131 | 0.4 | n |  | TRUE
191 | bus_LV_2621-1_0_6_node_132 | 0.4 | n |  | TRUE
192 | bus_LV_2621-1_0_6_node_232 | 0.4 | n |  | TRUE
193 | bus_LV_2621-1_0_6_node_245 | 0.4 | n |  | TRUE
194 | bus_LV_2621-1_0_6_node_197 | 0.4 | n |  | TRUE
195 | bus_LV_2621-1_0_6_node_161 | 0.4 | n |  | TRUE
196 | bus_LV_2621-1_0_6_node_140 | 0.4 | n |  | TRUE
197 | bus_LV_2621-1_0_6_node_141 | 0.4 | n |  | TRUE
198 | bus_LV_2621-1_0_6_node_142 | 0.4 | n |  | TRUE
199 | bus_LV_2621-1_0_6_node_144 | 0.4 | n |  | TRUE
200 | bus_LV_2621-1_0_6_node_145 | 0.4 | n |  | TRUE
201 | bus_LV_2621-1_0_6_node_186 | 0.4 | n |  | TRUE
202 | bus_LV_2621-1_0_6_node_247 | 0.4 | n |  | TRUE
203 | bus_LV_2621-1_0_6_node_187 | 0.4 | n |  | TRUE
204 | bus_LV_2621-1_0_6_node_188 | 0.4 | n |  | TRUE
205 | bus_LV_2621-1_0_6_node_248 | 0.4 | n |  | TRUE
206 | bus_LV_2621-1_0_6_node_146 | 0.4 | n |  | TRUE
207 | bus_LV_2621-1_0_6_node_147 | 0.4 | n |  | TRUE
208 | bus_LV_2621-1_0_6_node_148 | 0.4 | n |  | TRUE
209 | bus_LV_2621-1_0_6_node_151 | 0.4 | n |  | TRUE
210 | bus_LV_2621-1_0_6_node_178 | 0.4 | n |  | TRUE
211 | bus_LV_2621-1_0_6_node_179 | 0.4 | n |  | TRUE
212 | bus_LV_2621-1_0_6_node_184 | 0.4 | n |  | TRUE
213 | bus_LV_2621-1_0_6_node_156 | 0.4 | n |  | TRUE
214 | bus_LV_2621-1_0_6_node_157 | 0.4 | n |  | TRUE
215 | bus_LV_2621-1_0_6_node_158 | 0.4 | n |  | TRUE
216 | bus_LV_2621-1_0_6_node_159 | 0.4 | n |  | TRUE
217 | bus_LV_2621-1_0_6_node_160 | 0.4 | n |  | TRUE
218 | bus_LV_2621-1_0_6_node_238 | 0.4 | n |  | TRUE
219 | bus_LV_2621-1_0_6_node_243 | 0.4 | n |  | TRUE
220 | bus_LV_2621-1_0_6_node_250 | 0.4 | n |  | TRUE
221 | bus_LV_2621-1_0_6_node_212 | 0.4 | n |  | TRUE
222 | bus_LV_2621-1_0_6_node_163 | 0.4 | n |  | TRUE
223 | bus_LV_2621-1_0_6_node_164 | 0.4 | n |  | TRUE
224 | bus_LV_2621-1_0_6_node_195 | 0.4 | n |  | TRUE
225 | bus_LV_2621-1_0_6_node_193 | 0.4 | n |  | TRUE
226 | bus_LV_2621-1_0_6_node_170 | 0.4 | n |  | TRUE
227 | bus_LV_2621-1_0_6_node_177 | 0.4 | n |  | TRUE
228 | bus_LV_2621-1_0_6_node_173 | 0.4 | n |  | TRUE
229 | bus_LV_2621-1_0_6_node_257 | 0.4 | n |  | TRUE
230 | bus_LV_2621-1_0_6_node_253 | 0.4 | n |  | TRUE
231 | bus_LV_2621-1_0_6_node_180 | 0.4 | n |  | TRUE
232 | bus_LV_2621-1_0_6_node_239 | 0.4 | n |  | TRUE
233 | bus_LV_2621-1_0_6_node_182 | 0.4 | n |  | TRUE
234 | bus_LV_2621-1_0_6_node_209 | 0.4 | n |  | TRUE
235 | bus_LV_2621-1_0_6_node_213 | 0.4 | n |  | TRUE
236 | bus_LV_2621-1_0_6_node_210 | 0.4 | n |  | TRUE
237 | bus_LV_2621-1_0_6_node_214 | 0.4 | n |  | TRUE
238 | bus_LV_2621-1_0_6_node_191 | 0.4 | n |  | TRUE
239 | bus_LV_2621-1_0_6_node_192 | 0.4 | n |  | TRUE
240 | bus_LV_2621-1_0_6_node_194 | 0.4 | n |  | TRUE
241 | bus_LV_2621-1_0_6_node_201 | 0.4 | n |  | TRUE
242 | bus_LV_2621-1_0_6_node_226 | 0.4 | n |  | TRUE
243 | bus_LV_2621-1_0_6_node_203 | 0.4 | n |  | TRUE
244 | bus_LV_2621-1_0_6_node_204 | 0.4 | n |  | TRUE
245 | bus_LV_2621-1_0_6_node_221 | 0.4 | n |  | TRUE
246 | bus_LV_2621-1_0_6_node_222 | 0.4 | n |  | TRUE
247 | bus_LV_2621-1_0_6_node_249 | 0.4 | n |  | TRUE
248 | bus_LV_2621-1_0_6_node_229 | 0.4 | n |  | TRUE
249 | bus_LV_2621-1_0_6_node_236 | 0.4 | n |  | TRUE
250 | bus_LV_2621-1_0_6_node_231 | 0.4 | n |  | TRUE
251 | bus_LV_2621-1_0_6_node_233 | 0.4 | n |  | TRUE
252 | bus_LV_2621-1_0_6_node_235 | 0.4 | n |  | TRUE
253 | bus_LV_2621-1_0_6_node_254 | 0.4 | n |  | TRUE
254 | bus_LV_2621-1_0_6_node_255 | 0.4 | n |  | TRUE
255 | bus_LV_2621-1_0_6_node_251 | 0.4 | n |  | TRUE
256 | bus_LV_2621-1_0_6_node_252 | 0.4 | n |  | TRUE
257 | bus_LV_2621-1_0_6_node_259 | 0.4 | n |  | TRUE
258 | bus_MV_287_0_node_153 | 20 | n |  | TRUE

## load
| name | bus | p_mw | q_mvar | const_z_percent | const_i_percent | sn_mva | scaling | in_service | type
0 | LV_2621-1_0_6_load_0 | 0 | 0.001366 | 0.00034236 | 0 | 0 |  | 1 | TRUE | wye
1 | LV_2621-1_0_6_load_1 | 1 | 0.0018132 | 0.00045443 | 0 | 0 |  | 1 | TRUE | wye
2 | LV_2621-1_0_6_load_2 | 2 | 0.0010458 | 0.0002621 | 0 | 0 |  | 1 | TRUE | wye
3 | LV_2621-1_0_6_load_3 | 3 | 0.0036305 | 0.00090989 | 0 | 0 |  | 1 | TRUE | wye
4 | LV_2621-1_0_6_load_171 | 5 | 0.0032299 | 0.00080948 | 0 | 0 |  | 1 | TRUE | wye
5 | LV_2621-1_0_6_load_230 | 6 | 0.00049109 | 0.00012308 | 0 | 0 |  | 1 | TRUE | wye
6 | LV_2621-1_0_6_load_89 | 8 | 0.0052775 | 0.0013227 | 0 | 0 |  | 1 | TRUE | wye
7 | LV_2621-1_0_6_load_97 | 9 | 0.0035035 | 0.00087805 | 0 | 0 |  | 1 | TRUE | wye
8 | LV_2621-1_0_6_load_5 | 10 | 0.00063103 | 0.00015815 | 0 | 0 |  | 1 | TRUE | wye
9 | LV_2621-1_0_6_load_6 | 11 | 0.0010965 | 0.00027481 | 0 | 0 |  | 1 | TRUE | wye
10 | LV_2621-1_0_6_load_7 | 12 | 0.00062775 | 0.00015733 | 0 | 0 |  | 1 | TRUE | wye
11 | LV_2621-1_0_6_load_8 | 13 | 0.0013097 | 0.00032825 | 0 | 0 |  | 1 | TRUE | wye
12 | LV_2621-1_0_6_load_9 | 14 | 0.0020227 | 0.00050694 | 0 | 0 |  | 1 | TRUE | wye
13 | LV_2621-1_0_6_load_234 | 16 | 0.0020533 | 0.00051461 | 0 | 0 |  | 1 | TRUE | wye
14 | LV_2621-1_0_6_load_244 | 17 | 0.0016973 | 0.00042539 | 0 | 0 |  | 1 | TRUE | wye
15 | LV_2621-1_0_6_load_122 | 18 | 0.0019754 | 0.00049509 | 0 | 0 |  | 1 | TRUE | wye
16 | LV_2621-1_0_6_load_10 | 19 | 0.0012505 | 0.0003134 | 0 | 0 |  | 1 | TRUE | wye
17 | LV_2621-1_0_6_load_11 | 20 | 0.0023841 | 0.00059752 | 0 | 0 |  | 1 | TRUE | wye
18 | LV_2621-1_0_6_load_12 | 21 | 0.0010994 | 0.00027555 | 0 | 0 |  | 1 | TRUE | wye
19 | LV_2621-1_0_6_load_13 | 22 | 0.0021752 | 0.00054517 | 0 | 0 |  | 1 | TRUE | wye
20 | LV_2621-1_0_6_load_14 | 23 | 0.0011638 | 0.00029168 | 0 | 0 |  | 1 | TRUE | wye
21 | LV_2621-1_0_6_load_166 | 24 | 0.0033691 | 0.00084436 | 0 | 0 |  | 1 | TRUE | wye
22 | LV_2621-1_0_6_load_85 | 25 | 0.0015664 | 0.00039257 | 0 | 0 |  | 1 | TRUE | wye
23 | LV_2621-1_0_6_load_167 | 26 | 0.0013603 | 0.00034091 | 0 | 0 |  | 1 | TRUE | wye
24 | LV_2621-1_0_6_load_15 | 28 | 0.0039547 | 0.00099113 | 0 | 0 |  | 1 | TRUE | wye
25 | LV_2621-1_0_6_load_16 | 29 | 0.0036067 | 0.00090392 | 0 | 0 |  | 1 | TRUE | wye
26 | LV_2621-1_0_6_load_18 | 31 | 0.0021433 | 0.00053717 | 0 | 0 |  | 1 | TRUE | wye
27 | LV_2621-1_0_6_load_19 | 32 | 0.0025907 | 0.0006493 | 0 | 0 |  | 1 | TRUE | wye
28 | LV_2621-1_0_6_load_20 | 33 | 0.0033081 | 0.0008291 | 0 | 0 |  | 1 | TRUE | wye
29 | LV_2621-1_0_6_load_183 | 34 | 0.0010827 | 0.00027136 | 0 | 0 |  | 1 | TRUE | wye
30 | LV_2621-1_0_6_load_75 | 35 | 0.0060499 | 0.0015162 | 0 | 0 |  | 1 | TRUE | wye
31 | LV_2621-1_0_6_load_258 | 36 | 0.0030368 | 0.0007611 | 0 | 0 |  | 1 | TRUE | wye
32 | LV_2621-1_0_6_load_181 | 37 | 0.0010587 | 0.00026533 | 0 | 0 |  | 1 | TRUE | wye
33 | LV_2621-1_0_6_load_73 | 38 | 0.0018766 | 0.00047033 | 0 | 0 |  | 1 | TRUE | wye
34 | LV_2621-1_0_6_load_21 | 40 | 0.00093081 | 0.00023328 | 0 | 0 |  | 1 | TRUE | wye
35 | LV_2621-1_0_6_load_22 | 41 | 0.00084818 | 0.00021257 | 0 | 0 |  | 1 | TRUE | wye
36 | LV_2621-1_0_6_load_23 | 42 | 0.0011622 | 0.00029128 | 0 | 0 |  | 1 | TRUE | wye
37 | LV_2621-1_0_6_load_215 | 43 | 0.00087106 | 0.00021831 | 0 | 0 |  | 1 | TRUE | wye
38 | LV_2621-1_0_6_load_25 | 45 | 0.0012675 | 0.00031766 | 0 | 0 |  | 1 | TRUE | wye
39 | LV_2621-1_0_6_load_216 | 46 | 0.0014642 | 0.00036695 | 0 | 0 |  | 1 | TRUE | wye
40 | LV_2621-1_0_6_load_154 | 47 | 0.00074468 | 0.00018664 | 0 | 0 |  | 1 | TRUE | wye
41 | LV_2621-1_0_6_load_155 | 48 | 0.0011429 | 0.00028644 | 0 | 0 |  | 1 | TRUE | wye
42 | LV_2621-1_0_6_load_217 | 49 | 0.0012177 | 0.00030519 | 0 | 0 |  | 1 | TRUE | wye
43 | LV_2621-1_0_6_load_29 | 50 | 0.00055972 | 0.00014028 | 0 | 0 |  | 1 | TRUE | wye
44 | LV_2621-1_0_6_load_190 | 52 | 0.0019788 | 0.00049592 | 0 | 0 |  | 1 | TRUE | wye
45 | LV_2621-1_0_6_load_27 | 53 | 0.00056046 | 0.00014046 | 0 | 0 |  | 1 | TRUE | wye
46 | LV_2621-1_0_6_load_26 | 54 | 0.00071819 | 0.00018 | 0 | 0 |  | 1 | TRUE | wye
47 | LV_2621-1_0_6_load_28 | 55 | 0.00065212 | 0.00016344 | 0 | 0 |  | 1 | TRUE | wye
48 | LV_2621-1_0_6_load_207 | 57 | 0.0005854 | 0.00014671 | 0 | 0 |  | 1 | TRUE | wye
49 | LV_2621-1_0_6_load_76 | 58 | 0.00059179 | 0.00014832 | 0 | 0 |  | 1 | TRUE | wye
50 | LV_2621-1_0_6_load_74 | 59 | 0.00069028 | 0.000173 | 0 | 0 |  | 1 | TRUE | wye
51 | LV_2621-1_0_6_load_31 | 60 | 0.0064036 | 0.0016049 | 0 | 0 |  | 1 | TRUE | wye
52 | LV_2621-1_0_6_load_32 | 61 | 0.0023897 | 0.00059891 | 0 | 0 |  | 1 | TRUE | wye
53 | LV_2621-1_0_6_load_33 | 62 | 0.0010994 | 0.00027553 | 0 | 0 |  | 1 | TRUE | wye
54 | LV_2621-1_0_6_load_34 | 63 | 0.0097205 | 0.0024362 | 0 | 0 |  | 1 | TRUE | wye
55 | LV_2621-1_0_6_load_60 | 66 | 0.0012704 | 0.00031839 | 0 | 0 |  | 1 | TRUE | wye
56 | LV_2621-1_0_6_load_223 | 67 | 0.004678 | 0.0011724 | 0 | 0 |  | 1 | TRUE | wye
57 | LV_2621-1_0_6_load_261 | 68 | 0.0028888 | 0.00072401 | 0 | 0 |  | 1 | TRUE | wye
58 | LV_2621-1_0_6_load_58 | 69 | 0.0014575 | 0.00036528 | 0 | 0 |  | 1 | TRUE | wye
59 | LV_2621-1_0_6_load_36 | 70 | 0.0022138 | 0.00055483 | 0 | 0 |  | 1 | TRUE | wye
60 | LV_2621-1_0_6_load_37 | 71 | 0.0020689 | 0.00051851 | 0 | 0 |  | 1 | TRUE | wye
61 | LV_2621-1_0_6_load_38 | 72 | 0.0016542 | 0.00041457 | 0 | 0 |  | 1 | TRUE | wye
62 | LV_2621-1_0_6_load_39 | 73 | 0.0015347 | 0.00038464 | 0 | 0 |  | 1 | TRUE | wye
63 | LV_2621-1_0_6_load_40 | 74 | 0.0016322 | 0.00040908 | 0 | 0 |  | 1 | TRUE | wye
64 | LV_2621-1_0_6_load_129 | 75 | 0.0015233 | 0.00038178 | 0 | 0 |  | 1 | TRUE | wye
65 | LV_2621-1_0_6_load_92 | 76 | 0.0023225 | 0.00058206 | 0 | 0 |  | 1 | TRUE | wye
66 | LV_2621-1_0_6_load_130 | 77 | 0.0010501 | 0.00026319 | 0 | 0 |  | 1 | TRUE | wye
67 | LV_2621-1_0_6_load_91 | 78 | 0.0045439 | 0.0011388 | 0 | 0 |  | 1 | TRUE | wye
68 | LV_2621-1_0_6_load_41 | 79 | 0.0011117 | 0.00027862 | 0 | 0 |  | 1 | TRUE | wye
69 | LV_2621-1_0_6_load_42 | 80 | 0.0014895 | 0.0003733 | 0 | 0 |  | 1 | TRUE | wye
70 | LV_2621-1_0_6_load_45 | 83 | 0.0012382 | 0.00031032 | 0 | 0 |  | 1 | TRUE | wye
71 | LV_2621-1_0_6_load_198 | 84 | 0.0010041 | 0.00025164 | 0 | 0 |  | 1 | TRUE | wye
72 | LV_2621-1_0_6_load_165 | 85 | 0.0014474 | 0.00036276 | 0 | 0 |  | 1 | TRUE | wye
73 | LV_2621-1_0_6_load_139 | 86 | 0.0018995 | 0.00047607 | 0 | 0 |  | 1 | TRUE | wye
74 | LV_2621-1_0_6_load_47 | 87 | 0.0021845 | 0.0005475 | 0 | 0 |  | 1 | TRUE | wye
75 | LV_2621-1_0_6_load_48 | 88 | 0.0020449 | 0.00051249 | 0 | 0 |  | 1 | TRUE | wye
76 | LV_2621-1_0_6_load_49 | 89 | 0.002048 | 0.00051327 | 0 | 0 |  | 1 | TRUE | wye
77 | LV_2621-1_0_6_load_50 | 90 | 0.0017158 | 0.00043003 | 0 | 0 |  | 1 | TRUE | wye
78 | LV_2621-1_0_6_load_51 | 91 | 0.0020533 | 0.00051462 | 0 | 0 |  | 1 | TRUE | wye
79 | LV_2621-1_0_6_load_176 | 92 | 0.0018796 | 0.00047107 | 0 | 0 |  | 1 | TRUE | wye
80 | LV_2621-1_0_6_load_152 | 93 | 0.0013642 | 0.0003419 | 0 | 0 |  | 1 | TRUE | wye
81 | LV_2621-1_0_6_load_52 | 95 | 0.0017538 | 0.00043953 | 0 | 0 |  | 1 | TRUE | wye
82 | LV_2621-1_0_6_load_53 | 96 | 0.0016672 | 0.00041783 | 0 | 0 |  | 1 | TRUE | wye
83 | LV_2621-1_0_6_load_54 | 97 | 0.0034978 | 0.00087664 | 0 | 0 |  | 1 | TRUE | wye
84 | LV_2621-1_0_6_load_55 | 98 | 0.00081497 | 0.00020425 | 0 | 0 |  | 1 | TRUE | wye
85 | LV_2621-1_0_6_load_56 | 99 | 0.0013774 | 0.00034521 | 0 | 0 |  | 1 | TRUE | wye
86 | LV_2621-1_0_6_load_119 | 100 | 0.0022751 | 0.00057019 | 0 | 0 |  | 1 | TRUE | wye
87 | LV_2621-1_0_6_load_128 | 101 | 0.0015266 | 0.00038261 | 0 | 0 |  | 1 | TRUE | wye
88 | LV_2621-1_0_6_load_57 | 104 | 0.0016645 | 0.00041716 | 0 | 0 |  | 1 | TRUE | wye
89 | LV_2621-1_0_6_load_59 | 105 | 0.001543 | 0.00038672 | 0 | 0 |  | 1 | TRUE | wye
90 | LV_2621-1_0_6_load_61 | 106 | 0.0021251 | 0.00053261 | 0 | 0 |  | 1 | TRUE | wye
91 | LV_2621-1_0_6_load_134 | 107 | 0.00077934 | 0.00019532 | 0 | 0 |  | 1 | TRUE | wye
92 | LV_2621-1_0_6_load_101 | 108 | 0.0013097 | 0.00032825 | 0 | 0 |  | 1 | TRUE | wye
93 | LV_2621-1_0_6_load_62 | 109 | 0.0010758 | 0.00026963 | 0 | 0 |  | 1 | TRUE | wye
94 | LV_2621-1_0_6_load_63 | 110 | 0.0014429 | 0.00036163 | 0 | 0 |  | 1 | TRUE | wye
95 | LV_2621-1_0_6_load_64 | 111 | 0.0012587 | 0.00031545 | 0 | 0 |  | 1 | TRUE | wye
96 | LV_2621-1_0_6_load_66 | 113 | 0.00071423 | 0.000179 | 0 | 0 |  | 1 | TRUE | wye
97 | LV_2621-1_0_6_load_136 | 114 | 0.0020345 | 0.0005099 | 0 | 0 |  | 1 | TRUE | wye
98 | LV_2621-1_0_6_load_137 | 115 | 0.0014582 | 0.00036547 | 0 | 0 |  | 1 | TRUE | wye
99 | LV_2621-1_0_6_load_196 | 116 | 0.00080142 | 0.00020085 | 0 | 0 |  | 1 | TRUE | wye
100 | LV_2621-1_0_6_load_138 | 117 | 0.001306 | 0.00032732 | 0 | 0 |  | 1 | TRUE | wye
101 | LV_2621-1_0_6_load_162 | 118 | 0.0013016 | 0.0003262 | 0 | 0 |  | 1 | TRUE | wye
102 | LV_2621-1_0_6_load_185 | 119 | 0.0089605 | 0.0022457 | 0 | 0 |  | 1 | TRUE | wye
103 | LV_2621-1_0_6_load_67 | 120 | 0.0021872 | 0.00054818 | 0 | 0 |  | 1 | TRUE | wye
104 | LV_2621-1_0_6_load_68 | 121 | 0.0010978 | 0.00027513 | 0 | 0 |  | 1 | TRUE | wye
105 | LV_2621-1_0_6_load_70 | 123 | 0.0019051 | 0.00047746 | 0 | 0 |  | 1 | TRUE | wye
106 | LV_2621-1_0_6_load_71 | 124 | 0.001597 | 0.00040024 | 0 | 0 |  | 1 | TRUE | wye
107 | LV_2621-1_0_6_load_72 | 125 | 0.0016606 | 0.0004162 | 0 | 0 |  | 1 | TRUE | wye
108 | LV_2621-1_0_6_load_211 | 127 | 0.0015189 | 0.00038066 | 0 | 0 |  | 1 | TRUE | wye
109 | LV_2621-1_0_6_load_246 | 128 | 0.0015888 | 0.0003982 | 0 | 0 |  | 1 | TRUE | wye
110 | LV_2621-1_0_6_load_206 | 129 | 0.0015995 | 0.00040088 | 0 | 0 |  | 1 | TRUE | wye
111 | LV_2621-1_0_6_load_225 | 130 | 0.0033196 | 0.00083198 | 0 | 0 |  | 1 | TRUE | wye
112 | LV_2621-1_0_6_load_208 | 131 | 0.0012745 | 0.00031941 | 0 | 0 |  | 1 | TRUE | wye
113 | LV_2621-1_0_6_load_80 | 132 | 0.001962 | 0.00049173 | 0 | 0 |  | 1 | TRUE | wye
114 | LV_2621-1_0_6_load_77 | 133 | 0.0032757 | 0.00082097 | 0 | 0 |  | 1 | TRUE | wye
115 | LV_2621-1_0_6_load_78 | 134 | 0.0023895 | 0.00059885 | 0 | 0 |  | 1 | TRUE | wye
116 | LV_2621-1_0_6_load_81 | 136 | 0.0026845 | 0.00067279 | 0 | 0 |  | 1 | TRUE | wye
117 | LV_2621-1_0_6_load_116 | 138 | 0.0031621 | 0.0007925 | 0 | 0 |  | 1 | TRUE | wye
118 | LV_2621-1_0_6_load_113 | 139 | 0.0022397 | 0.00056132 | 0 | 0 |  | 1 | TRUE | wye
119 | LV_2621-1_0_6_load_84 | 142 | 0.0022209 | 0.0005566 | 0 | 0 |  | 1 | TRUE | wye
120 | LV_2621-1_0_6_load_202 | 143 | 0.0016974 | 0.00042541 | 0 | 0 |  | 1 | TRUE | wye
121 | LV_2621-1_0_6_load_199 | 144 | 0.00080006 | 0.00020051 | 0 | 0 |  | 1 | TRUE | wye
122 | LV_2621-1_0_6_load_237 | 145 | 0.0010558 | 0.00026462 | 0 | 0 |  | 1 | TRUE | wye
123 | LV_2621-1_0_6_load_256 | 146 | 0.0019383 | 0.00048577 | 0 | 0 |  | 1 | TRUE | wye
124 | LV_2621-1_0_6_load_200 | 147 | 0.0035737 | 0.00089565 | 0 | 0 |  | 1 | TRUE | wye
125 | LV_2621-1_0_6_load_143 | 148 | 0.0010225 | 0.00025626 | 0 | 0 |  | 1 | TRUE | wye
126 | LV_2621-1_0_6_load_172 | 149 | 0.0016041 | 0.00040202 | 0 | 0 |  | 1 | TRUE | wye
127 | LV_2621-1_0_6_load_86 | 150 | 0.0023293 | 0.00058378 | 0 | 0 |  | 1 | TRUE | wye
128 | LV_2621-1_0_6_load_87 | 151 | 0.011864 | 0.0029734 | 0 | 0 |  | 1 | TRUE | wye
129 | LV_2621-1_0_6_load_88 | 152 | 0.0018979 | 0.00047567 | 0 | 0 |  | 1 | TRUE | wye
130 | LV_2621-1_0_6_load_218 | 155 | 0.0031069 | 0.00077865 | 0 | 0 |  | 1 | TRUE | wye
131 | LV_2621-1_0_6_load_106 | 156 | 0.0053429 | 0.0013391 | 0 | 0 |  | 1 | TRUE | wye
132 | LV_2621-1_0_6_load_102 | 157 | 0.01355 | 0.0033959 | 0 | 0 |  | 1 | TRUE | wye
133 | LV_2621-1_0_6_load_93 | 158 | 0.0035915 | 0.00090013 | 0 | 0 |  | 1 | TRUE | wye
134 | LV_2621-1_0_6_load_94 | 159 | 0.0029897 | 0.00074928 | 0 | 0 |  | 1 | TRUE | wye
135 | LV_2621-1_0_6_load_240 | 160 | 0.0018343 | 0.00045971 | 0 | 0 |  | 1 | TRUE | wye
136 | LV_2621-1_0_6_load_241 | 161 | 0.0035155 | 0.00088107 | 0 | 0 |  | 1 | TRUE | wye
137 | LV_2621-1_0_6_load_96 | 162 | 0.0018046 | 0.00045227 | 0 | 0 |  | 1 | TRUE | wye
138 | LV_2621-1_0_6_load_100 | 164 | 0.0016244 | 0.0004071 | 0 | 0 |  | 1 | TRUE | wye
139 | LV_2621-1_0_6_load_168 | 165 | 0.0030307 | 0.00075956 | 0 | 0 |  | 1 | TRUE | wye
140 | LV_2621-1_0_6_load_103 | 167 | 0.0062296 | 0.0015613 | 0 | 0 |  | 1 | TRUE | wye
141 | LV_2621-1_0_6_load_105 | 168 | 0.0010491 | 0.00026294 | 0 | 0 |  | 1 | TRUE | wye
142 | LV_2621-1_0_6_load_189 | 169 | 0.00086406 | 0.00021655 | 0 | 0 |  | 1 | TRUE | wye
143 | LV_2621-1_0_6_load_228 | 170 | 0.0048143 | 0.0012066 | 0 | 0 |  | 1 | TRUE | wye
144 | LV_2621-1_0_6_load_107 | 172 | 0.0022791 | 0.00057119 | 0 | 0 |  | 1 | TRUE | wye
145 | LV_2621-1_0_6_load_108 | 173 | 0.001202 | 0.00030126 | 0 | 0 |  | 1 | TRUE | wye
146 | LV_2621-1_0_6_load_110 | 175 | 0.0011786 | 0.00029539 | 0 | 0 |  | 1 | TRUE | wye
147 | LV_2621-1_0_6_load_111 | 176 | 0.0016507 | 0.0004137 | 0 | 0 |  | 1 | TRUE | wye
148 | LV_2621-1_0_6_load_135 | 177 | 0.0011724 | 0.00029384 | 0 | 0 |  | 1 | TRUE | wye
149 | LV_2621-1_0_6_load_153 | 178 | 0.0012945 | 0.00032443 | 0 | 0 |  | 1 | TRUE | wye
150 | LV_2621-1_0_6_load_117 | 180 | 0.0019241 | 0.00048222 | 0 | 0 |  | 1 | TRUE | wye
151 | LV_2621-1_0_6_load_118 | 181 | 0.0017885 | 0.00044824 | 0 | 0 |  | 1 | TRUE | wye
152 | LV_2621-1_0_6_load_149 | 183 | 0.0024014 | 0.00060185 | 0 | 0 |  | 1 | TRUE | wye
153 | LV_2621-1_0_6_load_123 | 185 | 0.00085854 | 0.00021517 | 0 | 0 |  | 1 | TRUE | wye
154 | LV_2621-1_0_6_load_124 | 186 | 0.0013166 | 0.00032996 | 0 | 0 |  | 1 | TRUE | wye
155 | LV_2621-1_0_6_load_126 | 187 | 0.0011879 | 0.00029772 | 0 | 0 |  | 1 | TRUE | wye
156 | LV_2621-1_0_6_load_220 | 188 | 0.0014556 | 0.00036482 | 0 | 0 |  | 1 | TRUE | wye
157 | LV_2621-1_0_6_load_219 | 189 | 0.0012417 | 0.00031121 | 0 | 0 |  | 1 | TRUE | wye
158 | LV_2621-1_0_6_load_131 | 190 | 0.002405 | 0.00060274 | 0 | 0 |  | 1 | TRUE | wye
159 | LV_2621-1_0_6_load_132 | 191 | 0.0025997 | 0.00065155 | 0 | 0 |  | 1 | TRUE | wye
160 | LV_2621-1_0_6_load_232 | 192 | 0.0021359 | 0.0005353 | 0 | 0 |  | 1 | TRUE | wye
161 | LV_2621-1_0_6_load_245 | 193 | 0.0013799 | 0.00034584 | 0 | 0 |  | 1 | TRUE | wye
162 | LV_2621-1_0_6_load_197 | 194 | 0.0016488 | 0.00041323 | 0 | 0 |  | 1 | TRUE | wye
163 | LV_2621-1_0_6_load_161 | 195 | 0.0012574 | 0.00031513 | 0 | 0 |  | 1 | TRUE | wye
164 | LV_2621-1_0_6_load_140 | 196 | 0.0011777 | 0.00029515 | 0 | 0 |  | 1 | TRUE | wye
165 | LV_2621-1_0_6_load_141 | 197 | 0.001061 | 0.00026592 | 0 | 0 |  | 1 | TRUE | wye
166 | LV_2621-1_0_6_load_144 | 199 | 0.0034397 | 0.00086207 | 0 | 0 |  | 1 | TRUE | wye
167 | LV_2621-1_0_6_load_145 | 200 | 0.0033499 | 0.00083955 | 0 | 0 |  | 1 | TRUE | wye
168 | LV_2621-1_0_6_load_247 | 202 | 0.0016249 | 0.00040723 | 0 | 0 |  | 1 | TRUE | wye
169 | LV_2621-1_0_6_load_187 | 203 | 0.0040549 | 0.0010162 | 0 | 0 |  | 1 | TRUE | wye
170 | LV_2621-1_0_6_load_188 | 204 | 0.0017428 | 0.00043679 | 0 | 0 |  | 1 | TRUE | wye
171 | LV_2621-1_0_6_load_248 | 205 | 0.0013749 | 0.00034457 | 0 | 0 |  | 1 | TRUE | wye
172 | LV_2621-1_0_6_load_146 | 206 | 0.0028805 | 0.00072193 | 0 | 0 |  | 1 | TRUE | wye
173 | LV_2621-1_0_6_load_147 | 207 | 0.00083235 | 0.00020861 | 0 | 0 |  | 1 | TRUE | wye
174 | LV_2621-1_0_6_load_148 | 208 | 0.00083668 | 0.00020969 | 0 | 0 |  | 1 | TRUE | wye
175 | LV_2621-1_0_6_load_178 | 210 | 0.0025975 | 0.00065099 | 0 | 0 |  | 1 | TRUE | wye
176 | LV_2621-1_0_6_load_179 | 211 | 0.0014298 | 0.00035834 | 0 | 0 |  | 1 | TRUE | wye
177 | LV_2621-1_0_6_load_184 | 212 | 0.0010803 | 0.00027075 | 0 | 0 |  | 1 | TRUE | wye
178 | LV_2621-1_0_6_load_156 | 213 | 0.0015446 | 0.00038712 | 0 | 0 |  | 1 | TRUE | wye
179 | LV_2621-1_0_6_load_157 | 214 | 0.0028582 | 0.00071634 | 0 | 0 |  | 1 | TRUE | wye
180 | LV_2621-1_0_6_load_158 | 215 | 0.0016829 | 0.00042177 | 0 | 0 |  | 1 | TRUE | wye
181 | LV_2621-1_0_6_load_159 | 216 | 0.0025491 | 0.00063886 | 0 | 0 |  | 1 | TRUE | wye
182 | LV_2621-1_0_6_load_160 | 217 | 0.0014715 | 0.00036879 | 0 | 0 |  | 1 | TRUE | wye
183 | LV_2621-1_0_6_load_238 | 218 | 0.001334 | 0.00033434 | 0 | 0 |  | 1 | TRUE | wye
184 | LV_2621-1_0_6_load_243 | 219 | 0.0016842 | 0.00042211 | 0 | 0 |  | 1 | TRUE | wye
185 | LV_2621-1_0_6_load_250 | 220 | 0.0012501 | 0.00031331 | 0 | 0 |  | 1 | TRUE | wye
186 | LV_2621-1_0_6_load_212 | 221 | 0.0043809 | 0.001098 | 0 | 0 |  | 1 | TRUE | wye
187 | LV_2621-1_0_6_load_163 | 222 | 0.0023536 | 0.00058987 | 0 | 0 |  | 1 | TRUE | wye
188 | LV_2621-1_0_6_load_164 | 223 | 0.0021055 | 0.0005277 | 0 | 0 |  | 1 | TRUE | wye
189 | LV_2621-1_0_6_load_195 | 224 | 0.002074 | 0.00051978 | 0 | 0 |  | 1 | TRUE | wye
190 | LV_2621-1_0_6_load_193 | 225 | 0.0023712 | 0.00059429 | 0 | 0 |  | 1 | TRUE | wye
191 | LV_2621-1_0_6_load_170 | 226 | 0.0063718 | 0.0015969 | 0 | 0 |  | 1 | TRUE | wye
192 | LV_2621-1_0_6_load_177 | 227 | 0.0015817 | 0.0003964 | 0 | 0 |  | 1 | TRUE | wye
193 | LV_2621-1_0_6_load_173 | 228 | 0.0024757 | 0.00062047 | 0 | 0 |  | 1 | TRUE | wye
194 | LV_2621-1_0_6_load_257 | 229 | 0.0021718 | 0.0005443 | 0 | 0 |  | 1 | TRUE | wye
195 | LV_2621-1_0_6_load_253 | 230 | 0.0037362 | 0.00093639 | 0 | 0 |  | 1 | TRUE | wye
196 | LV_2621-1_0_6_load_180 | 231 | 0.00104 | 0.00026064 | 0 | 0 |  | 1 | TRUE | wye
197 | LV_2621-1_0_6_load_239 | 232 | 0.0030108 | 0.00075457 | 0 | 0 |  | 1 | TRUE | wye
198 | LV_2621-1_0_6_load_182 | 233 | 0.0010581 | 0.0002652 | 0 | 0 |  | 1 | TRUE | wye
199 | LV_2621-1_0_6_load_209 | 234 | 0.0016646 | 0.00041718 | 0 | 0 |  | 1 | TRUE | wye
200 | LV_2621-1_0_6_load_213 | 235 | 0.0017314 | 0.00043392 | 0 | 0 |  | 1 | TRUE | wye
201 | LV_2621-1_0_6_load_210 | 236 | 0.0010445 | 0.00026179 | 0 | 0 |  | 1 | TRUE | wye
202 | LV_2621-1_0_6_load_214 | 237 | 0.001238 | 0.00031028 | 0 | 0 |  | 1 | TRUE | wye
203 | LV_2621-1_0_6_load_191 | 238 | 0.0038819 | 0.0009729 | 0 | 0 |  | 1 | TRUE | wye
204 | LV_2621-1_0_6_load_192 | 239 | 0.0030037 | 0.0007528 | 0 | 0 |  | 1 | TRUE | wye
205 | LV_2621-1_0_6_load_194 | 240 | 0.0036846 | 0.00092344 | 0 | 0 |  | 1 | TRUE | wye
206 | LV_2621-1_0_6_load_201 | 241 | 0.001435 | 0.00035964 | 0 | 0 |  | 1 | TRUE | wye
207 | LV_2621-1_0_6_load_226 | 242 | 0.0042682 | 0.0010697 | 0 | 0 |  | 1 | TRUE | wye
208 | LV_2621-1_0_6_load_203 | 243 | 0.0025206 | 0.00063171 | 0 | 0 |  | 1 | TRUE | wye
209 | LV_2621-1_0_6_load_204 | 244 | 0.0068695 | 0.0017217 | 0 | 0 |  | 1 | TRUE | wye
210 | LV_2621-1_0_6_load_222 | 246 | 0.0015484 | 0.00038806 | 0 | 0 |  | 1 | TRUE | wye
211 | LV_2621-1_0_6_load_249 | 247 | 0.0011105 | 0.00027832 | 0 | 0 |  | 1 | TRUE | wye
212 | LV_2621-1_0_6_load_229 | 248 | 0.0031793 | 0.00079682 | 0 | 0 |  | 1 | TRUE | wye
213 | LV_2621-1_0_6_load_236 | 249 | 0.014078 | 0.0035282 | 0 | 0 |  | 1 | TRUE | wye
214 | LV_2621-1_0_6_load_231 | 250 | 0.0014909 | 0.00037366 | 0 | 0 |  | 1 | TRUE | wye
215 | LV_2621-1_0_6_load_233 | 251 | 0.0017955 | 0.00044998 | 0 | 0 |  | 1 | TRUE | wye
216 | LV_2621-1_0_6_load_235 | 252 | 0.0014865 | 0.00037256 | 0 | 0 |  | 1 | TRUE | wye
217 | LV_2621-1_0_6_load_254 | 253 | 0.0023034 | 0.00057728 | 0 | 0 |  | 1 | TRUE | wye
218 | LV_2621-1_0_6_load_255 | 254 | 0.0054874 | 0.0013753 | 0 | 0 |  | 1 | TRUE | wye
219 | LV_2621-1_0_6_load_251 | 255 | 0.00141 | 0.00035338 | 0 | 0 |  | 1 | TRUE | wye
220 | LV_2621-1_0_6_load_259 | 257 | 0.003942 | 0.00098796 | 0 | 0 |  | 1 | TRUE | wye

## ext_grid
| name | bus | vm_pu | va_degree | slack_weight | in_service
0 |  | 51 | 1 | 0 | 1 | TRUE

## line
| name | std_type | from_bus | to_bus | length_km | r_ohm_per_km | x_ohm_per_km | c_nf_per_km | g_us_per_km | max_i_ka | df | parallel | type | in_service
0 | LV_2621-1_0_6_line_0 |  | 0 | 1 | 0.0094841 | 0.125 | 0.08 | 261 | 0 | 0.364 | 1 | 1 | cs | TRUE
1 | LV_2621-1_0_6_line_1 |  | 0 | 2 | 0.010823 | 0.125 | 0.08 | 261 | 0 | 0.364 | 1 | 1 | cs | TRUE
2 | LV_2621-1_0_6_line_2 |  | 1 | 3 | 0.0010419 | 0.125 | 0.08 | 261 | 0 | 0.364 | 1 | 1 | cs | TRUE
3 | LV_2621-1_0_6_line_3 |  | 2 | 4 | 0.017056 | 0.125 | 0.08 | 261 | 0 | 0.364 | 1 | 1 | cs | TRUE
4 | LV_2621-1_0_6_line_4 |  | 3 | 5 | 0.014238 | 0.125 | 0.08 | 261 | 0 | 0.364 | 1 | 1 | cs | TRUE
5 | LV_2621-1_0_6_line_5 |  | 4 | 6 | 0.037028 | 0.125 | 0.08 | 261 | 0 | 0.364 | 1 | 1 | cs | TRUE
6 | LV_2621-1_0_6_line_6 |  | 4 | 7 | 0.003691 | 0.125 | 0.08 | 261 | 0 | 0.364 | 1 | 1 | cs | TRUE
7 | LV_2621-1_0_6_line_7 |  | 5 | 8 | 0.014662 | 0.125 | 0.08 | 261 | 0 | 0.364 | 1 | 1 | cs | TRUE
8 | LV_2621-1_0_6_line_8 |  | 7 | 9 | 0.026549 | 0.125 | 0.08 | 261 | 0 | 0.364 | 1 | 1 | cs | TRUE
9 | LV_2621-1_0_6_line_9 |  | 8 | 151 | 0.0022091 | 0.125 | 0.08 | 261 | 0 | 0.364 | 1 | 3 | cs | TRUE
10 | LV_2621-1_0_6_line_10 |  | 9 | 162 | 0.01468 | 0.125 | 0.08 | 261 | 0 | 0.364 | 1 | 1 | cs | TRUE
11 | LV_2621-1_0_6_line_11 |  | 10 | 11 | 0.0091589 | 0.125 | 0.08 | 261 | 0 | 0.364 | 1 | 1 | cs | TRUE
12 | LV_2621-1_0_6_line_12 |  | 10 | 12 | 0.012451 | 0.125 | 0.08 | 261 | 0 | 0.364 | 1 | 1 | cs | TRUE
13 | LV_2621-1_0_6_line_13 |  | 11 | 13 | 0.051835 | 0.125 | 0.08 | 261 | 0 | 0.364 | 1 | 1 | cs | TRUE
14 | LV_2621-1_0_6_line_14 |  | 12 | 14 | 0.033218 | 0.125 | 0.08 | 261 | 0 | 0.364 | 1 | 1 | cs | TRUE
15 | LV_2621-1_0_6_line_15 |  | 13 | 15 | 0.020638 | 0.125 | 0.08 | 261 | 0 | 0.364 | 1 | 1 | cs | TRUE
16 | LV_2621-1_0_6_line_16 |  | 15 | 16 | 0.017095 | 0.125 | 0.08 | 261 | 0 | 0.364 | 1 | 1 | cs | TRUE
17 | LV_2621-1_0_6_line_17 |  | 15 | 17 | 0.020057 | 0.125 | 0.08 | 261 | 0 | 0.364 | 1 | 1 | cs | TRUE
18 | LV_2621-1_0_6_line_18 |  | 15 | 18 | 0.041584 | 0.125 | 0.08 | 261 | 0 | 0.364 | 1 | 1 | cs | TRUE
19 | LV_2621-1_0_6_line_19 |  | 16 | 192 | 0.02289 | 0.125 | 0.08 | 261 | 0 | 0.364 | 1 | 1 | cs | TRUE
20 | LV_2621-1_0_6_line_20 |  | 17 | 193 | 0.028121 | 0.125 | 0.08 | 261 | 0 | 0.364 | 1 | 1 | cs | TRUE
21 | LV_2621-1_0_6_line_21 |  | 18 | 102 | 0.022829 | 0.125 | 0.08 | 261 | 0 | 0.364 | 1 | 1 | cs | TRUE
22 | LV_2621-1_0_6_line_22 |  | 19 | 20 | 0.029012 | 0.125 | 0.08 | 261 | 0 | 0.364 | 1 | 1 | cs | TRUE
23 | LV_2621-1_0_6_line_23 |  | 19 | 21 | 0.012475 | 0.125 | 0.08 | 261 | 0 | 0.364 | 1 | 1 | cs | TRUE
24 | LV_2621-1_0_6_line_24 |  | 20 | 22 | 0.01181 | 0.125 | 0.08 | 261 | 0 | 0.364 | 1 | 1 | cs | TRUE
25 | LV_2621-1_0_6_line_25 |  | 21 | 23 | 0.015274 | 0.125 | 0.08 | 261 | 0 | 0.364 | 1 | 1 | cs | TRUE
26 | LV_2621-1_0_6_line_26 |  | 22 | 24 | 0.0039973 | 0.125 | 0.08 | 261 | 0 | 0.364 | 1 | 1 | cs | TRUE
27 | LV_2621-1_0_6_line_27 |  | 23 | 25 | 0.0066299 | 0.125 | 0.08 | 261 | 0 | 0.364 | 1 | 1 | cs | TRUE
28 | LV_2621-1_0_6_line_28 |  | 24 | 26 | 0.0067689 | 0.125 | 0.08 | 261 | 0 | 0.364 | 1 | 1 | cs | TRUE
29 | LV_2621-1_0_6_line_29 |  | 25 | 27 | 0.018926 | 0.125 | 0.08 | 261 | 0 | 0.364 | 1 | 1 | cs | TRUE
30 | LV_2621-1_0_6_line_30 |  | 26 | 131 | 0.016696 | 0.125 | 0.08 | 261 | 0 | 0.364 | 1 | 1 | cs | TRUE
31 | LV_2621-1_0_6_line_31 |  | 27 | 149 | 0.022741 | 0.125 | 0.08 | 261 | 0 | 0.364 | 1 | 1 | cs | TRUE
32 | LV_2621-1_0_6_line_32 |  | 28 | 29 | 0.015986 | 0.125 | 0.08 | 261 | 0 | 0.364 | 1 | 1 | cs | TRUE
33 | LV_2621-1_0_6_line_33 |  | 28 | 30 | 0.005556 | 0.125 | 0.08 | 261 | 0 | 0.364 | 1 | 1 | cs | TRUE
34 | LV_2621-1_0_6_line_34 |  | 29 | 31 | 0.024918 | 0.125 | 0.08 | 261 | 0 | 0.364 | 1 | 1 | cs | TRUE
35 | LV_2621-1_0_6_line_35 |  | 30 | 32 | 0.018047 | 0.125 | 0.08 | 261 | 0 | 0.364 | 1 | 4 | cs | TRUE
36 | LV_2621-1_0_6_line_36 |  | 30 | 33 | 0.020904 | 0.125 | 0.08 | 261 | 0 | 0.364 | 1 | 4 | cs | TRUE
37 | LV_2621-1_0_6_line_37 |  | 31 | 34 | 0.020185 | 0.125 | 0.08 | 261 | 0 | 0.364 | 1 | 1 | cs | TRUE
38 | LV_2621-1_0_6_line_38 |  | 32 | 35 | 0.026344 | 0.125 | 0.08 | 261 | 0 | 0.364 | 1 | 4 | cs | TRUE
39 | LV_2621-1_0_6_line_39 |  | 33 | 36 | 0.017641 | 0.125 | 0.08 | 261 | 0 | 0.364 | 1 | 4 | cs | TRUE
40 | LV_2621-1_0_6_line_40 |  | 34 | 37 | 0.005056 | 0.125 | 0.08 | 261 | 0 | 0.364 | 1 | 1 | cs | TRUE
41 | LV_2621-1_0_6_line_41 |  | 35 | 38 | 0.024333 | 0.125 | 0.08 | 261 | 0 | 0.364 | 1 | 4 | cs | TRUE
42 | LV_2621-1_0_6_line_42 |  | 36 | 39 | 0.029773 | 0.125 | 0.08 | 261 | 0 | 0.364 | 1 | 4 | cs | TRUE
43 | LV_2621-1_0_6_line_43 |  | 37 | 233 | 0.0049996 | 0.125 | 0.08 | 261 | 0 | 0.364 | 1 | 1 | cs | TRUE
44 | LV_2621-1_0_6_line_44 |  | 38 | 59 | 0.003253 | 0.125 | 0.08 | 261 | 0 | 0.364 | 1 | 4 | cs | TRUE
45 | LV_2621-1_0_6_line_45 |  | 39 | 229 | 0.051297 | 0.125 | 0.08 | 261 | 0 | 0.364 | 1 | 1 | cs | TRUE
46 | LV_2621-1_0_6_line_46 |  | 39 | 228 | 0.017236 | 0.125 | 0.08 | 261 | 0 | 0.364 | 1 | 4 | cs | TRUE
47 | LV_2621-1_0_6_line_47 |  | 40 | 41 | 0.015409 | 0.125 | 0.08 | 261 | 0 | 0.364 | 1 | 4 | cs | TRUE
48 | LV_2621-1_0_6_line_48 |  | 40 | 42 | 0.030986 | 0.125 | 0.08 | 261 | 0 | 0.364 | 1 | 4 | cs | TRUE
49 | LV_2621-1_0_6_line_49 |  | 40 | 43 | 0.02671 | 0.125 | 0.08 | 261 | 0 | 0.364 | 1 | 1 | cs | TRUE
50 | LV_2621-1_0_6_line_50 |  | 41 | 44 | 0.024392 | 0.125 | 0.08 | 261 | 0 | 0.364 | 1 | 4 | cs | TRUE
51 | LV_2621-1_0_6_line_51 |  | 42 | 45 | 0.044471 | 0.125 | 0.08 | 261 | 0 | 0.364 | 1 | 4 | cs | TRUE
52 | LV_2621-1_0_6_line_52 |  | 43 | 46 | 0.010625 | 0.125 | 0.08 | 261 | 0 | 0.364 | 1 | 1 | cs | TRUE
53 | LV_2621-1_0_6_line_53 |  | 44 | 47 | 0.030564 | 0.125 | 0.08 | 261 | 0 | 0.364 | 1 | 4 | cs | TRUE
54 | LV_2621-1_0_6_line_54 |  | 44 | 48 | 0.021948 | 0.125 | 0.08 | 261 | 0 | 0.364 | 1 | 4 | cs | TRUE
55 | LV_2621-1_0_6_line_55 |  | 45 | 50 | 0.0074781 | 0.125 | 0.08 | 261 | 0 | 0.364 | 1 | 4 | cs | TRUE
56 | LV_2621-1_0_6_line_56 |  | 46 | 49 | 0.015736 | 0.125 | 0.08 | 261 | 0 | 0.364 | 1 | 1 | cs | TRUE
57 | LV_2621-1_0_6_line_57 |  | 47 | 51 | 0.02664 | 0.125 | 0.08 | 261 | 0 | 0.364 | 1 | 4 | cs | TRUE
58 | LV_2621-1_0_6_line_58 |  | 48 | 52 | 0.01333 | 0.125 | 0.08 | 261 | 0 | 0.364 | 1 | 4 | cs | TRUE
59 | LV_2621-1_0_6_line_59 |  | 50 | 53 | 0.0066534 | 0.125 | 0.08 | 261 | 0 | 0.364 | 1 | 4 | cs | TRUE
60 | LV_2621-1_0_6_line_60 |  | 51 | 85 | 0.044317 | 0.125 | 0.08 | 261 | 0 | 0.364 | 1 | 1 | cs | TRUE
61 | LV_2621-1_0_6_line_61 |  | 51 | 81 | 0.00473 | 0.125 | 0.08 | 261 | 0 | 0.364 | 1 | 1 | cs | TRUE
62 | LV_2621-1_0_6_line_62 |  | 52 | 169 | 0.019652 | 0.125 | 0.08 | 261 | 0 | 0.364 | 1 | 4 | cs | TRUE
63 | LV_2621-1_0_6_line_63 |  | 53 | 54 | 0.0031605 | 0.125 | 0.08 | 261 | 0 | 0.364 | 1 | 4 | cs | TRUE
64 | LV_2621-1_0_6_line_64 |  | 54 | 55 | 0.017087 | 0.125 | 0.08 | 261 | 0 | 0.364 | 1 | 4 | cs | TRUE
65 | LV_2621-1_0_6_line_65 |  | 55 | 56 | 0.015436 | 0.125 | 0.08 | 261 | 0 | 0.364 | 1 | 4 | cs | TRUE
66 | LV_2621-1_0_6_line_66 |  | 56 | 57 | 0.027357 | 0.125 | 0.08 | 261 | 0 | 0.364 | 1 | 1 | cs | TRUE
67 | LV_2621-1_0_6_line_67 |  | 56 | 58 | 0.0069323 | 0.125 | 0.08 | 261 | 0 | 0.364 | 1 | 4 | cs | TRUE
68 | LV_2621-1_0_6_line_68 |  | 58 | 59 | 0.020695 | 0.125 | 0.08 | 261 | 0 | 0.364 | 1 | 4 | cs | TRUE
69 | LV_2621-1_0_6_line_69 |  | 60 | 61 | 0.036723 | 0.125 | 0.08 | 261 | 0 | 0.364 | 1 | 1 | cs | TRUE
70 | LV_2621-1_0_6_line_70 |  | 60 | 62 | 0.029411 | 0.125 | 0.08 | 261 | 0 | 0.364 | 1 | 1 | cs | TRUE
71 | LV_2621-1_0_6_line_71 |  | 61 | 63 | 0.01689 | 0.125 | 0.08 | 261 | 0 | 0.364 | 1 | 1 | cs | TRUE
72 | LV_2621-1_0_6_line_72 |  | 62 | 64 | 0.0096563 | 0.125 | 0.08 | 261 | 0 | 0.364 | 1 | 1 | cs | TRUE
73 | LV_2621-1_0_6_line_73 |  | 63 | 65 | 0.016736 | 0.125 | 0.08 | 261 | 0 | 0.364 | 1 | 1 | cs | TRUE
74 | LV_2621-1_0_6_line_74 |  | 64 | 66 | 0.01768 | 0.125 | 0.08 | 261 | 0 | 0.364 | 1 | 1 | cs | TRUE
75 | LV_2621-1_0_6_line_75 |  | 64 | 67 | 0.021005 | 0.125 | 0.08 | 261 | 0 | 0.364 | 1 | 1 | cs | TRUE
76 | LV_2621-1_0_6_line_76 |  | 65 | 68 | 0.15063 | 0.125 | 0.08 | 261 | 0 | 0.364 | 1 | 1 | cs | TRUE
77 | LV_2621-1_0_6_line_77 |  | 66 | 69 | 0.013928 | 0.125 | 0.08 | 261 | 0 | 0.364 | 1 | 1 | cs | TRUE
78 | LV_2621-1_0_6_line_78 |  | 69 | 104 | 0.011539 | 0.125 | 0.08 | 261 | 0 | 0.364 | 1 | 1 | cs | TRUE
79 | LV_2621-1_0_6_line_79 |  | 70 | 71 | 0.0042548 | 0.125 | 0.08 | 261 | 0 | 0.364 | 1 | 1 | cs | TRUE
80 | LV_2621-1_0_6_line_80 |  | 70 | 72 | 0.032559 | 0.125 | 0.08 | 261 | 0 | 0.364 | 1 | 1 | cs | TRUE
81 | LV_2621-1_0_6_line_81 |  | 71 | 73 | 0.018326 | 0.125 | 0.08 | 261 | 0 | 0.364 | 1 | 1 | cs | TRUE
82 | LV_2621-1_0_6_line_82 |  | 72 | 74 | 0.001383 | 0.125 | 0.08 | 261 | 0 | 0.364 | 1 | 1 | cs | TRUE
83 | LV_2621-1_0_6_line_83 |  | 73 | 75 | 0.0065067 | 0.125 | 0.08 | 261 | 0 | 0.364 | 1 | 1 | cs | TRUE
84 | LV_2621-1_0_6_line_84 |  | 74 | 76 | 0.018849 | 0.125 | 0.08 | 261 | 0 | 0.364 | 1 | 1 | cs | TRUE
85 | LV_2621-1_0_6_line_85 |  | 75 | 77 | 0.0024347 | 0.125 | 0.08 | 261 | 0 | 0.364 | 1 | 1 | cs | TRUE
86 | LV_2621-1_0_6_line_86 |  | 76 | 78 | 0.028214 | 0.125 | 0.08 | 261 | 0 | 0.364 | 1 | 1 | cs | TRUE
87 | LV_2621-1_0_6_line_87 |  | 77 | 190 | 0.023777 | 0.125 | 0.08 | 261 | 0 | 0.364 | 1 | 1 | cs | TRUE
88 | LV_2621-1_0_6_line_88 |  | 78 | 158 | 0.00013466 | 0.125 | 0.08 | 261 | 0 | 0.364 | 1 | 1 | cs | TRUE
89 | LV_2621-1_0_6_line_89 |  | 79 | 80 | 0.027987 | 0.125 | 0.08 | 261 | 0 | 0.364 | 1 | 1 | cs | TRUE
90 | LV_2621-1_0_6_line_90 |  | 79 | 81 | 0.012045 | 0.125 | 0.08 | 261 | 0 | 0.364 | 1 | 1 | cs | TRUE
91 | LV_2621-1_0_6_line_91 |  | 80 | 82 | 0.012267 | 0.125 | 0.08 | 261 | 0 | 0.364 | 1 | 1 | cs | TRUE
92 | LV_2621-1_0_6_line_92 |  | 81 | 83 | 0.035812 | 0.125 | 0.08 | 261 | 0 | 0.364 | 1 | 1 | cs | TRUE
93 | LV_2621-1_0_6_line_93 |  | 82 | 84 | 0.019237 | 0.125 | 0.08 | 261 | 0 | 0.364 | 1 | 1 | cs | TRUE
94 | LV_2621-1_0_6_line_94 |  | 84 | 86 | 0.033924 | 0.125 | 0.08 | 261 | 0 | 0.364 | 1 | 1 | cs | TRUE
95 | LV_2621-1_0_6_line_95 |  | 86 | 117 | 0.010422 | 0.125 | 0.08 | 261 | 0 | 0.364 | 1 | 1 | cs | TRUE
96 | LV_2621-1_0_6_line_96 |  | 87 | 88 | 0.012683 | 0.125 | 0.08 | 261 | 0 | 0.364 | 1 | 1 | cs | TRUE
97 | LV_2621-1_0_6_line_97 |  | 87 | 89 | 0.017903 | 0.125 | 0.08 | 261 | 0 | 0.364 | 1 | 1 | cs | TRUE
98 | LV_2621-1_0_6_line_98 |  | 88 | 90 | 0.034479 | 0.125 | 0.08 | 261 | 0 | 0.364 | 1 | 1 | cs | TRUE
99 | LV_2621-1_0_6_line_99 |  | 89 | 91 | 0.0034043 | 0.125 | 0.08 | 261 | 0 | 0.364 | 1 | 1 | cs | TRUE
100 | LV_2621-1_0_6_line_100 |  | 90 | 92 | 0.011248 | 0.125 | 0.08 | 261 | 0 | 0.364 | 1 | 1 | cs | TRUE
101 | LV_2621-1_0_6_line_101 |  | 91 | 93 | 0.028721 | 0.125 | 0.08 | 261 | 0 | 0.364 | 1 | 1 | cs | TRUE
102 | LV_2621-1_0_6_line_102 |  | 92 | 94 | 0.030736 | 0.125 | 0.08 | 261 | 0 | 0.364 | 1 | 1 | cs | TRUE
103 | LV_2621-1_0_6_line_103 |  | 94 | 146 | 0.014795 | 0.125 | 0.08 | 261 | 0 | 0.364 | 1 | 1 | cs | TRUE
104 | LV_2621-1_0_6_line_104 |  | 95 | 96 | 0.021329 | 0.125 | 0.08 | 261 | 0 | 0.364 | 1 | 1 | cs | TRUE
105 | LV_2621-1_0_6_line_105 |  | 95 | 97 | 0.017529 | 0.125 | 0.08 | 261 | 0 | 0.364 | 1 | 3 | cs | TRUE
106 | LV_2621-1_0_6_line_106 |  | 96 | 98 | 0.010347 | 0.125 | 0.08 | 261 | 0 | 0.364 | 1 | 1 | cs | TRUE
107 | LV_2621-1_0_6_line_107 |  | 97 | 99 | 0.027177 | 0.125 | 0.08 | 261 | 0 | 0.364 | 1 | 3 | cs | TRUE
108 | LV_2621-1_0_6_line_108 |  | 98 | 100 | 0.018685 | 0.125 | 0.08 | 261 | 0 | 0.364 | 1 | 1 | cs | TRUE
109 | LV_2621-1_0_6_line_109 |  | 99 | 101 | 0.013843 | 0.125 | 0.08 | 261 | 0 | 0.364 | 1 | 4 | cs | TRUE
110 | LV_2621-1_0_6_line_110 |  | 100 | 102 | 0.01274 | 0.125 | 0.08 | 261 | 0 | 0.364 | 1 | 1 | cs | TRUE
111 | LV_2621-1_0_6_line_111 |  | 101 | 103 | 0.025242 | 0.125 | 0.08 | 261 | 0 | 0.364 | 1 | 4 | cs | TRUE
112 | LV_2621-1_0_6_line_112 |  | 102 | 182 | 0.002419 | 0.125 | 0.08 | 261 | 0 | 0.364 | 1 | 1 | cs | TRUE
113 | LV_2621-1_0_6_line_113 |  | 103 | 185 | 0.016232 | 0.125 | 0.08 | 261 | 0 | 0.364 | 1 | 4 | cs | TRUE
114 | LV_2621-1_0_6_line_114 |  | 104 | 105 | 0.0060513 | 0.125 | 0.08 | 261 | 0 | 0.364 | 1 | 1 | cs | TRUE
115 | LV_2621-1_0_6_line_115 |  | 105 | 106 | 0.0033761 | 0.125 | 0.08 | 261 | 0 | 0.364 | 1 | 1 | cs | TRUE
116 | LV_2621-1_0_6_line_116 |  | 106 | 107 | 0.016329 | 0.125 | 0.08 | 261 | 0 | 0.364 | 1 | 1 | cs | TRUE
117 | LV_2621-1_0_6_line_117 |  | 107 | 108 | 0.017416 | 0.125 | 0.08 | 261 | 0 | 0.364 | 1 | 1 | cs | TRUE
118 | LV_2621-1_0_6_line_118 |  | 108 | 163 | 0.046903 | 0.125 | 0.08 | 261 | 0 | 0.364 | 1 | 1 | cs | TRUE
119 | LV_2621-1_0_6_line_119 |  | 109 | 110 | 0.0072206 | 0.125 | 0.08 | 261 | 0 | 0.364 | 1 | 1 | cs | TRUE
120 | LV_2621-1_0_6_line_120 |  | 109 | 111 | 0.0076866 | 0.125 | 0.08 | 261 | 0 | 0.364 | 1 | 1 | cs | TRUE
121 | LV_2621-1_0_6_line_121 |  | 110 | 112 | 0.0189 | 0.125 | 0.08 | 261 | 0 | 0.364 | 1 | 1 | cs | TRUE
122 | LV_2621-1_0_6_line_122 |  | 111 | 113 | 0.027649 | 0.125 | 0.08 | 261 | 0 | 0.364 | 1 | 1 | cs | TRUE
123 | LV_2621-1_0_6_line_123 |  | 112 | 114 | 0.0073423 | 0.125 | 0.08 | 261 | 0 | 0.364 | 1 | 1 | cs | TRUE
124 | LV_2621-1_0_6_line_124 |  | 112 | 115 | 0.024507 | 0.125 | 0.08 | 261 | 0 | 0.364 | 1 | 1 | cs | TRUE
125 | LV_2621-1_0_6_line_125 |  | 113 | 116 | 0.0015076 | 0.125 | 0.08 | 261 | 0 | 0.364 | 1 | 1 | cs | TRUE
126 | LV_2621-1_0_6_line_126 |  | 114 | 117 | 0.036906 | 0.125 | 0.08 | 261 | 0 | 0.364 | 1 | 1 | cs | TRUE
127 | LV_2621-1_0_6_line_127 |  | 115 | 118 | 0.012624 | 0.125 | 0.08 | 261 | 0 | 0.364 | 1 | 1 | cs | TRUE
128 | LV_2621-1_0_6_line_128 |  | 116 | 119 | 0.012592 | 0.125 | 0.08 | 261 | 0 | 0.364 | 1 | 1 | cs | TRUE
129 | LV_2621-1_0_6_line_129 |  | 118 | 195 | 0.0070463 | 0.125 | 0.08 | 261 | 0 | 0.364 | 1 | 1 | cs | TRUE
130 | LV_2621-1_0_6_line_130 |  | 119 | 208 | 0.0021025 | 0.125 | 0.08 | 261 | 0 | 0.364 | 1 | 1 | cs | TRUE
131 | LV_2621-1_0_6_line_131 |  | 120 | 121 | 0.0091155 | 0.125 | 0.08 | 261 | 0 | 0.364 | 1 | 1 | cs | TRUE
132 | LV_2621-1_0_6_line_132 |  | 120 | 122 | 0.028744 | 0.125 | 0.08 | 261 | 0 | 0.364 | 1 | 1 | cs | TRUE
133 | LV_2621-1_0_6_line_133 |  | 121 | 123 | 0.017423 | 0.125 | 0.08 | 261 | 0 | 0.364 | 1 | 1 | cs | TRUE
134 | LV_2621-1_0_6_line_134 |  | 122 | 124 | 0.0068432 | 0.125 | 0.08 | 261 | 0 | 0.364 | 1 | 1 | cs | TRUE
135 | LV_2621-1_0_6_line_135 |  | 122 | 125 | 0.010591 | 0.125 | 0.08 | 261 | 0 | 0.364 | 1 | 1 | cs | TRUE
136 | LV_2621-1_0_6_line_136 |  | 123 | 126 | 0.018918 | 0.125 | 0.08 | 261 | 0 | 0.364 | 1 | 1 | cs | TRUE
137 | LV_2621-1_0_6_line_137 |  | 124 | 127 | 0.017297 | 0.125 | 0.08 | 261 | 0 | 0.364 | 1 | 1 | cs | TRUE
138 | LV_2621-1_0_6_line_138 |  | 125 | 128 | 0.018214 | 0.125 | 0.08 | 261 | 0 | 0.364 | 1 | 1 | cs | TRUE
139 | LV_2621-1_0_6_line_139 |  | 126 | 129 | 0.016015 | 0.125 | 0.08 | 261 | 0 | 0.364 | 1 | 1 | cs | TRUE
140 | LV_2621-1_0_6_line_140 |  | 126 | 130 | 0.0065888 | 0.125 | 0.08 | 261 | 0 | 0.364 | 1 | 1 | cs | TRUE
141 | LV_2621-1_0_6_line_141 |  | 127 | 131 | 0.011718 | 0.125 | 0.08 | 261 | 0 | 0.364 | 1 | 1 | cs | TRUE
142 | LV_2621-1_0_6_line_142 |  | 128 | 132 | 0.012684 | 0.125 | 0.08 | 261 | 0 | 0.364 | 1 | 1 | cs | TRUE
143 | LV_2621-1_0_6_line_143 |  | 129 | 244 | 0.0087157 | 0.125 | 0.08 | 261 | 0 | 0.364 | 1 | 1 | cs | TRUE
144 | LV_2621-1_0_6_line_144 |  | 132 | 135 | 0.031645 | 0.125 | 0.08 | 261 | 0 | 0.364 | 1 | 1 | cs | TRUE
145 | LV_2621-1_0_6_line_145 |  | 133 | 134 | 0.017192 | 0.125 | 0.08 | 261 | 0 | 0.364 | 1 | 1 | cs | TRUE
146 | LV_2621-1_0_6_line_146 |  | 133 | 135 | 0.012474 | 0.125 | 0.08 | 261 | 0 | 0.364 | 1 | 1 | cs | TRUE
147 | LV_2621-1_0_6_line_147 |  | 135 | 136 | 0.01665 | 0.125 | 0.08 | 261 | 0 | 0.364 | 1 | 1 | cs | TRUE
148 | LV_2621-1_0_6_line_148 |  | 136 | 137 | 0.030994 | 0.125 | 0.08 | 261 | 0 | 0.364 | 1 | 1 | cs | TRUE
149 | LV_2621-1_0_6_line_149 |  | 137 | 138 | 0.020543 | 0.125 | 0.08 | 261 | 0 | 0.364 | 1 | 1 | cs | TRUE
150 | LV_2621-1_0_6_line_150 |  | 137 | 139 | 0.012275 | 0.125 | 0.08 | 261 | 0 | 0.364 | 1 | 1 | cs | TRUE
151 | LV_2621-1_0_6_line_151 |  | 139 | 179 | 0.035651 | 0.125 | 0.08 | 261 | 0 | 0.364 | 1 | 1 | cs | TRUE
152 | LV_2621-1_0_6_line_152 |  | 140 | 141 | 0.003346 | 0.125 | 0.08 | 261 | 0 | 0.364 | 1 | 4 | cs | TRUE
153 | LV_2621-1_0_6_line_153 |  | 140 | 142 | 0.014518 | 0.125 | 0.08 | 261 | 0 | 0.364 | 1 | 4 | cs | TRUE
154 | LV_2621-1_0_6_line_154 |  | 141 | 143 | 0.029625 | 0.125 | 0.08 | 261 | 0 | 0.364 | 1 | 1 | cs | TRUE
155 | LV_2621-1_0_6_line_155 |  | 141 | 144 | 0.042168 | 0.125 | 0.08 | 261 | 0 | 0.364 | 1 | 4 | cs | TRUE
156 | LV_2621-1_0_6_line_156 |  | 142 | 145 | 0.015523 | 0.125 | 0.08 | 261 | 0 | 0.364 | 1 | 4 | cs | TRUE
157 | LV_2621-1_0_6_line_157 |  | 143 | 146 | 0.024465 | 0.125 | 0.08 | 261 | 0 | 0.364 | 1 | 1 | cs | TRUE
158 | LV_2621-1_0_6_line_158 |  | 144 | 147 | 0.017702 | 0.125 | 0.08 | 261 | 0 | 0.364 | 1 | 4 | cs | TRUE
159 | LV_2621-1_0_6_line_159 |  | 145 | 148 | 0.001506 | 0.125 | 0.08 | 261 | 0 | 0.364 | 1 | 4 | cs | TRUE
160 | LV_2621-1_0_6_line_160 |  | 147 | 241 | 0.013298 | 0.125 | 0.08 | 261 | 0 | 0.364 | 1 | 4 | cs | TRUE
161 | LV_2621-1_0_6_line_161 |  | 148 | 197 | 0.013308 | 0.125 | 0.08 | 261 | 0 | 0.364 | 1 | 4 | cs | TRUE
162 | LV_2621-1_0_6_line_162 |  | 149 | 228 | 0.028158 | 0.125 | 0.08 | 261 | 0 | 0.364 | 1 | 2 | cs | TRUE
163 | LV_2621-1_0_6_line_163 |  | 150 | 151 | 0.019134 | 0.125 | 0.08 | 261 | 0 | 0.364 | 1 | 4 | cs | TRUE
164 | LV_2621-1_0_6_line_164 |  | 150 | 152 | 0.0035317 | 0.125 | 0.08 | 261 | 0 | 0.364 | 1 | 4 | cs | TRUE
165 | LV_2621-1_0_6_line_165 |  | 152 | 153 | 0.022527 | 0.125 | 0.08 | 261 | 0 | 0.364 | 1 | 4 | cs | TRUE
166 | LV_2621-1_0_6_line_166 |  | 153 | 154 | 0.020344 | 0.125 | 0.08 | 261 | 0 | 0.364 | 1 | 4 | cs | TRUE
167 | LV_2621-1_0_6_line_167 |  | 153 | 155 | 0.0036887 | 0.125 | 0.08 | 261 | 0 | 0.364 | 1 | 1 | cs | TRUE
168 | LV_2621-1_0_6_line_168 |  | 154 | 156 | 0.015758 | 0.125 | 0.08 | 261 | 0 | 0.364 | 1 | 4 | cs | TRUE
169 | LV_2621-1_0_6_line_169 |  | 154 | 157 | 0.019617 | 0.125 | 0.08 | 261 | 0 | 0.364 | 1 | 4 | cs | TRUE
170 | LV_2621-1_0_6_line_170 |  | 156 | 170 | 0.0090607 | 0.125 | 0.08 | 261 | 0 | 0.364 | 1 | 4 | cs | TRUE
171 | LV_2621-1_0_6_line_171 |  | 157 | 167 | 0.019777 | 0.125 | 0.08 | 261 | 0 | 0.364 | 1 | 4 | cs | TRUE
172 | LV_2621-1_0_6_line_172 |  | 158 | 159 | 0.032253 | 0.125 | 0.08 | 261 | 0 | 0.364 | 1 | 1 | cs | TRUE
173 | LV_2621-1_0_6_line_173 |  | 159 | 160 | 0.00033452 | 0.125 | 0.08 | 261 | 0 | 0.364 | 1 | 1 | cs | TRUE
174 | LV_2621-1_0_6_line_174 |  | 160 | 161 | 0.010946 | 0.125 | 0.08 | 261 | 0 | 0.364 | 1 | 1 | cs | TRUE
175 | LV_2621-1_0_6_line_175 |  | 161 | 176 | 0.011552 | 0.125 | 0.08 | 261 | 0 | 0.364 | 1 | 1 | cs | TRUE
176 | LV_2621-1_0_6_line_176 |  | 162 | 163 | 0.0083221 | 0.125 | 0.08 | 261 | 0 | 0.364 | 1 | 1 | cs | TRUE
177 | LV_2621-1_0_6_line_177 |  | 163 | 164 | 0.018034 | 0.125 | 0.08 | 261 | 0 | 0.364 | 1 | 1 | cs | TRUE
178 | LV_2621-1_0_6_line_178 |  | 164 | 165 | 0.015551 | 0.125 | 0.08 | 261 | 0 | 0.364 | 1 | 1 | cs | TRUE
179 | LV_2621-1_0_6_line_179 |  | 165 | 166 | 0.019994 | 0.125 | 0.08 | 261 | 0 | 0.364 | 1 | 1 | cs | TRUE
180 | LV_2621-1_0_6_line_180 |  | 166 | 226 | 0.010141 | 0.125 | 0.08 | 261 | 0 | 0.364 | 1 | 1 | cs | TRUE
181 | LV_2621-1_0_6_line_181 |  | 167 | 168 | 0.023092 | 0.125 | 0.08 | 261 | 0 | 0.364 | 1 | 4 | cs | TRUE
182 | LV_2621-1_0_6_line_182 |  | 168 | 169 | 0.034748 | 0.125 | 0.08 | 261 | 0 | 0.364 | 1 | 4 | cs | TRUE
183 | LV_2621-1_0_6_line_183 |  | 170 | 171 | 0.020194 | 0.125 | 0.08 | 261 | 0 | 0.364 | 1 | 4 | cs | TRUE
184 | LV_2621-1_0_6_line_184 |  | 171 | 248 | 0.014189 | 0.125 | 0.08 | 261 | 0 | 0.364 | 1 | 1 | cs | TRUE
185 | LV_2621-1_0_6_line_185 |  | 171 | 242 | 0.044325 | 0.125 | 0.08 | 261 | 0 | 0.364 | 1 | 4 | cs | TRUE
186 | LV_2621-1_0_6_line_186 |  | 172 | 173 | 0.02819 | 0.125 | 0.08 | 261 | 0 | 0.364 | 1 | 1 | cs | TRUE
187 | LV_2621-1_0_6_line_187 |  | 172 | 174 | 0.045336 | 0.125 | 0.08 | 261 | 0 | 0.364 | 1 | 1 | cs | TRUE
188 | LV_2621-1_0_6_line_188 |  | 173 | 175 | 0.0050612 | 0.125 | 0.08 | 261 | 0 | 0.364 | 1 | 1 | cs | TRUE
189 | LV_2621-1_0_6_line_189 |  | 174 | 176 | 0.026749 | 0.125 | 0.08 | 261 | 0 | 0.364 | 1 | 1 | cs | TRUE
190 | LV_2621-1_0_6_line_190 |  | 175 | 177 | 0.004999 | 0.125 | 0.08 | 261 | 0 | 0.364 | 1 | 1 | cs | TRUE
191 | LV_2621-1_0_6_line_191 |  | 177 | 178 | 0.0053179 | 0.125 | 0.08 | 261 | 0 | 0.364 | 1 | 1 | cs | TRUE
192 | LV_2621-1_0_6_line_192 |  | 178 | 194 | 0.0092835 | 0.125 | 0.08 | 261 | 0 | 0.364 | 1 | 1 | cs | TRUE
193 | LV_2621-1_0_6_line_193 |  | 179 | 180 | 0.029626 | 0.125 | 0.08 | 261 | 0 | 0.364 | 1 | 1 | cs | TRUE
194 | LV_2621-1_0_6_line_194 |  | 179 | 181 | 0.026285 | 0.125 | 0.08 | 261 | 0 | 0.364 | 1 | 1 | cs | TRUE
195 | LV_2621-1_0_6_line_195 |  | 182 | 183 | 0.027976 | 0.125 | 0.08 | 261 | 0 | 0.364 | 1 | 1 | cs | TRUE
196 | LV_2621-1_0_6_line_196 |  | 183 | 184 | 0.02574 | 0.125 | 0.08 | 261 | 0 | 0.364 | 1 | 1 | cs | TRUE
197 | LV_2621-1_0_6_line_197 |  | 184 | 209 | 0.043776 | 0.125 | 0.08 | 261 | 0 | 0.364 | 1 | 1 | cs | TRUE
198 | LV_2621-1_0_6_line_198 |  | 185 | 186 | 0.0021017 | 0.125 | 0.08 | 261 | 0 | 0.364 | 1 | 4 | cs | TRUE
199 | LV_2621-1_0_6_line_199 |  | 186 | 187 | 0.014189 | 0.125 | 0.08 | 261 | 0 | 0.364 | 1 | 4 | cs | TRUE
200 | LV_2621-1_0_6_line_200 |  | 187 | 188 | 0.001441 | 0.125 | 0.08 | 261 | 0 | 0.364 | 1 | 4 | cs | TRUE
201 | LV_2621-1_0_6_line_201 |  | 188 | 189 | 0.016571 | 0.125 | 0.08 | 261 | 0 | 0.364 | 1 | 4 | cs | TRUE
202 | LV_2621-1_0_6_line_202 |  | 189 | 245 | 0.01208 | 0.125 | 0.08 | 261 | 0 | 0.364 | 1 | 4 | cs | TRUE
203 | LV_2621-1_0_6_line_203 |  | 190 | 191 | 0.033595 | 0.125 | 0.08 | 261 | 0 | 0.364 | 1 | 1 | cs | TRUE
204 | LV_2621-1_0_6_line_204 |  | 192 | 250 | 0.0054514 | 0.125 | 0.08 | 261 | 0 | 0.364 | 1 | 1 | cs | TRUE
205 | LV_2621-1_0_6_line_205 |  | 194 | 212 | 0.0095568 | 0.125 | 0.08 | 261 | 0 | 0.364 | 1 | 1 | cs | TRUE
206 | LV_2621-1_0_6_line_206 |  | 195 | 222 | 0.013455 | 0.125 | 0.08 | 261 | 0 | 0.364 | 1 | 1 | cs | TRUE
207 | LV_2621-1_0_6_line_207 |  | 196 | 197 | 0.017528 | 0.125 | 0.08 | 261 | 0 | 0.364 | 1 | 4 | cs | TRUE
208 | LV_2621-1_0_6_line_208 |  | 196 | 198 | 0.010075 | 0.125 | 0.08 | 261 | 0 | 0.364 | 1 | 4 | cs | TRUE
209 | LV_2621-1_0_6_line_209 |  | 198 | 199 | 0.031249 | 0.125 | 0.08 | 261 | 0 | 0.364 | 1 | 1 | cs | TRUE
210 | LV_2621-1_0_6_line_210 |  | 198 | 200 | 0.014361 | 0.125 | 0.08 | 261 | 0 | 0.364 | 1 | 4 | cs | TRUE
211 | LV_2621-1_0_6_line_211 |  | 199 | 201 | 0.0070747 | 0.125 | 0.08 | 261 | 0 | 0.364 | 1 | 1 | cs | TRUE
212 | LV_2621-1_0_6_line_212 |  | 200 | 202 | 0.029567 | 0.125 | 0.08 | 261 | 0 | 0.364 | 1 | 4 | cs | TRUE
213 | LV_2621-1_0_6_line_213 |  | 201 | 203 | 0.048917 | 0.125 | 0.08 | 261 | 0 | 0.364 | 1 | 1 | cs | TRUE
214 | LV_2621-1_0_6_line_214 |  | 201 | 204 | 0.010341 | 0.125 | 0.08 | 261 | 0 | 0.364 | 1 | 1 | cs | TRUE
215 | LV_2621-1_0_6_line_215 |  | 202 | 205 | 0.03142 | 0.125 | 0.08 | 261 | 0 | 0.364 | 1 | 4 | cs | TRUE
216 | LV_2621-1_0_6_line_216 |  | 203 | 234 | 0.010917 | 0.125 | 0.08 | 261 | 0 | 0.364 | 1 | 1 | cs | TRUE
217 | LV_2621-1_0_6_line_217 |  | 204 | 235 | 0.013547 | 0.125 | 0.08 | 261 | 0 | 0.364 | 1 | 1 | cs | TRUE
218 | LV_2621-1_0_6_line_218 |  | 205 | 247 | 0.0030068 | 0.125 | 0.08 | 261 | 0 | 0.364 | 1 | 4 | cs | TRUE
219 | LV_2621-1_0_6_line_219 |  | 206 | 207 | 0.01296 | 0.125 | 0.08 | 261 | 0 | 0.364 | 1 | 1 | cs | TRUE
220 | LV_2621-1_0_6_line_220 |  | 207 | 208 | 0.0036845 | 0.125 | 0.08 | 261 | 0 | 0.364 | 1 | 1 | cs | TRUE
221 | LV_2621-1_0_6_line_221 |  | 209 | 210 | 0.049723 | 0.125 | 0.08 | 261 | 0 | 0.364 | 1 | 1 | cs | TRUE
222 | LV_2621-1_0_6_line_222 |  | 210 | 211 | 0.012796 | 0.125 | 0.08 | 261 | 0 | 0.364 | 1 | 1 | cs | TRUE
223 | LV_2621-1_0_6_line_223 |  | 211 | 231 | 0.032773 | 0.125 | 0.08 | 261 | 0 | 0.364 | 1 | 1 | cs | TRUE
224 | LV_2621-1_0_6_line_224 |  | 212 | 233 | 0.0050527 | 0.125 | 0.08 | 261 | 0 | 0.364 | 1 | 1 | cs | TRUE
225 | LV_2621-1_0_6_line_225 |  | 213 | 214 | 0.019715 | 0.125 | 0.08 | 261 | 0 | 0.364 | 1 | 1 | cs | TRUE
226 | LV_2621-1_0_6_line_226 |  | 213 | 215 | 0.0088857 | 0.125 | 0.08 | 261 | 0 | 0.364 | 1 | 1 | cs | TRUE
227 | LV_2621-1_0_6_line_227 |  | 214 | 216 | 0.012677 | 0.125 | 0.08 | 261 | 0 | 0.364 | 1 | 1 | cs | TRUE
228 | LV_2621-1_0_6_line_228 |  | 215 | 217 | 0.00034603 | 0.125 | 0.08 | 261 | 0 | 0.364 | 1 | 1 | cs | TRUE
229 | LV_2621-1_0_6_line_229 |  | 216 | 218 | 0.015932 | 0.125 | 0.08 | 261 | 0 | 0.364 | 1 | 1 | cs | TRUE
230 | LV_2621-1_0_6_line_230 |  | 217 | 219 | 0.010474 | 0.125 | 0.08 | 261 | 0 | 0.364 | 1 | 1 | cs | TRUE
231 | LV_2621-1_0_6_line_231 |  | 218 | 220 | 0.0056845 | 0.125 | 0.08 | 261 | 0 | 0.364 | 1 | 1 | cs | TRUE
232 | LV_2621-1_0_6_line_232 |  | 219 | 221 | 0.021357 | 0.125 | 0.08 | 261 | 0 | 0.364 | 1 | 1 | cs | TRUE
233 | LV_2621-1_0_6_line_233 |  | 221 | 240 | 0.0078081 | 0.125 | 0.08 | 261 | 0 | 0.364 | 1 | 1 | cs | TRUE
234 | LV_2621-1_0_6_line_234 |  | 222 | 223 | 0.007375 | 0.125 | 0.08 | 261 | 0 | 0.364 | 1 | 1 | cs | TRUE
235 | LV_2621-1_0_6_line_235 |  | 223 | 224 | 0.0059505 | 0.125 | 0.08 | 261 | 0 | 0.364 | 1 | 1 | cs | TRUE
236 | LV_2621-1_0_6_line_236 |  | 224 | 225 | 0.014355 | 0.125 | 0.08 | 261 | 0 | 0.364 | 1 | 1 | cs | TRUE
237 | LV_2621-1_0_6_line_237 |  | 225 | 238 | 0.011264 | 0.125 | 0.08 | 261 | 0 | 0.364 | 1 | 1 | cs | TRUE
238 | LV_2621-1_0_6_line_238 |  | 226 | 227 | 0.038199 | 0.125 | 0.08 | 261 | 0 | 0.364 | 1 | 1 | cs | TRUE
239 | LV_2621-1_0_6_line_239 |  | 229 | 230 | 0.026934 | 0.125 | 0.08 | 261 | 0 | 0.364 | 1 | 1 | cs | TRUE
240 | LV_2621-1_0_6_line_240 |  | 230 | 257 | 0.070092 | 0.125 | 0.08 | 261 | 0 | 0.364 | 1 | 1 | cs | TRUE
241 | LV_2621-1_0_6_line_241 |  | 230 | 256 | 0.013374 | 0.125 | 0.08 | 261 | 0 | 0.364 | 1 | 1 | cs | TRUE
242 | LV_2621-1_0_6_line_242 |  | 231 | 232 | 0.0045044 | 0.125 | 0.08 | 261 | 0 | 0.364 | 1 | 1 | cs | TRUE
243 | LV_2621-1_0_6_line_243 |  | 234 | 236 | 0.035607 | 0.125 | 0.08 | 261 | 0 | 0.364 | 1 | 1 | cs | TRUE
244 | LV_2621-1_0_6_line_244 |  | 235 | 237 | 0.014379 | 0.125 | 0.08 | 261 | 0 | 0.364 | 1 | 1 | cs | TRUE
245 | LV_2621-1_0_6_line_245 |  | 238 | 239 | 0.013512 | 0.125 | 0.08 | 261 | 0 | 0.364 | 1 | 1 | cs | TRUE
246 | LV_2621-1_0_6_line_246 |  | 239 | 240 | 0.0069113 | 0.125 | 0.08 | 261 | 0 | 0.364 | 1 | 1 | cs | TRUE
247 | LV_2621-1_0_6_line_247 |  | 241 | 242 | 0.0049809 | 0.125 | 0.08 | 261 | 0 | 0.364 | 1 | 4 | cs | TRUE
248 | LV_2621-1_0_6_line_248 |  | 243 | 244 | 0.027404 | 0.125 | 0.08 | 261 | 0 | 0.364 | 1 | 1 | cs | TRUE
249 | LV_2621-1_0_6_line_249 |  | 245 | 246 | 0.013619 | 0.125 | 0.08 | 261 | 0 | 0.364 | 1 | 4 | cs | TRUE
250 | LV_2621-1_0_6_line_250 |  | 246 | 247 | 0.014296 | 0.125 | 0.08 | 261 | 0 | 0.364 | 1 | 4 | cs | TRUE
251 | LV_2621-1_0_6_line_251 |  | 248 | 249 | 0.027724 | 0.125 | 0.08 | 261 | 0 | 0.364 | 1 | 1 | cs | TRUE
252 | LV_2621-1_0_6_line_252 |  | 250 | 251 | 0.019639 | 0.125 | 0.08 | 261 | 0 | 0.364 | 1 | 1 | cs | TRUE
253 | LV_2621-1_0_6_line_253 |  | 251 | 252 | 0.010501 | 0.125 | 0.08 | 261 | 0 | 0.364 | 1 | 1 | cs | TRUE
254 | LV_2621-1_0_6_line_254 |  | 252 | 253 | 0.0062933 | 0.125 | 0.08 | 261 | 0 | 0.364 | 1 | 1 | cs | TRUE
255 | LV_2621-1_0_6_line_255 |  | 253 | 254 | 0.0094601 | 0.125 | 0.08 | 261 | 0 | 0.364 | 1 | 1 | cs | TRUE
256 | LV_2621-1_0_6_line_256 |  | 255 | 256 | 0.029705 | 0.125 | 0.08 | 261 | 0 | 0.364 | 1 | 1 | cs | TRUE

## trafo
| name | std_type | hv_bus | lv_bus | sn_mva | vn_hv_kv | vn_lv_kv | vk_percent | vkr_percent | pfe_kw | i0_percent | shift_degree | tap_side | tap_neutral | tap_min | tap_max | tap_step_percent | tap_step_degree | tap_pos | tap_phase_shifter | parallel | df | in_service
0 | LV_2621-1_0_6_trafo_46 | 0.63 MVA 20/0.4 kV | 258 | 51 | 0.63 | 20 | 0.4 | 6 | 1.206 | 1.65 | 0.2619 | 150 | hv | 0 | -2 | 2 | 2.5 | 0 | 0 | FALSE | 1 | 1 | TRUE

## line_geodata
| x0 | y0 | x1 | y1 | x2 | y2 | x3 | y3 | x4 | y4 | x5 | y5 | x6 | y6 | x7 | y7 | x8 | y8 | x9 | y9 | x10 | y10
0 | 2613761.5662 | 1249212.5821 | 2613768.363 | 1249211.6768 | 2613770.9287 | 1249211.1114
1 | 2613761.5662 | 1249212.5821 | 2613755.0711 | 1249213.4472 | 2613750.8046 | 1249213.6267
2 | 2613771.9462 | 1249210.8872 | 2613770.9287 | 1249211.1114
3 | 2613733.7813 | 1249213.0978 | 2613744.8023 | 1249213.8793 | 2613750.8046 | 1249213.6267
4 | 2613785.862 | 1249207.8936 | 2613785.2909 | 1249207.9468 | 2613771.9462 | 1249210.8872
5 | 2613733.7813 | 1249213.0978 | 2613733.3907 | 1249250.1239
6 | 2613730.1591 | 1249212.3334 | 2613733.7813 | 1249213.0978
7 | 2613800.4607 | 1249206.5324 | 2613785.862 | 1249207.8936
8 | 2613730.1591 | 1249212.3334 | 2613733.3529 | 1249202.4121 | 2613740.602 | 1249192.1 | 2613742.4695 | 1249189.1152
9 | 2613800.4607 | 1249206.5324 | 2613800.998 | 1249206.4823 | 2613802.6668 | 1249206.5271
10 | 2613750.6436 | 1249176.9239 | 2613748.103 | 1249180.5987 | 2613743.6028 | 1249187.3038 | 2613742.4695 | 1249189.1152
11 | 2613814.9893 | 1249570.2063 | 2613810.2892 | 1249562.3454
12 | 2613814.9893 | 1249570.2063 | 2613816.9593 | 1249573.5011 | 2613821.3799 | 1249580.8927
13 | 2613786.3352 | 1249516.4056 | 2613791.0911 | 1249526.3217 | 2613796.5983 | 1249537.7975 | 2613801.1991 | 1249546.2025 | 2613809.3037 | 1249560.6973 | 2613810.2892 | 1249562.3454
14 | 2613837.2757 | 1249609.983 | 2613836.4032 | 1249607.4016 | 2613834.3001 | 1249602.8048 | 2613829.3977 | 1249594.299 | 2613821.3799 | 1249580.8927
15 | 2613777.198 | 1249497.9045 | 2613780.0993 | 1249503.4037 | 2613786.3352 | 1249516.4056
16 | 2613777.198 | 1249497.9045 | 2613781.9016 | 1249494.5021 | 2613786.7011 | 1249492.1005 | 2613792.1549 | 1249489.7903
17 | 2613777.198 | 1249497.9045 | 2613768.3997 | 1249502.4982 | 2613759.3222 | 1249506.9977
18 | 2613777.198 | 1249497.9045 | 2613763.8042 | 1249472.2013 | 2613758.396 | 1249460.8202
19 | 2613792.1549 | 1249489.7903 | 2613811.0043 | 1249481.8057 | 2613813.2673 | 1249480.9516
20 | 2613759.3222 | 1249506.9977 | 2613745.6043 | 1249513.7973 | 2613733.8211 | 1249518.8223
21 | 2613748.5979 | 1249440.2011 | 2613758.396 | 1249460.8202
22 | 2614274.2509 | 1249165.9295 | 2614266.8827 | 1249163.7083 | 2614252.7024 | 1249161.2061 | 2614245.8078 | 1249160.645
23 | 2614286.1456 | 1249169.6833 | 2614281.8283 | 1249168.2137 | 2614274.2509 | 1249165.9295
24 | 2614234.0367 | 1249159.687 | 2614245.8078 | 1249160.645
25 | 2614286.1456 | 1249169.6833 | 2614296.335 | 1249173.1518 | 2614300.3351 | 1249175.2364
26 | 2614234.0367 | 1249159.687 | 2614230.0525 | 1249159.3627
27 | 2614306.2145 | 1249178.3004 | 2614300.3351 | 1249175.2364
28 | 2614223.3013 | 1249158.8786 | 2614226.8036 | 1249159.0983 | 2614230.0525 | 1249159.3627
29 | 2614322.9981 | 1249187.047 | 2614306.2145 | 1249178.3004
30 | 2614206.6368 | 1249157.8645 | 2614209.2979 | 1249158.0003 | 2614223.3013 | 1249158.8786
31 | 2614322.9981 | 1249187.047 | 2614311.9939 | 1249206.9479
32 | 2614260.6637 | 1249276.9689 | 2614254.6011 | 1249273.1052 | 2614247.0928 | 1249268.5216
33 | 2614242.3506 | 1249265.6266 | 2614247.0928 | 1249268.5216
34 | 2614260.6637 | 1249276.9689 | 2614281.6774 | 1249290.361
35 | 2614242.3506 | 1249265.6266 | 2614229.203 | 1249257.6011 | 2614226.8166 | 1249256.4634
36 | 2614242.3506 | 1249265.6266 | 2614252.4115 | 1249247.3024
37 | 2614298.3253 | 1249301.7368 | 2614293.197 | 1249297.7025 | 2614281.6774 | 1249290.361
38 | 2614226.8166 | 1249256.4634 | 2614203.3969 | 1249245.2982 | 2614203.0306 | 1249245.1393
39 | 2614252.4115 | 1249247.3024 | 2614258.3051 | 1249236.5682 | 2614263.1427 | 1249234.1783 | 2614263.1427 | 1249234.1783
40 | 2614298.3253 | 1249301.7368 | 2614302.2991 | 1249304.8628
41 | 2614180.4664 | 1249236.1471 | 2614185.1979 | 1249237.4052 | 2614203.0306 | 1249245.1393
42 | 2614290.0279 | 1249246.673 | 2614269.7822 | 1249235.9953 | 2614263.1427 | 1249234.1783
43 | 2614302.2991 | 1249304.8628 | 2614306.2286 | 1249307.9539
44 | 2614180.4664 | 1249236.1471 | 2614177.3227 | 1249235.3112
45 | 2614290.0279 | 1249246.673 | 2614327.6989 | 1249266.5542 | 2614335.1421 | 1249271.061
46 | 2614290.0279 | 1249246.673 | 2614298.3683 | 1249231.5895
47 | 2614030.1074 | 1249248.2935 | 2614025.9992 | 1249248.2017 | 2614017.5979 | 1249247.5037 | 2614014.7328 | 1249247.348
48 | 2614030.1074 | 1249248.2935 | 2614034.9 | 1249248.4006 | 2614058.4026 | 1249248.4005 | 2614061.0849 | 1249248.2024
49 | 2614030.1074 | 1249248.2935 | 2614030.4971 | 1249221.5866
50 | 2613991.1972 | 1249250.2989 | 2613993.2021 | 1249248.5025 | 2613995.0985 | 1249247.9066 | 2613998.7996 | 1249247.2037 | 2614008.4034 | 1249247.0039 | 2614014.7328 | 1249247.348
51 | 2614105.3305 | 1249245.3056 | 2614094.0994 | 1249244.7047 | 2614089.1993 | 1249244.8043 | 2614074.2009 | 1249246.7034 | 2614063.8017 | 1249248.0019 | 2614061.0849 | 1249248.2024
52 | 2614019.8967 | 1249220.8643 | 2614030.4971 | 1249221.5866
53 | 2613991.1972 | 1249250.2989 | 2613994.4028 | 1249251.5962 | 2614006.3001 | 1249258.5064 | 2614018.113 | 1249264.7189
54 | 2613991.1972 | 1249250.2989 | 2613988.399 | 1249249.1027 | 2613983.4043 | 1249247.7012 | 2613978.8987 | 1249247.0013 | 2613969.7654 | 1249246.3412
55 | 2614112.798 | 1249245.7052 | 2614112.798 | 1249245.7052 | 2614105.3305 | 1249245.3056
56 | 2614019.8967 | 1249220.8643 | 2614004.197 | 1249219.7945
57 | 2614041.8012 | 1249276.9019 | 2614035.2027 | 1249273.7065 | 2614018.113 | 1249264.7189
58 | 2613956.4742 | 1249245.3428 | 2613957.8986 | 1249245.5066 | 2613969.1988 | 1249246.3003 | 2613969.7654 | 1249246.3412
59 | 2614112.798 | 1249245.7052 | 2614117.0032 | 1249245.7041 | 2614119.4443 | 1249245.518
60 | 2614041.8012 | 1249276.9019 | 2614044.8028 | 1249275.0967 | 2614047.4997 | 1249274.4027 | 2614070.7007 | 1249270.9997 | 2614085.1499 | 1249269.045
61 | 2614041.8012 | 1249276.9019 | 2614046.0999 | 1249278.9023
62 | 2613956.4742 | 1249245.3428 | 2613950.0036 | 1249244.5986 | 2613940.4037 | 1249243.0974 | 2613937.085 | 1249242.262
63 | 2614119.4443 | 1249245.518 | 2614122.5957 | 1249245.2779
64 | 2614138.517 | 1249239.7751 | 2614132.1994 | 1249243.2052 | 2614129.1011 | 1249244.3986 | 2614126.2006 | 1249245.0032 | 2614122.5957 | 1249245.2779
65 | 2614150.1977 | 1249230.7065 | 2614149.202 | 1249233.5059 | 2614148.2028 | 1249234.6043 | 2614142.6997 | 1249237.5042 | 2614138.517 | 1249239.7751
66 | 2614150.1977 | 1249230.7065 | 2614122.9387 | 1249228.3955
67 | 2614150.1977 | 1249230.7065 | 2614157.1089 | 1249231.2479
68 | 2614177.3227 | 1249235.3112 | 2614164.102 | 1249231.7958 | 2614157.1089 | 1249231.2479
69 | 2613941.4039 | 1249102.9981 | 2613933.2164 | 1249114.0861 | 2613925.9757 | 1249123.8643 | 2613919.2027 | 1249130.5973 | 2613918.3563 | 1249131.4791
70 | 2613894.0969 | 1249147.7053 | 2613913.3145 | 1249136.7319 | 2613918.3563 | 1249131.4791
71 | 2613941.4039 | 1249102.9981 | 2613941.4039 | 1249102.9981 | 2613952.1551 | 1249089.9723
72 | 2613886.8943 | 1249154.1371 | 2613894.0969 | 1249147.7053
73 | 2613962.8087 | 1249077.0648 | 2613952.1551 | 1249089.9723
74 | 2613886.8943 | 1249154.1371 | 2613880.7066 | 1249152.7662 | 2613873.761 | 1249152.6055 | 2613869.3669 | 1249152.5461
75 | 2613886.8943 | 1249154.1371 | 2613894.2982 | 1249158.5016 | 2613900.5988 | 1249160.0062 | 2613906.5015 | 1249160.5981
76 | 2613962.8087 | 1249077.0648 | 2613875.3253 | 1248954.4478
77 | 2613869.3669 | 1249152.5461 | 2613855.4399 | 1249152.3581
78 | 2613843.9019 | 1249152.2024 | 2613843.9019 | 1249152.2024 | 2613855.4399 | 1249152.3581
79 | 2614265.1628 | 1249329.0617 | 2614268.8607 | 1249331.1662
80 | 2614297.0249 | 1249347.4948 | 2614291.5982 | 1249344.1065 | 2614268.8607 | 1249331.1662
81 | 2614265.1628 | 1249329.0617 | 2614262.6016 | 1249327.604 | 2614249.1168 | 1249320.2101
82 | 2614298.1979 | 1249348.2272 | 2614297.0249 | 1249347.4948
83 | 2614249.1168 | 1249320.2101 | 2614243.4114 | 1249317.0818
84 | 2614313.9697 | 1249358.5353 | 2614308.4013 | 1249354.5981 | 2614298.1979 | 1249348.2272
85 | 2614241.2766 | 1249315.9113 | 2614243.4114 | 1249317.0818
86 | 2614313.9697 | 1249358.5353 | 2614324.1006 | 1249365.6986 | 2614336.7442 | 1249375.1852
87 | 2614220.4276 | 1249304.4795 | 2614241.2766 | 1249315.9113
88 | 2614336.8519 | 1249375.266 | 2614336.7442 | 1249375.1852
89 | 2614082.2687 | 1249296.0514 | 2614065.7973 | 1249288.4994 | 2614056.9276 | 1249284.1779
90 | 2614046.0999 | 1249278.9023 | 2614056.9276 | 1249284.1779
91 | 2614093.3993 | 1249301.2062 | 2614091.0993 | 1249300.1001 | 2614082.2687 | 1249296.0514
92 | 2614046.0999 | 1249278.9023 | 2614043.4039 | 1249282.3982 | 2614040.9004 | 1249284.3046 | 2614038.5041 | 1249285.5998 | 2614035.399 | 1249286.5042 | 2614013.3486 | 1249289.7828
93 | 2614093.3993 | 1249301.2062 | 2614110.8664 | 1249309.2673
94 | 2614141.6686 | 1249323.4825 | 2614110.8664 | 1249309.2673
95 | 2614151.1311 | 1249327.8494 | 2614141.6686 | 1249323.4825
96 | 2613824.7917 | 1249370.0689 | 2613824.6038 | 1249370.0984 | 2613812.2756 | 1249372.1173
97 | 2613794.6079 | 1249375.0107 | 2613812.2756 | 1249372.1173
98 | 2613858.8541 | 1249364.7267 | 2613824.7917 | 1249370.0689
99 | 2613794.6079 | 1249375.0107 | 2613792.2034 | 1249375.4044 | 2613791.2488 | 1249375.5633
100 | 2613858.8541 | 1249364.7267 | 2613869.9664 | 1249362.9839
101 | 2613762.9985 | 1249380.7146 | 2613774.8023 | 1249378.2994 | 2613791.2488 | 1249375.5633
102 | 2613900.3022 | 1249358.1002 | 2613893.6023 | 1249359.4966 | 2613875.5978 | 1249362.1007 | 2613869.9664 | 1249362.9839
103 | 2613900.3022 | 1249358.1002 | 2613900.8007 | 1249358.0013 | 2613904.1032 | 1249356.597 | 2613906.8024 | 1249354.9022 | 2613910.0034 | 1249351.6965 | 2613911.7837 | 1249349.3057
104 | 2613810.2009 | 1249426.6957 | 2613789.2848 | 1249430.8726
105 | 2613810.2009 | 1249426.6957 | 2613827.3906 | 1249423.2628
106 | 2613789.2848 | 1249430.8726 | 2613779.1383 | 1249432.8989
107 | 2613853.9992 | 1249417.859 | 2613853.4979 | 1249418.0966 | 2613847.8022 | 1249419.5065 | 2613830.2042 | 1249422.701 | 2613827.3906 | 1249423.2628
108 | 2613760.8763 | 1249436.8495 | 2613776.5999 | 1249433.4058 | 2613779.1383 | 1249432.8989
109 | 2613853.9992 | 1249417.859 | 2613857.7001 | 1249416.1051 | 2613862.0014 | 1249413.7024 | 2613865.6025 | 1249410.4976 | 2613865.6025 | 1249410.4976
110 | 2613748.5979 | 1249440.2011 | 2613755.6014 | 1249438.0047 | 2613760.8763 | 1249436.8495
111 | 2613880.9975 | 1249390.4983 | 2613879.4981 | 1249392.4961 | 2613868.9035 | 1249406.5027 | 2613865.6025 | 1249410.4976
112 | 2613748.5979 | 1249440.2011 | 2613747.5989 | 1249437.9973
113 | 2613880.9975 | 1249390.4983 | 2613886.4031 | 1249390.4998 | 2613894.3019 | 1249389.7066 | 2613897.1428 | 1249389.1873
114 | 2613843.9019 | 1249152.2024 | 2613837.8673 | 1249152.6522
115 | 2613834.5006 | 1249152.9032 | 2613834.5006 | 1249152.9032 | 2613837.8673 | 1249152.6522
116 | 2613834.5006 | 1249152.9032 | 2613822.4998 | 1249154.5986 | 2613818.3859 | 1249155.4883
117 | 2613801.3638 | 1249159.1693 | 2613818.3859 | 1249155.4883
118 | 2613756.0985 | 1249170.6997 | 2613759.1984 | 1249168.8056 | 2613763.6032 | 1249167.4038 | 2613775.8026 | 1249164.6969 | 2613801.3638 | 1249159.1693
119 | 2614178.6143 | 1249369.5713 | 2614179.104 | 1249367.7973 | 2614180.1995 | 1249364.2976 | 2614181.0897 | 1249362.834
120 | 2614178.6143 | 1249369.5713 | 2614177.9998 | 1249371.7972 | 2614177.701 | 1249376.7997 | 2614177.71 | 1249377.1656
121 | 2614191.0977 | 1249346.8011 | 2614183.6027 | 1249358.7021 | 2614181.0897 | 1249362.834
122 | 2614183.6563 | 1249404.0698 | 2614180.6011 | 1249392.2055 | 2614178.4001 | 1249384.4063 | 2614177.8042 | 1249381.0027 | 2614177.71 | 1249377.1656
123 | 2614191.0977 | 1249346.8011 | 2614187.2979 | 1249344.6018 | 2614184.622 | 1249343.3554
124 | 2614191.0977 | 1249346.8011 | 2614198.899 | 1249352.1009 | 2614210.6909 | 1249361.4944
125 | 2614183.6563 | 1249404.0698 | 2614184.0323 | 1249405.5298
126 | 2614151.1311 | 1249327.8494 | 2614172.9015 | 1249337.8965 | 2614184.622 | 1249343.3554
127 | 2614220.4357 | 1249369.5195 | 2614211.2042 | 1249361.9033 | 2614210.6909 | 1249361.4944
128 | 2614187.1724 | 1249417.7235 | 2614184.0323 | 1249405.5298
129 | 2614220.4357 | 1249369.5195 | 2614225.871 | 1249374.0037
130 | 2614187.1724 | 1249417.7235 | 2614187.6967 | 1249419.7595
131 | 2614142.06 | 1249156.681 | 2614132.9446 | 1249156.6443
132 | 2614170.8036 | 1249156.7966 | 2614142.06 | 1249156.681
133 | 2614115.5218 | 1249156.5742 | 2614132.9446 | 1249156.6443
134 | 2614170.8036 | 1249156.7966 | 2614177.6467 | 1249156.8398
135 | 2614170.8036 | 1249156.7966 | 2614171.2043 | 1249153.4065 | 2614172.1038 | 1249149.8063 | 2614173.2324 | 1249146.5289
136 | 2614096.6035 | 1249156.4981 | 2614115.5218 | 1249156.5742
137 | 2614177.6467 | 1249156.8398 | 2614187.7983 | 1249156.9038 | 2614194.9343 | 1249157.2677
138 | 2614182.507 | 1249130.9095 | 2614177.8998 | 1249138.1014 | 2614173.898 | 1249144.5961 | 2614173.2324 | 1249146.5289
139 | 2614096.6035 | 1249156.4981 | 2614095.3342 | 1249172.4631
140 | 2614096.6035 | 1249156.4981 | 2614090.0155 | 1249156.5964
141 | 2614206.6368 | 1249157.8645 | 2614194.9343 | 1249157.2677
142 | 2614182.507 | 1249130.9095 | 2614186.0994 | 1249125.3016 | 2614187.6017 | 1249122.2032 | 2614188.4294 | 1249119.7582
143 | 2614094.6434 | 1249181.1514 | 2614095.3342 | 1249172.4631
144 | 2614198.3021 | 1249089.6966 | 2614196.9038 | 1249093.4957 | 2614194.6974 | 1249100.6061 | 2614189.7003 | 1249116.0042 | 2614188.4294 | 1249119.7582
145 | 2614205.4178 | 1249079.4898 | 2614213.0984 | 1249068.2958 | 2614215.2175 | 1249065.3651
146 | 2614198.3021 | 1249089.6966 | 2614198.4012 | 1249089.2965 | 2614201.499 | 1249085.2013 | 2614205.4178 | 1249079.4898
147 | 2614198.3021 | 1249089.6966 | 2614191.799 | 1249087.6019 | 2614185.7991 | 1249086.5981 | 2614182.0782 | 1249086.2814
148 | 2614151.1008 | 1249085.9039 | 2614155.6006 | 1249085.9035 | 2614177.6014 | 1249085.9003 | 2614182.0782 | 1249086.2814
149 | 2614157.7002 | 1249066.5961 | 2614153.4021 | 1249077.0037 | 2614151.998 | 1249080.1023 | 2614151.3035 | 1249083.2027 | 2614151.1008 | 1249085.9039
150 | 2614151.1008 | 1249085.9039 | 2614146.601 | 1249085.9044 | 2614138.8465 | 1249085.3326
151 | 2614103.3986 | 1249083.2001 | 2614110.8974 | 1249082.5063 | 2614118.8016 | 1249082.803 | 2614128.0999 | 1249084.2038 | 2614137.0972 | 1249085.2036 | 2614138.8465 | 1249085.3326
152 | 2613946.2037 | 1249306.7966 | 2613943.2024 | 1249305.2997
153 | 2613946.2037 | 1249306.7966 | 2613950.8018 | 1249309.8982 | 2613958.0115 | 1249315.2381
154 | 2613943.2024 | 1249305.2997 | 2613938.3983 | 1249312.8044 | 2613930.1035 | 1249324.7038 | 2613926.3951 | 1249329.6838
155 | 2613943.2024 | 1249305.2997 | 2613934.002 | 1249300.8975 | 2613928.502 | 1249299.3059 | 2613922.1014 | 1249298.6015 | 2613902.2976 | 1249298.4903
156 | 2613958.0115 | 1249315.2381 | 2613958.9037 | 1249315.8989 | 2613962.5984 | 1249317.8977 | 2613966.7998 | 1249319.4975 | 2613971.4019 | 1249320.8981 | 2613972.2954 | 1249321.0472
157 | 2613911.7837 | 1249349.3057 | 2613926.3951 | 1249329.6838
158 | 2613884.596 | 1249298.3909 | 2613902.2976 | 1249298.4903
159 | 2613973.7808 | 1249321.295 | 2613972.2954 | 1249321.0472
160 | 2613871.2981 | 1249298.3162 | 2613884.596 | 1249298.3909
161 | 2613973.7808 | 1249321.295 | 2613981.0014 | 1249322.4995 | 2613986.8865 | 1249323.603
162 | 2614298.3683 | 1249231.5895 | 2614311.9939 | 1249206.9479
163 | 2613821.7909 | 1249207.1162 | 2613819.1166 | 1249206.9691 | 2613802.6668 | 1249206.5271
164 | 2613825.3172 | 1249207.3102 | 2613821.7909 | 1249207.1162
165 | 2613847.81 | 1249208.5479 | 2613825.3172 | 1249207.3102
166 | 2613847.81 | 1249208.5479 | 2613847.2035 | 1249216.0958 | 2613845.6032 | 1249222.4962 | 2613842.156 | 1249227.6248
167 | 2613847.81 | 1249208.5479 | 2613851.4849 | 1249208.8661
168 | 2613842.156 | 1249227.6248 | 2613838.6007 | 1249230.5963 | 2613836.4043 | 1249233.6042 | 2613835.1872 | 1249237.5039 | 2613834.9793 | 1249240.8116
169 | 2613842.156 | 1249227.6248 | 2613848.299 | 1249231.9975 | 2613852.1006 | 1249233.4962 | 2613856.0015 | 1249234.5059 | 2613859.9171 | 1249235.1023
170 | 2613834.9793 | 1249240.8116 | 2613834.4111 | 1249249.8545 | 2613834.4111 | 1249249.8545
171 | 2613879.6449 | 1249236.4594 | 2613868.5013 | 1249235.7025 | 2613860.5978 | 1249235.206 | 2613859.9171 | 1249235.1023
172 | 2614362.3885 | 1249394.9642 | 2614345.2994 | 1249381.6043 | 2614336.8519 | 1249375.266
173 | 2614362.6521 | 1249395.1703 | 2614362.3885 | 1249394.9642
174 | 2614362.6521 | 1249395.1703 | 2614366.3986 | 1249398.0992 | 2614369.2037 | 1249399.4958 | 2614372.1995 | 1249400.1034
175 | 2614382.4133 | 1249395.7118 | 2614380.5023 | 1249397.6997 | 2614377.5012 | 1249399.3046 | 2614374.7968 | 1249399.9985 | 2614372.1995 | 1249400.1034 | 2614372.1995 | 1249400.1034
176 | 2613756.0985 | 1249170.6997 | 2613752.7996 | 1249173.8052 | 2613750.6436 | 1249176.9239
177 | 2613756.0985 | 1249170.6997 | 2613755.4036 | 1249167.5961 | 2613755.2975 | 1249164.505 | 2613755.6012 | 1249160.5031 | 2613756.5246 | 1249152.8112
178 | 2613756.5246 | 1249152.8112 | 2613757.1023 | 1249147.9985 | 2613758.6983 | 1249140.1971 | 2613759.2937 | 1249137.5213
179 | 2613763.6043 | 1249118.0052 | 2613763.6036 | 1249118.3054 | 2613762.902 | 1249121.3057 | 2613759.2937 | 1249137.5213
180 | 2613763.6043 | 1249118.0052 | 2613766.8018 | 1249116.3004 | 2613769.5025 | 1249114.0052 | 2613771.3095 | 1249111.6448
181 | 2613902.6837 | 1249238.0222 | 2613902.4022 | 1249238.0052 | 2613879.6449 | 1249236.4594
182 | 2613902.6837 | 1249238.0222 | 2613915.5975 | 1249238.8032 | 2613923.3042 | 1249239.4995 | 2613930.1043 | 1249240.5049 | 2613937.085 | 1249242.262
183 | 2613835.9648 | 1249269.9711 | 2613835.2288 | 1249265.0774 | 2613834.4111 | 1249249.8545
184 | 2613835.9648 | 1249269.9711 | 2613821.9356 | 1249272.0946
185 | 2613835.9648 | 1249269.9711 | 2613837.4505 | 1249273.9216 | 2613841.3996 | 1249280.2015 | 2613844.204 | 1249285.2001 | 2613847.5982 | 1249289.7999 | 2613850.099 | 1249292.2962 | 2613852.5024 | 1249294.4032 | 2613856.0995 | 1249296.2016 | 2613860.3014 | 1249297.6012 | 2613863.5995 | 1249298.098 | 2613866.319 | 1249298.2238
186 | 2614359.2505 | 1249349.6637 | 2614337.0941 | 1249332.2343
187 | 2614397.5999 | 1249373.7033 | 2614372.593 | 1249359.0889 | 2614367.3006 | 1249355.9964 | 2614359.2505 | 1249349.6637
188 | 2614337.0941 | 1249332.2343 | 2614333.1162 | 1249329.1051
189 | 2614397.5999 | 1249373.7033 | 2614382.9016 | 1249395.2039 | 2614382.4133 | 1249395.7118
190 | 2614333.1162 | 1249329.1051 | 2614329.1872 | 1249326.0143
191 | 2614325.0076 | 1249322.7264 | 2614329.1872 | 1249326.0143
192 | 2614317.7111 | 1249316.9866 | 2614325.0076 | 1249322.7264
193 | 2614103.3986 | 1249083.2001 | 2614091.9966 | 1249106.1213 | 2614090.2039 | 1249109.7256
194 | 2614103.3986 | 1249083.2001 | 2614104.9008 | 1249080.1017 | 2614108.2017 | 1249073.105 | 2614114.7662 | 1249059.5009
195 | 2613747.5989 | 1249437.9973 | 2613742.1003 | 1249425.9991 | 2613736.1196 | 1249412.4855
196 | 2613725.8032 | 1249388.9042 | 2613728.604 | 1249395.5038 | 2613736.1196 | 1249412.4855
197 | 2613708.9021 | 1249348.5058 | 2613719.8034 | 1249374.9035 | 2613725.8032 | 1249388.9042
198 | 2613899.2103 | 1249388.8093 | 2613897.1428 | 1249389.1873
199 | 2613899.2103 | 1249388.8093 | 2613913.1677 | 1249386.2576
200 | 2613914.5853 | 1249385.9985 | 2613913.1677 | 1249386.2576
201 | 2613914.5853 | 1249385.9985 | 2613930.8858 | 1249383.0185
202 | 2613942.6039 | 1249380.3024 | 2613940.2989 | 1249381.2976 | 2613930.8858 | 1249383.0185
203 | 2614189.4473 | 1249291.686 | 2614192.903 | 1249292.6037 | 2614200.3031 | 1249295.2008 | 2614207.8983 | 1249298.2987 | 2614218.1015 | 1249303.204 | 2614220.4276 | 1249304.4795
204 | 2613818.3675 | 1249479.0265 | 2613813.2673 | 1249480.9516
205 | 2614317.7111 | 1249316.9866 | 2614310.1999 | 1249311.0779
206 | 2614236.1449 | 1249382.6842 | 2614234.5998 | 1249381.205 | 2614225.871 | 1249374.0037
207 | 2613986.8865 | 1249323.603 | 2614003.3991 | 1249326.6993 | 2614004.0995 | 1249326.8948
208 | 2614013.8033 | 1249329.6034 | 2614004.0995 | 1249326.8948
209 | 2614013.8033 | 1249329.6034 | 2614033.3007 | 1249334.2968 | 2614041.5986 | 1249337.196 | 2614043.7548 | 1249338.2618
210 | 2614013.8033 | 1249329.6034 | 2614013.2015 | 1249331.9035 | 2614012.9009 | 1249334.5044 | 2614013.0974 | 1249337.5958 | 2614013.6446 | 1249343.8391
211 | 2614050.0972 | 1249341.3966 | 2614043.7548 | 1249338.2618
212 | 2614013.6446 | 1249343.8391 | 2614014.0973 | 1249349.0055 | 2614014.2005 | 1249353.2974 | 2614013.8001 | 1249356.5986 | 2614012.9031 | 1249359.1982 | 2614011.3038 | 1249361.8962 | 2614009.4034 | 1249364.2043 | 2614007.2999 | 1249366.2006 | 2614004.6011 | 1249367.7064 | 2614002.7602 | 1249368.1578
213 | 2614050.0972 | 1249341.3966 | 2614056.7999 | 1249345.2037 | 2614061.4035 | 1249349.106 | 2614080.2991 | 1249365.6058 | 2614087.6432 | 1249372.5222
214 | 2614050.0972 | 1249341.3966 | 2614054.103 | 1249339.5048 | 2614059.9203 | 1249338.4561
215 | 2614002.7602 | 1249368.1578 | 2613998.8978 | 1249369.105 | 2613984.7979 | 1249371.1065 | 2613980.5996 | 1249371.3968 | 2613976.6969 | 1249371.1986 | 2613971.9028 | 1249371.1985 | 2613971.6124 | 1249371.2266
216 | 2614087.6432 | 1249372.5222 | 2614094.0993 | 1249378.6024 | 2614095.6749 | 1249379.9119
217 | 2614073.2526 | 1249336.0528 | 2614059.9203 | 1249338.4561
218 | 2613971.6124 | 1249371.2266 | 2613968.6197 | 1249371.5163
219 | 2614191.202 | 1249436.0035 | 2614190.8996 | 1249433.0009 | 2614190.1011 | 1249429.0964 | 2614188.6156 | 1249423.3276
220 | 2614188.6156 | 1249423.3276 | 2614187.6967 | 1249419.7595
221 | 2613708.9021 | 1249348.5058 | 2613748.5022 | 1249341.1034 | 2613757.8418 | 1249339.7552
222 | 2613770.507 | 1249337.9269 | 2613757.8418 | 1249339.7552
223 | 2613770.507 | 1249337.9269 | 2613802.9439 | 1249333.2444
224 | 2614310.1999 | 1249311.0779 | 2614306.2286 | 1249307.9539
225 | 2614334.2824 | 1249464.4242 | 2614318.6857 | 1249452.3657
226 | 2614311.656 | 1249446.9308 | 2614318.6857 | 1249452.3657
227 | 2614334.2824 | 1249464.4242 | 2614344.3114 | 1249472.1781
228 | 2614311.656 | 1249446.9308 | 2614311.3823 | 1249446.7191
229 | 2614356.9794 | 1249481.8378 | 2614353.8961 | 1249479.5885 | 2614344.3114 | 1249472.1781
230 | 2614311.3823 | 1249446.7191 | 2614303.0962 | 1249440.3128
231 | 2614361.5717 | 1249485.1881 | 2614356.9794 | 1249481.8378
232 | 2614303.0962 | 1249440.3128 | 2614302.6998 | 1249440.0063 | 2614285.9351 | 1249427.5994
233 | 2614279.6588 | 1249422.9546 | 2614285.9351 | 1249427.5994
234 | 2614241.4724 | 1249387.7842 | 2614236.1449 | 1249382.6842
235 | 2614241.4724 | 1249387.7842 | 2614241.5974 | 1249387.9039 | 2614245.5783 | 1249392.0909
236 | 2614255.6135 | 1249402.3535 | 2614251.1011 | 1249397.8997 | 2614245.5783 | 1249392.0909
237 | 2614255.6135 | 1249402.3535 | 2614258.7007 | 1249405.4006 | 2614263.9462 | 1249409.9244
238 | 2613795.3134 | 1249082.5335 | 2613789.8984 | 1249093.0055 | 2613786.8026 | 1249096.4005 | 2613778.3981 | 1249103.4967 | 2613774.0992 | 1249108.0008 | 2613771.3095 | 1249111.6448
239 | 2614358.1819 | 1249285.0114 | 2614335.1421 | 1249271.061
240 | 2614358.1819 | 1249285.0114 | 2614387.4493 | 1249221.3219
241 | 2614369.6221 | 1249291.9383 | 2614358.1819 | 1249285.0114
242 | 2613807.4021 | 1249332.6009 | 2613802.9439 | 1249333.2444
243 | 2614118.3561 | 1249406.5 | 2614117.2014 | 1249403.9958 | 2614112.4974 | 1249394.7008 | 2614109.8996 | 1249391.8039 | 2614101.7999 | 1249385.0026 | 2614095.6749 | 1249379.9119
244 | 2614087.4038 | 1249333.5018 | 2614073.2526 | 1249336.0528
245 | 2614263.9462 | 1249409.9244 | 2614274.1787 | 1249418.749
246 | 2614279.6588 | 1249422.9546 | 2614275.4037 | 1249419.8055 | 2614274.1787 | 1249418.749
247 | 2613871.2981 | 1249298.3162 | 2613867.9024 | 1249298.2971 | 2613866.319 | 1249298.2238
248 | 2614094.6434 | 1249181.1514 | 2614092.4715 | 1249208.4695
249 | 2613942.6039 | 1249380.3024 | 2613945.8035 | 1249377.697 | 2613951.4034 | 1249375.2975 | 2613954.6428 | 1249374.2647
250 | 2613968.6197 | 1249371.5163 | 2613963.6038 | 1249372.0018 | 2613958.6036 | 1249373.0018 | 2613954.6428 | 1249374.2647
251 | 2613821.9356 | 1249272.0946 | 2613794.5236 | 1249276.2437
252 | 2613818.3675 | 1249479.0265 | 2613818.704 | 1249478.8995 | 2613826.101 | 1249476.3039 | 2613832.1981 | 1249474.3056 | 2613837.0322 | 1249472.9383
253 | 2613837.0322 | 1249472.9383 | 2613847.1371 | 1249470.0801
254 | 2613853.2464 | 1249468.583 | 2613849.8983 | 1249469.2991 | 2613847.1371 | 1249470.0801
255 | 2613862.4973 | 1249466.6045 | 2613853.2464 | 1249468.583
256 | 2614369.6221 | 1249291.9383 | 2614382.2903 | 1249298.2953 | 2614396.1928 | 1249305.2202

## bus_geodata
| x | y | coords
0 | 2613761.5662 | 1249212.5821
1 | 2613770.9287 | 1249211.1114
2 | 2613750.8046 | 1249213.6267
3 | 2613771.9462 | 1249210.8872
4 | 2613733.7813 | 1249213.0978
5 | 2613785.862 | 1249207.8936
6 | 2613733.3907 | 1249250.1239
7 | 2613730.1591 | 1249212.3334
8 | 2613800.4607 | 1249206.5324
9 | 2613742.4695 | 1249189.1152
10 | 2613814.9893 | 1249570.2063
11 | 2613810.2892 | 1249562.3454
12 | 2613821.3799 | 1249580.8927
13 | 2613786.3352 | 1249516.4056
14 | 2613837.2757 | 1249609.983
15 | 2613777.198 | 1249497.9045
16 | 2613792.1549 | 1249489.7903
17 | 2613759.3222 | 1249506.9977
18 | 2613758.396 | 1249460.8202
19 | 2614274.2509 | 1249165.9295
20 | 2614245.8078 | 1249160.645
21 | 2614286.1456 | 1249169.6833
22 | 2614234.0367 | 1249159.687
23 | 2614300.3351 | 1249175.2364
24 | 2614230.0525 | 1249159.3627
25 | 2614306.2145 | 1249178.3004
26 | 2614223.3013 | 1249158.8786
27 | 2614322.9981 | 1249187.047
28 | 2614247.0928 | 1249268.5216
29 | 2614260.6637 | 1249276.9689
30 | 2614242.3506 | 1249265.6266
31 | 2614281.6774 | 1249290.361
32 | 2614226.8166 | 1249256.4634
33 | 2614252.4115 | 1249247.3024
34 | 2614298.3253 | 1249301.7368
35 | 2614203.0306 | 1249245.1393
36 | 2614263.1427 | 1249234.1783
37 | 2614302.2991 | 1249304.8628
38 | 2614180.4664 | 1249236.1471
39 | 2614290.0279 | 1249246.673
40 | 2614030.1074 | 1249248.2935
41 | 2614014.7328 | 1249247.348
42 | 2614061.0849 | 1249248.2024
43 | 2614030.4971 | 1249221.5866
44 | 2613991.1972 | 1249250.2989
45 | 2614105.3305 | 1249245.3056
46 | 2614019.8967 | 1249220.8643
47 | 2614018.113 | 1249264.7189
48 | 2613969.7654 | 1249246.3412
49 | 2614004.197 | 1249219.7945
50 | 2614112.798 | 1249245.7052
51 | 2614041.8012 | 1249276.9019
52 | 2613956.4742 | 1249245.3428
53 | 2614119.4443 | 1249245.518
54 | 2614122.5957 | 1249245.2779
55 | 2614138.517 | 1249239.7751
56 | 2614150.1977 | 1249230.7065
57 | 2614122.9387 | 1249228.3955
58 | 2614157.1089 | 1249231.2479
59 | 2614177.3227 | 1249235.3112
60 | 2613918.3563 | 1249131.4791
61 | 2613941.4039 | 1249102.9981
62 | 2613894.0969 | 1249147.7053
63 | 2613952.1551 | 1249089.9723
64 | 2613886.8943 | 1249154.1371
65 | 2613962.8087 | 1249077.0648
66 | 2613869.3669 | 1249152.5461
67 | 2613906.5015 | 1249160.5981
68 | 2613875.3253 | 1248954.4478
69 | 2613855.4399 | 1249152.3581
70 | 2614268.8607 | 1249331.1662
71 | 2614265.1628 | 1249329.0617
72 | 2614297.0249 | 1249347.4948
73 | 2614249.1168 | 1249320.2101
74 | 2614298.1979 | 1249348.2272
75 | 2614243.4114 | 1249317.0818
76 | 2614313.9697 | 1249358.5353
77 | 2614241.2766 | 1249315.9113
78 | 2614336.7442 | 1249375.1852
79 | 2614056.9276 | 1249284.1779
80 | 2614082.2687 | 1249296.0514
81 | 2614046.0999 | 1249278.9023
82 | 2614093.3993 | 1249301.2062
83 | 2614013.3486 | 1249289.7828
84 | 2614110.8664 | 1249309.2673
85 | 2614085.1499 | 1249269.045
86 | 2614141.6686 | 1249323.4825
87 | 2613812.2756 | 1249372.1173
88 | 2613824.7917 | 1249370.0689
89 | 2613794.6079 | 1249375.0107
90 | 2613858.8541 | 1249364.7267
91 | 2613791.2488 | 1249375.5633
92 | 2613869.9664 | 1249362.9839
93 | 2613762.9985 | 1249380.7146
94 | 2613900.3022 | 1249358.1002
95 | 2613810.2009 | 1249426.6957
96 | 2613789.2848 | 1249430.8726
97 | 2613827.3906 | 1249423.2628
98 | 2613779.1383 | 1249432.8989
99 | 2613853.9992 | 1249417.859
100 | 2613760.8763 | 1249436.8495
101 | 2613865.6025 | 1249410.4976
102 | 2613748.5979 | 1249440.2011
103 | 2613880.9975 | 1249390.4983
104 | 2613843.9019 | 1249152.2024
105 | 2613837.8673 | 1249152.6522
106 | 2613834.5006 | 1249152.9032
107 | 2613818.3859 | 1249155.4883
108 | 2613801.3638 | 1249159.1693
109 | 2614178.6143 | 1249369.5713
110 | 2614181.0897 | 1249362.834
111 | 2614177.71 | 1249377.1656
112 | 2614191.0977 | 1249346.8011
113 | 2614183.6563 | 1249404.0698
114 | 2614184.622 | 1249343.3554
115 | 2614210.6909 | 1249361.4944
116 | 2614184.0323 | 1249405.5298
117 | 2614151.1311 | 1249327.8494
118 | 2614220.4357 | 1249369.5195
119 | 2614187.1724 | 1249417.7235
120 | 2614142.06 | 1249156.681
121 | 2614132.9446 | 1249156.6443
122 | 2614170.8036 | 1249156.7966
123 | 2614115.5218 | 1249156.5742
124 | 2614177.6467 | 1249156.8398
125 | 2614173.2324 | 1249146.5289
126 | 2614096.6035 | 1249156.4981
127 | 2614194.9343 | 1249157.2677
128 | 2614182.507 | 1249130.9095
129 | 2614095.3342 | 1249172.4631
130 | 2614090.0155 | 1249156.5964
131 | 2614206.6368 | 1249157.8645
132 | 2614188.4294 | 1249119.7582
133 | 2614205.4178 | 1249079.4898
134 | 2614215.2175 | 1249065.3651
135 | 2614198.3021 | 1249089.6966
136 | 2614182.0782 | 1249086.2814
137 | 2614151.1008 | 1249085.9039
138 | 2614157.7002 | 1249066.5961
139 | 2614138.8465 | 1249085.3326
140 | 2613946.2037 | 1249306.7966
141 | 2613943.2024 | 1249305.2997
142 | 2613958.0115 | 1249315.2381
143 | 2613926.3951 | 1249329.6838
144 | 2613902.2976 | 1249298.4903
145 | 2613972.2954 | 1249321.0472
146 | 2613911.7837 | 1249349.3057
147 | 2613884.596 | 1249298.3909
148 | 2613973.7808 | 1249321.295
149 | 2614311.9939 | 1249206.9479
150 | 2613821.7909 | 1249207.1162
151 | 2613802.6668 | 1249206.5271
152 | 2613825.3172 | 1249207.3102
153 | 2613847.81 | 1249208.5479
154 | 2613842.156 | 1249227.6248
155 | 2613851.4849 | 1249208.8661
156 | 2613834.9793 | 1249240.8116
157 | 2613859.9171 | 1249235.1023
158 | 2614336.8519 | 1249375.266
159 | 2614362.3885 | 1249394.9642
160 | 2614362.6521 | 1249395.1703
161 | 2614372.1995 | 1249400.1034
162 | 2613750.6436 | 1249176.9239
163 | 2613756.0985 | 1249170.6997
164 | 2613756.5246 | 1249152.8112
165 | 2613759.2937 | 1249137.5213
166 | 2613763.6043 | 1249118.0052
167 | 2613879.6449 | 1249236.4594
168 | 2613902.6837 | 1249238.0222
169 | 2613937.085 | 1249242.262
170 | 2613834.4111 | 1249249.8545
171 | 2613835.9648 | 1249269.9711
172 | 2614359.2505 | 1249349.6637
173 | 2614337.0941 | 1249332.2343
174 | 2614397.5999 | 1249373.7033
175 | 2614333.1162 | 1249329.1051
176 | 2614382.4133 | 1249395.7118
177 | 2614329.1872 | 1249326.0143
178 | 2614325.0076 | 1249322.7264
179 | 2614103.3986 | 1249083.2001
180 | 2614090.2039 | 1249109.7256
181 | 2614114.7662 | 1249059.5009
182 | 2613747.5989 | 1249437.9973
183 | 2613736.1196 | 1249412.4855
184 | 2613725.8032 | 1249388.9042
185 | 2613897.1428 | 1249389.1873
186 | 2613899.2103 | 1249388.8093
187 | 2613913.1677 | 1249386.2576
188 | 2613914.5853 | 1249385.9985
189 | 2613930.8858 | 1249383.0185
190 | 2614220.4276 | 1249304.4795
191 | 2614189.4473 | 1249291.686
192 | 2613813.2673 | 1249480.9516
193 | 2613733.8211 | 1249518.8223
194 | 2614317.7111 | 1249316.9866
195 | 2614225.871 | 1249374.0037
196 | 2614004.0995 | 1249326.8948
197 | 2613986.8865 | 1249323.603
198 | 2614013.8033 | 1249329.6034
199 | 2614043.7548 | 1249338.2618
200 | 2614013.6446 | 1249343.8391
201 | 2614050.0972 | 1249341.3966
202 | 2614002.7602 | 1249368.1578
203 | 2614087.6432 | 1249372.5222
204 | 2614059.9203 | 1249338.4561
205 | 2613971.6124 | 1249371.2266
206 | 2614191.202 | 1249436.0035
207 | 2614188.6156 | 1249423.3276
208 | 2614187.6967 | 1249419.7595
209 | 2613708.9021 | 1249348.5058
210 | 2613757.8418 | 1249339.7552
211 | 2613770.507 | 1249337.9269
212 | 2614310.1999 | 1249311.0779
213 | 2614318.6857 | 1249452.3657
214 | 2614334.2824 | 1249464.4242
215 | 2614311.656 | 1249446.9308
216 | 2614344.3114 | 1249472.1781
217 | 2614311.3823 | 1249446.7191
218 | 2614356.9794 | 1249481.8378
219 | 2614303.0962 | 1249440.3128
220 | 2614361.5717 | 1249485.1881
221 | 2614285.9351 | 1249427.5994
222 | 2614236.1449 | 1249382.6842
223 | 2614241.4724 | 1249387.7842
224 | 2614245.5783 | 1249392.0909
225 | 2614255.6135 | 1249402.3535
226 | 2613771.3095 | 1249111.6448
227 | 2613795.3134 | 1249082.5335
228 | 2614298.3683 | 1249231.5895
229 | 2614335.1421 | 1249271.061
230 | 2614358.1819 | 1249285.0114
231 | 2613802.9439 | 1249333.2444
232 | 2613807.4021 | 1249332.6009
233 | 2614306.2286 | 1249307.9539
234 | 2614095.6749 | 1249379.9119
235 | 2614073.2526 | 1249336.0528
236 | 2614118.3561 | 1249406.5
237 | 2614087.4038 | 1249333.5018
238 | 2614263.9462 | 1249409.9244
239 | 2614274.1787 | 1249418.749
240 | 2614279.6588 | 1249422.9546
241 | 2613871.2981 | 1249298.3162
242 | 2613866.319 | 1249298.2238
243 | 2614092.4715 | 1249208.4695
244 | 2614094.6434 | 1249181.1514
245 | 2613942.6039 | 1249380.3023
246 | 2613954.6428 | 1249374.2647
247 | 2613968.6197 | 1249371.5163
248 | 2613821.9356 | 1249272.0946
249 | 2613794.5236 | 1249276.2437
250 | 2613818.3675 | 1249479.0265
251 | 2613837.0322 | 1249472.9383
252 | 2613847.1371 | 1249470.0801
253 | 2613853.2464 | 1249468.583
254 | 2613862.4973 | 1249466.6045
255 | 2614396.1928 | 1249305.2202
256 | 2614369.6221 | 1249291.9383
257 | 2614387.4493 | 1249221.3219
258 | 2614046.0999 | 1249278.9023

## line_std_types
| c_nf_per_km | r_ohm_per_km | x_ohm_per_km | max_i_ka | type | q_mm2 | alpha | voltage_rating
NAYY 4x50 SE | 210 | 0.642 | 0.083 | 0.142 | cs | 50 | 0.00403 | LV
NAYY 4x120 SE | 264 | 0.225 | 0.08 | 0.242 | cs | 120 | 0.00403 | LV
NAYY 4x150 SE | 261 | 0.208 | 0.08 | 0.27 | cs | 150 | 0.00403 | LV
NA2XS2Y 1x95 RM/25 12/20 kV | 216 | 0.313 | 0.132 | 0.252 | cs | 95 | 0.00403 | MV
NA2XS2Y 1x185 RM/25 12/20 kV | 273 | 0.161 | 0.117 | 0.362 | cs | 185 | 0.00403 | MV
NA2XS2Y 1x240 RM/25 12/20 kV | 304 | 0.122 | 0.112 | 0.421 | cs | 240 | 0.00403 | MV
NA2XS2Y 1x95 RM/25 6/10 kV | 315 | 0.313 | 0.123 | 0.249 | cs | 95 | 0.00403 | MV
NA2XS2Y 1x185 RM/25 6/10 kV | 406 | 0.161 | 0.11 | 0.358 | cs | 185 | 0.00403 | MV
NA2XS2Y 1x240 RM/25 6/10 kV | 456 | 0.122 | 0.105 | 0.416 | cs | 240 | 0.00403 | MV
NA2XS2Y 1x150 RM/25 12/20 kV | 250 | 0.206 | 0.116 | 0.319 | cs | 150 | 0.00403 | MV
NA2XS2Y 1x120 RM/25 12/20 kV | 230 | 0.253 | 0.119 | 0.283 | cs | 120 | 0.00403 | MV
NA2XS2Y 1x70 RM/25 12/20 kV | 190 | 0.443 | 0.132 | 0.22 | cs | 70 | 0.00403 | MV
NA2XS2Y 1x150 RM/25 6/10 kV | 360 | 0.206 | 0.11 | 0.315 | cs | 150 | 0.00403 | MV
NA2XS2Y 1x120 RM/25 6/10 kV | 340 | 0.253 | 0.113 | 0.28 | cs | 120 | 0.00403 | MV
NA2XS2Y 1x70 RM/25 6/10 kV | 280 | 0.443 | 0.123 | 0.217 | cs | 70 | 0.00403 | MV
N2XS(FL)2Y 1x120 RM/35 64/110 kV | 112 | 0.153 | 0.166 | 0.366 | cs | 120 | 0.00393 | HV
N2XS(FL)2Y 1x185 RM/35 64/110 kV | 125 | 0.099 | 0.156 | 0.457 | cs | 185 | 0.00393 | HV
N2XS(FL)2Y 1x240 RM/35 64/110 kV | 135 | 0.075 | 0.149 | 0.526 | cs | 240 | 0.00393 | HV
N2XS(FL)2Y 1x300 RM/35 64/110 kV | 144 | 0.06 | 0.144 | 0.588 | cs | 300 | 0.00393 | HV
15-AL1/3-ST1A 0.4 | 11 | 1.8769 | 0.35 | 0.105 | ol | 16 | 0.00403 | LV
24-AL1/4-ST1A 0.4 | 11.25 | 1.2012 | 0.335 | 0.14 | ol | 24 | 0.00403 | LV
48-AL1/8-ST1A 0.4 | 12.2 | 0.5939 | 0.3 | 0.21 | ol | 48 | 0.00403 | LV
94-AL1/15-ST1A 0.4 | 13.2 | 0.306 | 0.29 | 0.35 | ol | 94 | 0.00403 | LV
34-AL1/6-ST1A 10.0 | 9.7 | 0.8342 | 0.36 | 0.17 | ol | 34 | 0.00403 | MV
48-AL1/8-ST1A 10.0 | 10.1 | 0.5939 | 0.35 | 0.21 | ol | 48 | 0.00403 | MV
70-AL1/11-ST1A 10.0 | 10.4 | 0.4132 | 0.339 | 0.29 | ol | 70 | 0.00403 | MV
94-AL1/15-ST1A 10.0 | 10.75 | 0.306 | 0.33 | 0.35 | ol | 94 | 0.00403 | MV
122-AL1/20-ST1A 10.0 | 11.1 | 0.2376 | 0.323 | 0.41 | ol | 122 | 0.00403 | MV
149-AL1/24-ST1A 10.0 | 11.25 | 0.194 | 0.315 | 0.47 | ol | 149 | 0.00403 | MV
34-AL1/6-ST1A 20.0 | 9.15 | 0.8342 | 0.382 | 0.17 | ol | 34 | 0.00403 | MV
48-AL1/8-ST1A 20.0 | 9.5 | 0.5939 | 0.372 | 0.21 | ol | 48 | 0.00403 | MV
70-AL1/11-ST1A 20.0 | 9.7 | 0.4132 | 0.36 | 0.29 | ol | 70 | 0.00403 | MV
94-AL1/15-ST1A 20.0 | 10 | 0.306 | 0.35 | 0.35 | ol | 94 | 0.00403 | MV
122-AL1/20-ST1A 20.0 | 10.3 | 0.2376 | 0.344 | 0.41 | ol | 122 | 0.00403 | MV
149-AL1/24-ST1A 20.0 | 10.5 | 0.194 | 0.337 | 0.47 | ol | 149 | 0.00403 | MV
184-AL1/30-ST1A 20.0 | 10.75 | 0.1571 | 0.33 | 0.535 | ol | 184 | 0.00403 | MV
243-AL1/39-ST1A 20.0 | 11 | 0.1188 | 0.32 | 0.645 | ol | 243 | 0.00403 | MV
48-AL1/8-ST1A 110.0 | 8 | 0.5939 | 0.46 | 0.21 | ol | 48 | 0.00403 | HV
70-AL1/11-ST1A 110.0 | 8.4 | 0.4132 | 0.45 | 0.29 | ol | 70 | 0.00403 | HV
94-AL1/15-ST1A 110.0 | 8.65 | 0.306 | 0.44 | 0.35 | ol | 94 | 0.00403 | HV
122-AL1/20-ST1A 110.0 | 8.5 | 0.2376 | 0.43 | 0.41 | ol | 122 | 0.00403 | HV
149-AL1/24-ST1A 110.0 | 8.75 | 0.194 | 0.41 | 0.47 | ol | 149 | 0.00403 | HV
184-AL1/30-ST1A 110.0 | 8.8 | 0.1571 | 0.4 | 0.535 | ol | 184 | 0.00403 | HV
243-AL1/39-ST1A 110.0 | 9 | 0.1188 | 0.39 | 0.645 | ol | 243 | 0.00403 | HV
305-AL1/39-ST1A 110.0 | 9.2 | 0.0949 | 0.38 | 0.74 | ol | 305 | 0.00403 | HV
490-AL1/64-ST1A 110.0 | 9.75 | 0.059 | 0.37 | 0.96 | ol | 490 | 0.00403 | HV
679-AL1/86-ST1A 110.0 | 9.95 | 0.042 | 0.36 | 1.15 | ol | 679 | 0.00403 | HV
490-AL1/64-ST1A 220.0 | 10 | 0.059 | 0.285 | 0.96 | ol | 490 | 0.00403 | HV
679-AL1/86-ST1A 220.0 | 11.7 | 0.042 | 0.275 | 1.15 | ol | 679 | 0.00403 | HV
490-AL1/64-ST1A 380.0 | 11 | 0.059 | 0.253 | 0.96 | ol | 490 | 0.00403 | HV
679-AL1/86-ST1A 380.0 | 14.6 | 0.042 | 0.25 | 1.15 | ol | 679 | 0.00403 | HV

## trafo_std_types
| i0_percent | pfe_kw | vkr_percent | sn_mva | vn_lv_kv | vn_hv_kv | vk_percent | shift_degree | vector_group | tap_side | tap_neutral | tap_min | tap_max | tap_step_degree | tap_step_percent | tap_phase_shifter
160 MVA 380/110 kV | 0.06 | 60 | 0.25 | 160 | 110 | 380 | 12.2 | 0 | Yy0 | hv | 0 | -9 | 9 | 0 | 1.5 | FALSE
100 MVA 220/110 kV | 0.06 | 55 | 0.26 | 100 | 110 | 220 | 12 | 0 | Yy0 | hv | 0 | -9 | 9 | 0 | 1.5 | FALSE
63 MVA 110/20 kV | 0.04 | 22 | 0.32 | 63 | 20 | 110 | 18 | 150 | YNd5 | hv | 0 | -9 | 9 | 0 | 1.5 | FALSE
40 MVA 110/20 kV | 0.05 | 18 | 0.34 | 40 | 20 | 110 | 16.2 | 150 | YNd5 | hv | 0 | -9 | 9 | 0 | 1.5 | FALSE
25 MVA 110/20 kV | 0.07 | 14 | 0.41 | 25 | 20 | 110 | 12 | 150 | YNd5 | hv | 0 | -9 | 9 | 0 | 1.5 | FALSE
63 MVA 110/10 kV | 0.04 | 22 | 0.32 | 63 | 10 | 110 | 18 | 150 | YNd5 | hv | 0 | -9 | 9 | 0 | 1.5 | FALSE
40 MVA 110/10 kV | 0.05 | 18 | 0.34 | 40 | 10 | 110 | 16.2 | 150 | YNd5 | hv | 0 | -9 | 9 | 0 | 1.5 | FALSE
25 MVA 110/10 kV | 0.07 | 14 | 0.41 | 25 | 10 | 110 | 12 | 150 | YNd5 | hv | 0 | -9 | 9 | 0 | 1.5 | FALSE
0.25 MVA 20/0.4 kV | 0.32 | 0.8 | 1.44 | 0.25 | 0.4 | 20 | 6 | 150 | Yzn5 | hv | 0 | -2 | 2 | 0 | 2.5 | FALSE
0.4 MVA 20/0.4 kV | 0.3375 | 1.35 | 1.425 | 0.4 | 0.4 | 20 | 6 | 150 | Dyn5 | hv | 0 | -2 | 2 | 0 | 2.5 | FALSE
0.63 MVA 20/0.4 kV | 0.2619 | 1.65 | 1.206 | 0.63 | 0.4 | 20 | 6 | 150 | Dyn5 | hv | 0 | -2 | 2 | 0 | 2.5 | FALSE
0.25 MVA 10/0.4 kV | 0.24 | 0.6 | 1.2 | 0.25 | 0.4 | 10 | 4 | 150 | Dyn5 | hv | 0 | -2 | 2 | 0 | 2.5 | FALSE
0.4 MVA 10/0.4 kV | 0.2375 | 0.95 | 1.325 | 0.4 | 0.4 | 10 | 4 | 150 | Dyn5 | hv | 0 | -2 | 2 | 0 | 2.5 | FALSE
0.63 MVA 10/0.4 kV | 0.1873 | 1.18 | 1.0794 | 0.63 | 0.4 | 10 | 4 | 150 | Dyn5 | hv | 0 | -2 | 2 | 0 | 2.5 | FALSE

## trafo3w_std_types
| sn_hv_mva | sn_mv_mva | sn_lv_mva | vn_hv_kv | vn_mv_kv | vn_lv_kv | vk_hv_percent | vk_mv_percent | vk_lv_percent | vkr_hv_percent | vkr_mv_percent | vkr_lv_percent | pfe_kw | i0_percent | shift_mv_degree | shift_lv_degree | vector_group | tap_side | tap_neutral | tap_min | tap_max | tap_step_percent
63/25/38 MVA 110/20/10 kV | 63 | 25 | 38 | 110 | 20 | 10 | 10.4 | 10.4 | 10.4 | 0.28 | 0.32 | 0.35 | 35 | 0.89 | 0 | 0 | YN0yn0yn0 | hv | 0 | -10 | 10 | 1.2
63/25/38 MVA 110/10/10 kV | 63 | 25 | 38 | 110 | 10 | 10 | 10.4 | 10.4 | 10.4 | 0.28 | 0.32 | 0.35 | 35 | 0.89 | 0 | 0 | YN0yn0yn0 | hv | 0 | -10 | 10 | 1.2

## fuse_std_types
| fuse_type | i_rated_a | t_avg | t_min | t_total | x_avg | x_min | x_total
HV 100A | HV 100A | 100 | 0 | [10.0, 3.64, 0.854, 0.281, 0.1, 0.0531, 0.022, 0.01] | [10.0, 4.267, 1.21, 0.403, 0.1, 0.058, 0.022, 0.01] | 0 | [300.0, 350.0, 450.0, 550.0, 700.0, 850.0, 1200.0, 1752.0] | [600.0, 700.0, 900.0, 1150.0, 1665.0, 2000.0, 3000.0, 4313.0]
HV 10A | HV 10A | 10 | 0 | [10.0, 1675.0, 0.344, 0.156, 0.1, 0.0417, 0.0171, 0.01] | [10.0, 1.3, 0.3, 0.155, 0.1, 0.0555, 0.023, 0.01] | 0 | [30.0, 32.0, 35.0, 37.0, 39.0, 50.0, 70.0, 88.0] | [60.0, 70.0, 80.0, 87.0, 94.0, 110.0, 150.0, 216.0]
HV 125A | HV 125A | 125 | 0 | [10.0, 1.82, 0.344, 0.1, 0.0467, 0.0269, 0.01] | [10.0, 2.478, 0.426, 0.1, 0.0427, 0.0211, 0.01] | 0 | [375.0, 500.0, 700.0, 925.0, 1200.0, 1500.0, 2341.0] | [750.0, 1000.0, 1500.0, 2200.0, 3000.0, 4000.0, 5765.0]
HV 160A | HV 160A | 160 | 0 | [10.0, 4.15, 1.03, 0.198, 0.1, 0.051, 0.0172, 0.01] | [10.0, 2.3, 0.734, 0.274, 0.1, 0.046, 0.0177, 0.01] | 0 | [480.0, 550.0, 700.0, 1000.0, 1260.0, 1600.0, 2500.0, 3227.0] | [960.0, 1300.0, 1700.0, 2200.0, 2996.0, 4000.0, 6000.0, 7946.0]
HV 16A | HV 16A | 16 | 0 | [10.0, 0.352, 0.164, 0.1, 0.0649, 0.0342, 0.01] | [10.0, 2.34, 0.722, 0.181, 0.1, 0.055, 0.0296, 0.01] | 0 | [48.0, 60.0, 65.0, 71.0, 80.0, 100.0, 162.0] | [96.0, 110.0, 125.0, 150.0, 168.0, 200.0, 250.0, 398.0]
HV 200A | HV 200A | 200 | 0 | [10.0, 4.267, 1.21, 0.403, 0.1, 0.058, 0.022, 0.01] | [10.0, 3.73, 1.654, 0.328, 0.1, 0.0531, 0.019, 0.01] | 0 | [600.0, 700.0, 900.0, 1150.0, 1665.0, 2000.0, 3000.0, 4313.0] | [1200.0, 1500.0, 1800.0, 2700.0, 3960.0, 5000.0, 7500.0, 10620.0]
HV 20A | HV 20A | 20 | 0 | [10.0, 1.3, 0.3, 0.155, 0.1, 0.0555, 0.023, 0.01] | [10.0, 1.3, 0.161, 0.1, 0.0611, 0.0399, 0.0141, 0.01] | 0 | [60.0, 70.0, 80.0, 87.0, 94.0, 110.0, 150.0, 216.0] | [120.0, 150.0, 200.0, 223.0, 260.0, 300.0, 450.0, 532.0]
HV 25A | HV 25A | 25 | 0 | [10.0, 2.512, 0.833, 0.299, 0.1, 0.0372, 0.0223, 0.01] | [10.0, 3.125, 0.597, 0.198, 0.1, 0.0378, 0.022, 0.01] | 0 | [75.0, 82.0, 90.0, 100.0, 124.0, 170.0, 200.0, 289.0] | [150.0, 170.0, 210.0, 250.0, 294.0, 400.0, 500.0, 711.0]
HV 31.5A | HV 31.5A | 31.5 | 0 | [10.0, 2.34, 0.722, 0.181, 0.1, 0.055, 0.0296, 0.01] | [10.0, 2.84, 0.368, 0.164, 0.1, 0.0621, 0.0378, 0.0195, 0.01] | 0 | [95.0, 110.0, 125.0, 150.0, 165.0, 200.0, 250.0, 390.0] | [189.0, 220.0, 300.0, 350.0, 393.0, 450.0, 530.0, 700.0, 960.0]
HV 40A | HV 40A | 40 | 0 | [10.0, 1.3, 0.161, 0.1, 0.0611, 0.0399, 0.0141, 0.01] | [10.0, 2.05, 0.369, 0.198, 0.1, 0.051, 0.0298, 0.01] | 0 | [120.0, 150.0, 200.0, 223.0, 260.0, 300.0, 450.0, 532.0] | [240.0, 300.0, 400.0, 450.0, 530.0, 650.0, 800.0, 1311.0]
HV 50A | HV 50A | 50 | 0 | [10.0, 3.215, 0.597, 0.198, 0.1, 0.0378, 0.022, 0.01] | [10.0, 3.64, 0.854, 0.281, 0.1, 0.0531, 0.022, 0.01] | 0 | [150.0, 170.0, 210.0, 250.0, 294.0, 400.0, 500.0, 711.0] | [300.0, 350.0, 450.0, 550.0, 700.0, 850.0, 1200.0, 1752.0]
HV 6.3A | HV 6.3A | 6.3 | 0 | [10.0, 1.39, 0.344, 0.168, 0.1, 0.056, 0.0263, 0.01] | [10.0, 1.711, 0.516, 0.198, 0.1, 0.0634, 0.0303, 0.01] | 0 | [19.0, 19.5, 20.4, 20.8, 22.0, 25.0, 32.0, 48.0] | [38.0, 40.0, 43.0, 48.0, 53.0, 60.0, 75.0, 118.0]
HV 63A | HV 63A | 63 | 0 | [10.0, 2.84, 0.368, 0.164, 0.1, 0.0621, 0.0378, 0.0195, 0.01] | [10.0, 1.82, 0.344, 0.1, 0.0467, 0.0269, 0.01] | 0 | [189.0, 220.0, 300.0, 350.0, 393.0, 450.0, 530.0, 700.0, 961.0] | [378.0, 500.0, 700.0, 934.0, 1200.0, 1500.0, 2366.0]
HV 80A | HV 80A | 80 | 0 | [10.0, 2.05, 0.369, 0.198, 0.1, 0.051, 0.0298, 0.01] | [10.0, 4.15, 1.03, 0.198, 0.1, 0.051, 0.0172, 0.01] | 0 | [240.0, 300.0, 400.0, 450.0, 530.0, 650.0, 800.0, 1311.0] | [480.0, 550.0, 700.0, 1000.0, 1260.0, 1600.0, 2500.0, 3227.0]
Siemens NH-1-100 | Siemens NH-1-100 | 100 | [5400.0, 2000.0, 400.0, 20.0, 1.0, 0.2, 0.012, 0.004] | 0 | 0 | [150.0, 190.0, 250.0, 430.0, 900.0, 1250.0, 2700.0, 3600.0] | 0 | 0
Siemens NH-1-125 | Siemens NH-1-125 | 125 | [4800.0, 120.0, 7.0, 0.1, 0.004] | 0 | 0 | [180.0, 400.0, 740.0, 2000.0, 4250.0] | 0 | 0
Siemens NH-1-16 | Siemens NH-1-16 | 16 | [4000.0, 400.0, 2.0, 0.1, 0.04, 0.01] | 0 | 0 | [26.0, 35.0, 75.0, 150.0, 200.0, 300.0] | 0 | 0
Siemens NH-1-160 | Siemens NH-1-160 | 160 | [4800.0, 120.0, 7.0, 0.1, 0.004] | 0 | 0 | [210.0, 500.0, 900.0, 2300.0, 5000.0] | 0 | 0
Siemens NH-1-25 | Siemens NH-1-25 | 25 | [4000.0, 1000.0, 10.0, 0.2, 0.02, 0.01] | 0 | 0 | [40.0, 50.0, 100.0, 210.0, 400.0, 500.0] | 0 | 0
Siemens NH-1-50 | Siemens NH-1-50 | 50 | [4000.0, 40.0, 4.0, 1.0, 0.02, 0.01] | 0 | 0 | [86.0, 200.0, 300.0, 400.0, 1000.0, 1280.0] | 0 | 0
Siemens NH-1-63 | Siemens NH-1-63 | 63 | [4000.0, 100.0, 10.0, 2.0, 0.04, 0.01] | 0 | 0 | [100.0, 200.0, 300.0, 400.0, 1000.0, 1500.0] | 0 | 0
Siemens NH-1-80 | Siemens NH-1-80 | 80 | [4800.0, 120.0, 7.0, 0.1, 0.01] | 0 | 0 | [150.58, 250.0, 450.0, 1150.0, 2470.0] | 0 | 0
Siemens NH-2-1000 | Siemens NH-2-1000 | 1000 | [4800.0, 120.0, 7.0, 0.1, 0.004] | 0 | 0 | [1900.0, 3500.0, 8400.0, 24000.0, 52000.0] | 0 | 0
Siemens NH-2-200 | Siemens NH-2-200 | 200 | [4800.0, 120.0, 7.0, 0.1, 0.004] | 0 | 0 | [280.0, 650.0, 1200.0, 3000.0, 7000.0] | 0 | 0
Siemens NH-2-224 | Siemens NH-2-224 | 224 | [4800.0, 120.0, 7.0, 0.2, 0.04, 0.004] | 0 | 0 | [400.0, 750.0, 1453.0, 3025.0, 4315.0, 7600.0] | 0 | 0
Siemens NH-2-250 | Siemens NH-2-250 | 250 | [4800.0, 120.0, 7.0, 0.1, 0.004] | 0 | 0 | [450.0, 800.0, 1650.0, 4000.0, 8500.0] | 0 | 0
Siemens NH-2-315 | Siemens NH-2-315 | 315 | [4800.0, 120.0, 7.0, 0.1, 0.004] | 0 | 0 | [550.0, 920.0, 1900.0, 5000.0, 11000.0] | 0 | 0
Siemens NH-2-355 | Siemens NH-2-355 | 355 | [4800.0, 120.0, 6.0, 0.1, 0.004] | 0 | 0 | [650.0, 1116.27, 2350.0, 5840.0, 12790.0] | 0 | 0
Siemens NH-2-400 | Siemens NH-2-400 | 400 | [4800.0, 120.0, 7.0, 0.1, 0.004] | 0 | 0 | [720.0, 1350.0, 2800.0, 6500.0, 15000.0] | 0 | 0
Siemens NH-2-425 | Siemens NH-2-425 | 425 | [4800.0, 120.0, 7.0, 0.1, 0.004] | 0 | 0 | [850.0, 1500.0, 3050.0, 7500.0, 16500.0] | 0 | 0
Siemens NH-2-630 | Siemens NH-2-630 | 630 | [4800.0, 120.0, 7.0, 0.1, 0.004] | 0 | 0 | [1200.0, 2000.0, 4800.0, 12000.0, 26000.0] | 0 | 0

## res_bus
| vm_pu | va_degree | p_mw | q_mvar
0 | 0.98181 | -0.34809 | 0.001366 | 0.00034236
1 | 0.98233 | -0.33812 | 0.0018132 | 0.00045443
2 | 0.98124 | -0.35921 | 0.0010458 | 0.0002621
3 | 0.98239 | -0.33699 | 0.0036305 | 0.00090989
4 | 0.98036 | -0.37644 | 0 | 0
5 | 0.98323 | -0.32065 | 0.0032299 | 0.00080948
6 | 0.98034 | -0.37677 | 0.00049109 | 0.00012308
7 | 0.98017 | -0.38014 | 0 | 0
8 | 0.98414 | -0.303 | 0.0052775 | 0.0013227
9 | 0.9788 | -0.4068 | 0.0035035 | 0.00087805
10 | 0.97179 | -0.54474 | 0.00063103 | 0.00015815
11 | 0.97182 | -0.54418 | 0.0010965 | 0.00027481
12 | 0.97176 | -0.54535 | 0.00062775 | 0.00015733
13 | 0.97203 | -0.54 | 0.0013097 | 0.00032825
14 | 0.9717 | -0.54659 | 0.0020227 | 0.00050694
15 | 0.97214 | -0.53783 | 0 | 0
16 | 0.97187 | -0.54311 | 0.0020533 | 0.00051461
17 | 0.97208 | -0.53897 | 0.0016973 | 0.00042539
18 | 0.97313 | -0.51827 | 0.0019754 | 0.00049509
19 | 0.97826 | -0.41686 | 0.0012505 | 0.0003134
20 | 0.97675 | -0.44642 | 0.0023841 | 0.00059752
21 | 0.97893 | -0.40389 | 0.0010994 | 0.00027555
22 | 0.97616 | -0.45797 | 0.0021752 | 0.00054517
23 | 0.97976 | -0.38773 | 0.0011638 | 0.00029168
24 | 0.97597 | -0.46172 | 0.0033691 | 0.00084436
25 | 0.98012 | -0.38058 | 0.0015664 | 0.00039257
26 | 0.97567 | -0.46766 | 0.0013603 | 0.00034091
27 | 0.9812 | -0.35967 | 0 | 0
28 | 0.98452 | -0.29537 | 0.0039547 | 0.00099113
29 | 0.98368 | -0.31146 | 0.0036067 | 0.00090392
30 | 0.98482 | -0.28938 | 0 | 0
31 | 0.98247 | -0.33499 | 0.0021433 | 0.00053717
32 | 0.98542 | -0.27783 | 0.0025907 | 0.0006493
33 | 0.98442 | -0.29715 | 0.0033081 | 0.0008291
34 | 0.98153 | -0.3533 | 0.0010827 | 0.00027136
35 | 0.98631 | -0.26069 | 0.0060499 | 0.0015162
36 | 0.9841 | -0.30345 | 0.0030368 | 0.0007611
37 | 0.9813 | -0.35779 | 0.0010587 | 0.00026533
38 | 0.98716 | -0.24422 | 0.0018766 | 0.00047033
39 | 0.98357 | -0.31367 | 0 | 0
40 | 0.99286 | -0.13517 | 0.00093081 | 0.00023328
41 | 0.99344 | -0.12398 | 0.00084818 | 0.00021257
42 | 0.99171 | -0.15709 | 0.0011622 | 0.00029128
43 | 0.99277 | -0.13685 | 0.00087106 | 0.00021831
44 | 0.99438 | -0.1062 | 0 | 0
45 | 0.99007 | -0.18842 | 0.0012675 | 0.00031766
46 | 0.99274 | -0.13735 | 0.0014642 | 0.00036695
47 | 0.99738 | -0.049356 | 0.00074468 | 0.00018664
48 | 0.99307 | -0.13119 | 0.0011429 | 0.00028644
49 | 0.99273 | -0.13769 | 0.0012177 | 0.00030519
50 | 0.9898 | -0.19365 | 0.00055972 | 0.00014028
51 | 1 | 0 | -0.50727 | -0.1302
52 | 0.99227 | -0.14634 | 0.0019788 | 0.00049592
53 | 0.98955 | -0.1983 | 0.00056046 | 0.00014046
54 | 0.98944 | -0.2005 | 0.00071819 | 0.00018
55 | 0.98882 | -0.21234 | 0.00065212 | 0.00016344
56 | 0.98827 | -0.223 | 0 | 0
57 | 0.98825 | -0.22329 | 0.0005854 | 0.00014671
58 | 0.98802 | -0.22778 | 0.00059179 | 0.00014832
59 | 0.98728 | -0.242 | 0.00069028 | 0.000173
60 | 0.97274 | -0.52583 | 0.0064036 | 0.0016049
61 | 0.97223 | -0.53599 | 0.0023897 | 0.00059891
62 | 0.97333 | -0.51424 | 0.0010994 | 0.00027553
63 | 0.97203 | -0.53992 | 0.0097205 | 0.0024362
64 | 0.97353 | -0.51024 | 0 | 0
65 | 0.97199 | -0.54081 | 0 | 0
66 | 0.97398 | -0.50141 | 0.0012704 | 0.00031839
67 | 0.97344 | -0.51205 | 0.004678 | 0.0011724
68 | 0.97158 | -0.54885 | 0.0028888 | 0.00072401
69 | 0.97435 | -0.49412 | 0.0014575 | 0.00036528
70 | 0.97319 | -0.51686 | 0.0022138 | 0.00055483
71 | 0.97314 | -0.51774 | 0.0020689 | 0.00051851
72 | 0.97359 | -0.50883 | 0.0016542 | 0.00041457
73 | 0.97299 | -0.52081 | 0.0015347 | 0.00038464
74 | 0.97361 | -0.50845 | 0.0016322 | 0.00040908
75 | 0.97294 | -0.52172 | 0.0015233 | 0.00038178
76 | 0.97391 | -0.50267 | 0.0023225 | 0.00058206
77 | 0.97293 | -0.52199 | 0.0010501 | 0.00026319
78 | 0.97441 | -0.49282 | 0.0045439 | 0.0011388
79 | 0.99892 | -0.020564 | 0.0011117 | 0.00027862
80 | 0.99715 | -0.054256 | 0.0014895 | 0.0003733
81 | 0.99969 | -0.0058676 | 0 | 0
82 | 0.99639 | -0.06874 | 0 | 0
83 | 0.99965 | -0.0066413 | 0.0012382 | 0.00031032
84 | 0.9952 | -0.091499 | 0.0010041 | 0.00025164
85 | 0.99994 | -0.0011187 | 0.0014474 | 0.00036276
86 | 0.99314 | -0.13116 | 0.0018995 | 0.00047607
87 | 0.97912 | -0.40094 | 0.0021845 | 0.0005475
88 | 0.97921 | -0.39917 | 0.0020449 | 0.00051249
89 | 0.97903 | -0.40272 | 0.002048 | 0.00051327
90 | 0.97952 | -0.3931 | 0.0017158 | 0.00043003
91 | 0.97902 | -0.40293 | 0.0020533 | 0.00051462
92 | 0.97964 | -0.39076 | 0.0018796 | 0.00047107
93 | 0.97898 | -0.40364 | 0.0013642 | 0.0003419
94 | 0.98001 | -0.38335 | 0 | 0
95 | 0.97612 | -0.45954 | 0.0017538 | 0.00043953
96 | 0.97527 | -0.47623 | 0.0016672 | 0.00041783
97 | 0.97636 | -0.45478 | 0.0034978 | 0.00087664
98 | 0.97487 | -0.48402 | 0.00081497 | 0.00020425
99 | 0.97676 | -0.44683 | 0.0013774 | 0.00034521
100 | 0.97417 | -0.49783 | 0.0022751 | 0.00057019
101 | 0.97692 | -0.44371 | 0.0015266 | 0.00038261
102 | 0.97372 | -0.50672 | 0 | 0
103 | 0.97722 | -0.43785 | 0 | 0
104 | 0.97467 | -0.48779 | 0.0016645 | 0.00041716
105 | 0.97485 | -0.48428 | 0.001543 | 0.00038672
106 | 0.97496 | -0.48223 | 0.0021251 | 0.00053261
107 | 0.97549 | -0.47168 | 0.00077934 | 0.00019532
108 | 0.97608 | -0.4602 | 0.0013097 | 0.00032825
109 | 0.98953 | -0.20085 | 0.0010758 | 0.00026963
110 | 0.98964 | -0.19862 | 0.0014429 | 0.00036163
111 | 0.98941 | -0.20308 | 0.0012587 | 0.00031545
112 | 0.98997 | -0.19229 | 0 | 0
113 | 0.98903 | -0.21048 | 0.00071423 | 0.000179
114 | 0.99038 | -0.18432 | 0.0020345 | 0.0005099
115 | 0.98902 | -0.21073 | 0.0014582 | 0.00036547
116 | 0.98901 | -0.21086 | 0.00080142 | 0.00020085
117 | 0.99252 | -0.14303 | 0.001306 | 0.00032732
118 | 0.98854 | -0.21991 | 0.0013016 | 0.0003262
119 | 0.98886 | -0.21389 | 0.0089605 | 0.0022457
120 | 0.97295 | -0.52119 | 0.0021872 | 0.00054818
121 | 0.9728 | -0.52409 | 0.0010978 | 0.00027513
122 | 0.97347 | -0.51087 | 0 | 0
123 | 0.97254 | -0.5293 | 0.0019051 | 0.00047746
124 | 0.97374 | -0.50556 | 0.001597 | 0.00040024
125 | 0.97325 | -0.51529 | 0.0016606 | 0.0004162
126 | 0.97229 | -0.53429 | 0 | 0
127 | 0.97445 | -0.49165 | 0.0015189 | 0.00038066
128 | 0.97289 | -0.52234 | 0.0015888 | 0.0003982
129 | 0.97212 | -0.53754 | 0.0015995 | 0.00040088
130 | 0.97227 | -0.53469 | 0.0033196 | 0.00083198
131 | 0.97494 | -0.48191 | 0.0012745 | 0.00031941
132 | 0.97266 | -0.52688 | 0.001962 | 0.00049173
133 | 0.97208 | -0.53837 | 0.0032757 | 0.00082097
134 | 0.97204 | -0.53913 | 0.0023895 | 0.00059885
135 | 0.97215 | -0.53707 | 0 | 0
136 | 0.97196 | -0.54069 | 0.0026845 | 0.00067279
137 | 0.9717 | -0.54591 | 0 | 0
138 | 0.97164 | -0.54711 | 0.0031621 | 0.0007925
139 | 0.97163 | -0.54726 | 0.0022397 | 0.00056132
140 | 0.98094 | -0.36525 | 0 | 0
141 | 0.98101 | -0.36393 | 0 | 0
142 | 0.98064 | -0.37101 | 0.0022209 | 0.0005566
143 | 0.98054 | -0.37302 | 0.0016974 | 0.00042541
144 | 0.98203 | -0.34402 | 0.00080006 | 0.00020051
145 | 0.98033 | -0.377 | 0.0010558 | 0.00026462
146 | 0.9802 | -0.37978 | 0.0019383 | 0.00048577
147 | 0.98246 | -0.3356 | 0.0035737 | 0.00089565
148 | 0.98031 | -0.37758 | 0.0010225 | 0.00025626
149 | 0.98249 | -0.33461 | 0.0016041 | 0.00040202
150 | 0.98456 | -0.29481 | 0.0023293 | 0.00058378
151 | 0.98419 | -0.30204 | 0.011864 | 0.0029734
152 | 0.98463 | -0.29344 | 0.0018979 | 0.00047567
153 | 0.98509 | -0.28452 | 0 | 0
154 | 0.98552 | -0.27618 | 0 | 0
155 | 0.98508 | -0.28472 | 0.0031069 | 0.00077865
156 | 0.985 | -0.28621 | 0.0053429 | 0.0013391
157 | 0.98658 | -0.25567 | 0.01355 | 0.0033959
158 | 0.97441 | -0.49276 | 0.0035915 | 0.00090013
159 | 0.97522 | -0.4767 | 0.0029897 | 0.00074928
160 | 0.97523 | -0.47652 | 0.0018343 | 0.00045971
161 | 0.97556 | -0.47011 | 0.0035155 | 0.00088107
162 | 0.9781 | -0.42063 | 0.0018046 | 0.00045227
163 | 0.97771 | -0.42821 | 0 | 0
164 | 0.9775 | -0.43236 | 0.0016244 | 0.0004071
165 | 0.97734 | -0.43547 | 0.0030307 | 0.00075956
166 | 0.97719 | -0.43838 | 0 | 0
167 | 0.98771 | -0.23385 | 0.0062296 | 0.0015613
168 | 0.98907 | -0.20778 | 0.0010491 | 0.00026294
169 | 0.99111 | -0.16854 | 0.00086406 | 0.00021655
170 | 0.98472 | -0.29177 | 0.0048143 | 0.0012066
171 | 0.9841 | -0.30374 | 0 | 0
172 | 0.97843 | -0.41374 | 0.0022791 | 0.00057119
173 | 0.97947 | -0.39353 | 0.001202 | 0.00030126
174 | 0.97687 | -0.44444 | 0 | 0
175 | 0.97966 | -0.38979 | 0.0011786 | 0.00029539
176 | 0.97594 | -0.4626 | 0.0016507 | 0.0004137
177 | 0.97985 | -0.386 | 0.0011724 | 0.00029384
178 | 0.98007 | -0.38185 | 0.0012945 | 0.00032443
179 | 0.97151 | -0.54971 | 0 | 0
180 | 0.97146 | -0.55076 | 0.0019241 | 0.00048222
181 | 0.97147 | -0.55057 | 0.0017885 | 0.00044824
182 | 0.97369 | -0.50719 | 0 | 0
183 | 0.97342 | -0.51258 | 0.0024014 | 0.00060185
184 | 0.97323 | -0.51641 | 0 | 0
185 | 0.97742 | -0.43408 | 0.00085854 | 0.00021517
186 | 0.97744 | -0.43358 | 0.0013166 | 0.00032996
187 | 0.97762 | -0.43014 | 0.0011879 | 0.00029772
188 | 0.97763 | -0.42979 | 0.0014556 | 0.00036482
189 | 0.97785 | -0.42558 | 0.0012417 | 0.00031121
190 | 0.97282 | -0.52418 | 0.002405 | 0.00060274
191 | 0.97274 | -0.52579 | 0.0025997 | 0.00065155
192 | 0.97156 | -0.54932 | 0.0021359 | 0.0005353
193 | 0.97205 | -0.53968 | 0.0013799 | 0.00034584
194 | 0.98045 | -0.3744 | 0.0016488 | 0.00041323
195 | 0.98829 | -0.22487 | 0.0012574 | 0.00031513
196 | 0.97971 | -0.38913 | 0.0011777 | 0.00029515
197 | 0.98005 | -0.3826 | 0.001061 | 0.00026592
198 | 0.97952 | -0.39283 | 0 | 0
199 | 0.97909 | -0.40131 | 0.0034397 | 0.00086207
200 | 0.9793 | -0.39714 | 0.0033499 | 0.00083955
201 | 0.97902 | -0.40278 | 0 | 0
202 | 0.97887 | -0.40556 | 0.0016249 | 0.00040723
203 | 0.97871 | -0.4088 | 0.0040549 | 0.0010162
204 | 0.97897 | -0.40367 | 0.0017428 | 0.00043679
205 | 0.97843 | -0.41428 | 0.0013749 | 0.00034457
206 | 0.9888 | -0.21497 | 0.0028805 | 0.00072193
207 | 0.98884 | -0.21431 | 0.00083235 | 0.00020861
208 | 0.98885 | -0.21406 | 0.00083668 | 0.00020969
209 | 0.9729 | -0.52292 | 0 | 0
210 | 0.97252 | -0.53032 | 0.0025975 | 0.00065099
211 | 0.97246 | -0.53162 | 0.0014298 | 0.00035834
212 | 0.98086 | -0.36644 | 0.0010803 | 0.00027075
213 | 0.98559 | -0.27747 | 0.0015446 | 0.00038712
214 | 0.98544 | -0.2803 | 0.0028582 | 0.00071634
215 | 0.98566 | -0.27595 | 0.0016829 | 0.00042177
216 | 0.98538 | -0.28147 | 0.0025491 | 0.00063886
217 | 0.98567 | -0.27588 | 0.0014715 | 0.00036879
218 | 0.98534 | -0.28221 | 0.001334 | 0.00033434
219 | 0.98579 | -0.2735 | 0.0016842 | 0.00042211
220 | 0.98534 | -0.28234 | 0.0012501 | 0.00031331
221 | 0.98607 | -0.26799 | 0.0043809 | 0.001098
222 | 0.98782 | -0.23406 | 0.0023536 | 0.00058987
223 | 0.98757 | -0.23878 | 0.0021055 | 0.0005277
224 | 0.98739 | -0.24238 | 0.002074 | 0.00051978
225 | 0.98697 | -0.25052 | 0.0023712 | 0.00059429
226 | 0.97712 | -0.43985 | 0.0063718 | 0.0015969
227 | 0.97706 | -0.44095 | 0.0015817 | 0.0003964
228 | 0.98331 | -0.31872 | 0.0024757 | 0.00062047
229 | 0.98304 | -0.32409 | 0.0021718 | 0.0005443
230 | 0.98281 | -0.32851 | 0.0037362 | 0.00093639
231 | 0.97233 | -0.53406 | 0.00104 | 0.00026064
232 | 0.97232 | -0.53431 | 0.0030108 | 0.00075457
233 | 0.98108 | -0.36214 | 0.0010581 | 0.0002652
234 | 0.97868 | -0.40934 | 0.0016646 | 0.00041718
235 | 0.97893 | -0.4044 | 0.0017314 | 0.00043392
236 | 0.97865 | -0.41002 | 0.0010445 | 0.00026179
237 | 0.97892 | -0.40473 | 0.001238 | 0.00031028
238 | 0.98667 | -0.25643 | 0.0038819 | 0.0009729
239 | 0.98635 | -0.26259 | 0.0030037 | 0.0007528
240 | 0.98621 | -0.26537 | 0.0036846 | 0.00092344
241 | 0.9828 | -0.32908 | 0.001435 | 0.00035964
242 | 0.98292 | -0.3266 | 0.0042682 | 0.0010697
243 | 0.97198 | -0.54032 | 0.0025206 | 0.00063171
244 | 0.97205 | -0.53904 | 0.0068695 | 0.0017217
245 | 0.97801 | -0.42244 | 0 | 0
246 | 0.97819 | -0.41891 | 0.0015484 | 0.00038806
247 | 0.97838 | -0.4151 | 0.0011105 | 0.00027832
248 | 0.98387 | -0.30815 | 0.0031793 | 0.00079682
249 | 0.98351 | -0.31518 | 0.014078 | 0.0035282
250 | 0.9715 | -0.55059 | 0.0014909 | 0.00037366
251 | 0.97129 | -0.55461 | 0.0017955 | 0.00044998
252 | 0.9712 | -0.55641 | 0.0014865 | 0.00037256
253 | 0.97116 | -0.55731 | 0.0023034 | 0.00057728
254 | 0.97111 | -0.55827 | 0.0054874 | 0.0013753
255 | 0.98276 | -0.32961 | 0.00141 | 0.00035338
256 | 0.98279 | -0.32885 | 0 | 0
257 | 0.98256 | -0.3335 | 0.003942 | 0.00098796
258 | 0.99998 | 149.9956 | 0 | 0

## res_line
| p_from_mw | q_from_mvar | p_to_mw | q_to_mvar | pl_mw | ql_mvar | i_from_ka | i_to_ka | i_ka | vm_from_pu | va_from_degree | vm_to_pu | va_to_degree | loading_percent
0 | -0.058526 | -0.014807 | 0.058554 | 0.014825 | 2.8014e-05 | 1.7809e-05 | 0.088751 | 0.088751 | 0.088751 | 0.98181 | -0.34809 | 0.98233 | -0.33812 | 24.3821
1 | 0.05716 | 0.014465 | -0.05713 | -0.014445 | 3.0494e-05 | 1.9379e-05 | 0.086681 | 0.086681 | 0.086681 | 0.98181 | -0.34809 | 0.98124 | -0.35921 | 23.8134
2 | -0.060367 | -0.015279 | 0.060371 | 0.015281 | 3.271e-06 | 2.0802e-06 | 0.091497 | 0.091497 | 0.091497 | 0.98233 | -0.33812 | 0.98239 | -0.33699 | 25.1367
3 | 0.056084 | 0.014183 | -0.056038 | -0.014154 | 4.6315e-05 | 2.9426e-05 | 0.085095 | 0.085095 | 0.085095 | 0.98124 | -0.35921 | 0.98036 | -0.37644 | 23.3777
4 | -0.064001 | -0.016191 | 0.064051 | 0.016223 | 5.0234e-05 | 3.197e-05 | 0.096997 | 0.096996 | 0.096997 | 0.98239 | -0.33699 | 0.98323 | -0.32065 | 26.6474
5 | 0.00049109 | 0.00012262 | -0.00049109 | -0.00012308 | 7.7134e-09 | -4.6194e-07 | 0.00074523 | 0.0007454 | 0.0007454 | 0.98036 | -0.37644 | 0.98034 | -0.37677 | 0.20478
6 | 0.055546 | 0.014031 | -0.055537 | -0.014025 | 9.8478e-06 | 6.2561e-06 | 0.08435 | 0.08435 | 0.08435 | 0.98036 | -0.37644 | 0.98017 | -0.38014 | 23.173
7 | -0.067281 | -0.017033 | 0.067338 | 0.017069 | 5.7074e-05 | 3.6342e-05 | 0.10188 | 0.10188 | 0.10188 | 0.98323 | -0.32065 | 0.98414 | -0.303 | 27.9903
8 | 0.055537 | 0.014025 | -0.055466 | -0.01398 | 7.0834e-05 | 4.4999e-05 | 0.08435 | 0.08435 | 0.08435 | 0.98017 | -0.38014 | 0.9788 | -0.4068 | 23.173
9 | -0.072616 | -0.018392 | 0.072619 | 0.018394 | 3.333e-06 | 2.0489e-06 | 0.10986 | 0.10986 | 0.10986 | 0.98414 | -0.303 | 0.98419 | -0.30204 | 10.0608
10 | 0.051962 | 0.013102 | -0.051928 | -0.01308 | 3.4376e-05 | 2.1816e-05 | 0.079024 | 0.079024 | 0.079024 | 0.9788 | -0.4068 | 0.9781 | -0.42063 | 21.7098
11 | -0.0032817 | -0.00082198 | 0.0032818 | 0.00082192 | 8.6717e-08 | -5.798e-08 | 0.0050248 | 0.0050247 | 0.0050248 | 0.97179 | -0.54474 | 0.97182 | -0.54418 | 1.3804
12 | 0.0026507 | 0.00066383 | -0.0026506 | -0.00066393 | 7.6912e-08 | -1.0504e-07 | 0.0040585 | 0.0040586 | 0.0040586 | 0.97179 | -0.54474 | 0.97176 | -0.54535 | 1.115
13 | -0.0043783 | -0.0010967 | 0.0043791 | 0.0010966 | 8.735e-07 | -8.3354e-08 | 0.0067036 | 0.0067034 | 0.0067036 | 0.97182 | -0.54418 | 0.97203 | -0.54 | 1.8417
14 | 0.0020228 | 0.00050661 | -0.0020227 | -0.00050694 | 1.1951e-07 | -3.3502e-07 | 0.0030973 | 0.0030975 | 0.0030975 | 0.97176 | -0.54535 | 0.9717 | -0.54659 | 0.85096
15 | -0.0056889 | -0.0014249 | 0.0056895 | 0.001425 | 5.8689e-07 | 1.1977e-07 | 0.0087084 | 0.0087083 | 0.0087084 | 0.97203 | -0.54 | 0.97214 | -0.53783 | 2.3924
16 | 0.016766 | 0.0042057 | -0.016761 | -0.0042033 | 4.2223e-06 | 2.4904e-06 | 0.025664 | 0.025664 | 0.025664 | 0.97214 | -0.53783 | 0.97187 | -0.54311 | 7.0505
17 | 0.0030774 | 0.00077076 | -0.0030773 | -0.00077091 | 1.6688e-07 | -1.4186e-07 | 0.0047103 | 0.0047104 | 0.0047104 | 0.97214 | -0.53783 | 0.97208 | -0.53897 | 1.2941
18 | -0.025533 | -0.0064015 | 0.025556 | 0.0064162 | 2.3819e-05 | 1.4728e-05 | 0.039083 | 0.039082 | 0.039083 | 0.97214 | -0.53783 | 0.97313 | -0.51827 | 10.737
19 | 0.014708 | 0.0036886 | -0.014704 | -0.0036861 | 4.3533e-06 | 2.5026e-06 | 0.02252 | 0.02252 | 0.02252 | 0.97187 | -0.54311 | 0.97156 | -0.54932 | 6.1869
20 | 0.00138 | 0.00034552 | -0.0013799 | -0.00034584 | 4.7051e-08 | -3.1849e-07 | 0.0021122 | 0.0021124 | 0.0021124 | 0.97208 | -0.53897 | 0.97205 | -0.53968 | 0.58032
21 | -0.027532 | -0.0069113 | 0.027547 | 0.0069208 | 1.5175e-05 | 9.4284e-06 | 0.042103 | 0.042103 | 0.042103 | 0.97313 | -0.51827 | 0.97372 | -0.50672 | 11.5667
22 | 0.056131 | 0.014169 | -0.056052 | -0.014119 | 7.9378e-05 | 5.0438e-05 | 0.085416 | 0.085416 | 0.085416 | 0.97826 | -0.41686 | 0.97675 | -0.44642 | 23.4661
23 | -0.057381 | -0.014483 | 0.057417 | 0.014505 | 3.5668e-05 | 2.2671e-05 | 0.087318 | 0.087318 | 0.087318 | 0.97826 | -0.41686 | 0.97893 | -0.40389 | 23.9886
24 | 0.053667 | 0.013521 | -0.053638 | -0.013503 | 2.9623e-05 | 1.8811e-05 | 0.081784 | 0.081784 | 0.081784 | 0.97675 | -0.44642 | 0.97616 | -0.45797 | 22.4682
25 | -0.058517 | -0.014781 | 0.058562 | 0.01481 | 4.536e-05 | 2.8838e-05 | 0.08899 | 0.088989 | 0.08899 | 0.97893 | -0.40389 | 0.97976 | -0.38773 | 24.4477
26 | 0.051463 | 0.012957 | -0.051453 | -0.012951 | 9.2298e-06 | 5.8571e-06 | 0.078469 | 0.078469 | 0.078469 | 0.97616 | -0.45797 | 0.97597 | -0.46172 | 21.5573
27 | -0.059726 | -0.015101 | 0.059746 | 0.015114 | 2.0479e-05 | 1.3023e-05 | 0.090757 | 0.090757 | 0.090757 | 0.97976 | -0.38773 | 0.98012 | -0.38058 | 24.9332
28 | 0.048084 | 0.012107 | -0.048071 | -0.012098 | 1.365e-05 | 8.6515e-06 | 0.073332 | 0.073332 | 0.073332 | 0.97597 | -0.46172 | 0.97567 | -0.46766 | 20.1462
29 | -0.061313 | -0.015507 | 0.061374 | 0.015546 | 6.1562e-05 | 3.9161e-05 | 0.093135 | 0.093135 | 0.093135 | 0.98012 | -0.38058 | 0.9812 | -0.35967 | 25.5865
30 | 0.04671 | 0.011758 | -0.046679 | -0.011737 | 3.179e-05 | 2.0137e-05 | 0.071257 | 0.071258 | 0.071258 | 0.97567 | -0.46766 | 0.97494 | -0.48191 | 19.5762
31 | -0.061374 | -0.015546 | 0.061448 | 0.015593 | 7.397e-05 | 4.7053e-05 | 0.093135 | 0.093135 | 0.093135 | 0.9812 | -0.35967 | 0.98249 | -0.33461 | 25.5865
32 | 0.056361 | 0.014286 | -0.056317 | -0.014258 | 4.3559e-05 | 2.7675e-05 | 0.085243 | 0.085243 | 0.085243 | 0.98452 | -0.29537 | 0.98368 | -0.31146 | 23.4183
33 | -0.060316 | -0.015277 | 0.060333 | 0.015288 | 1.7337e-05 | 1.1025e-05 | 0.09122 | 0.09122 | 0.09122 | 0.98452 | -0.29537 | 0.98482 | -0.28938 | 25.0603
34 | 0.052711 | 0.013354 | -0.052651 | -0.013316 | 5.9486e-05 | 3.7755e-05 | 0.079787 | 0.079787 | 0.079787 | 0.98368 | -0.31146 | 0.98247 | -0.33499 | 21.9195
35 | -0.14363 | -0.036414 | 0.14371 | 0.036464 | 7.9795e-05 | 5.015e-05 | 0.21717 | 0.21717 | 0.21717 | 0.98482 | -0.28938 | 0.98542 | -0.27783 | 14.9154
36 | 0.083299 | 0.021127 | -0.083268 | -0.021108 | 3.1089e-05 | 1.8833e-05 | 0.12595 | 0.12595 | 0.12595 | 0.98482 | -0.28938 | 0.98442 | -0.29715 | 8.6504
37 | 0.050508 | 0.012779 | -0.050464 | -0.012751 | 4.4345e-05 | 2.8126e-05 | 0.076541 | 0.076541 | 0.076541 | 0.98247 | -0.33499 | 0.98153 | -0.3533 | 21.0277
38 | -0.1463 | -0.037114 | 0.14642 | 0.03719 | 0.00012071 | 7.5913e-05 | 0.22108 | 0.22108 | 0.22108 | 0.98542 | -0.27783 | 0.98631 | -0.26069 | 15.1841
39 | 0.079959 | 0.020279 | -0.079935 | -0.020264 | 2.4194e-05 | 1.4587e-05 | 0.12095 | 0.12095 | 0.12095 | 0.98442 | -0.29715 | 0.9841 | -0.30345 | 8.307
40 | 0.049381 | 0.01248 | -0.04937 | -0.012473 | 1.0636e-05 | 6.7434e-06 | 0.074899 | 0.074899 | 0.074899 | 0.98153 | -0.3533 | 0.9813 | -0.35779 | 20.5767
41 | -0.15247 | -0.038706 | 0.15259 | 0.038782 | 0.0001209 | 7.613e-05 | 0.23021 | 0.23021 | 0.23021 | 0.98631 | -0.26069 | 0.98716 | -0.24422 | 15.8109
42 | 0.076898 | 0.019503 | -0.076861 | -0.01948 | 3.779e-05 | 2.2673e-05 | 0.11636 | 0.11636 | 0.11636 | 0.9841 | -0.30345 | 0.98357 | -0.31367 | 7.9916
43 | 0.048311 | 0.012208 | -0.048301 | -0.012201 | 1.0072e-05 | 6.3828e-06 | 0.073294 | 0.073294 | 0.073294 | 0.9813 | -0.35779 | 0.98108 | -0.36214 | 20.1357
44 | -0.15447 | -0.039252 | 0.15449 | 0.039263 | 1.6562e-05 | 1.0433e-05 | 0.23304 | 0.23304 | 0.23304 | 0.98716 | -0.24422 | 0.98728 | -0.242 | 16.0052
45 | 0.011269 | 0.0028251 | -0.011263 | -0.0028221 | 5.5909e-06 | 2.9275e-06 | 0.017048 | 0.017048 | 0.017048 | 0.98357 | -0.31367 | 0.98304 | -0.32409 | 4.6836
46 | 0.065592 | 0.016655 | -0.065576 | -0.016646 | 1.5937e-05 | 9.3246e-06 | 0.09931 | 0.09931 | 0.09931 | 0.98357 | -0.31367 | 0.98331 | -0.31872 | 6.8208
47 | -0.16658 | -0.042604 | 0.16667 | 0.042661 | 9.0257e-05 | 5.6967e-05 | 0.24996 | 0.24996 | 0.24996 | 0.99286 | -0.13517 | 0.99344 | -0.12398 | 17.1676
48 | 0.16209 | 0.041481 | -0.16192 | -0.041372 | 0.00017187 | 0.0001084 | 0.24324 | 0.24324 | 0.24324 | 0.99286 | -0.13517 | 0.99171 | -0.15709 | 16.7061
49 | 0.0035533 | 0.00089 | -0.003553 | -0.00089016 | 2.8404e-07 | -1.6361e-07 | 0.0053252 | 0.0053253 | 0.0053253 | 0.99286 | -0.13517 | 0.99277 | -0.13685 | 1.463
50 | -0.16752 | -0.042873 | 0.16766 | 0.042965 | 0.00014433 | 9.1107e-05 | 0.25123 | 0.25123 | 0.25123 | 0.99344 | -0.12398 | 0.99438 | -0.1062 | 17.2548
51 | 0.16076 | 0.041081 | -0.16052 | -0.040928 | 0.00024315 | 0.00015332 | 0.2415 | 0.2415 | 0.2415 | 0.99171 | -0.15709 | 0.99007 | -0.18842 | 16.5864
52 | 0.002682 | 0.00067185 | -0.0026819 | -0.00067195 | 6.4381e-08 | -9.6176e-08 | 0.0040197 | 0.0040198 | 0.0040198 | 0.99277 | -0.13685 | 0.99274 | -0.13735 | 1.1043
53 | -0.4293 | -0.10992 | 0.43049 | 0.11068 | 0.0011856 | 0.00075718 | 0.64325 | 0.64324 | 0.64325 | 0.99438 | -0.1062 | 0.99738 | -0.049356 | 44.179
54 | 0.26164 | 0.066957 | -0.26132 | -0.066755 | 0.0003162 | 0.00020123 | 0.39202 | 0.39202 | 0.39202 | 0.99438 | -0.1062 | 0.99307 | -0.13119 | 26.9242
55 | 0.15925 | 0.04061 | -0.15921 | -0.040585 | 4.0245e-05 | 2.5372e-05 | 0.23959 | 0.23959 | 0.23959 | 0.99007 | -0.18842 | 0.9898 | -0.19365 | 16.4556
56 | 0.0012177 | 0.000305 | -0.0012177 | -0.00030519 | 1.9659e-08 | -1.9088e-07 | 0.0018252 | 0.0018253 | 0.0018253 | 0.99274 | -0.13735 | 0.99273 | -0.13769 | 0.50145
57 | -0.43123 | -0.11087 | 0.43227 | 0.11153 | 0.001037 | 0.00066226 | 0.64436 | 0.64436 | 0.64436 | 0.99738 | -0.049356 | 1 | 0 | 44.2552
58 | 0.26018 | 0.066469 | -0.25999 | -0.066348 | 0.00019037 | 0.00012115 | 0.3903 | 0.3903 | 0.3903 | 0.99307 | -0.13119 | 0.99227 | -0.14634 | 26.8066
59 | 0.15865 | 0.040444 | -0.15861 | -0.040422 | 3.5556e-05 | 2.2414e-05 | 0.23875 | 0.23875 | 0.23875 | 0.9898 | -0.19365 | 0.98955 | -0.1983 | 16.3978
60 | 0.0014475 | 0.00036223 | -0.0014474 | -0.00036276 | 7.7095e-08 | -5.3204e-07 | 0.0021537 | 0.0021539 | 0.0021539 | 1 | 0 | 0.99994 | -0.0011187 | 0.59174
61 | 0.071904 | 0.018314 | -0.071883 | -0.018301 | 2.0345e-05 | 1.2959e-05 | 0.1071 | 0.1071 | 0.1071 | 1 | 0 | 0.99969 | -0.0058676 | 29.4223
62 | 0.25801 | 0.065852 | -0.25773 | -0.065676 | 0.00027641 | 0.00017589 | 0.38734 | 0.38734 | 0.38734 | 0.99227 | -0.14634 | 0.99111 | -0.16854 | 26.6028
63 | 0.15805 | 0.040281 | -0.15804 | -0.040271 | 1.6771e-05 | 1.0571e-05 | 0.23791 | 0.23791 | 0.23791 | 0.98955 | -0.1983 | 0.98944 | -0.2005 | 16.3399
64 | 0.15732 | 0.040091 | -0.15723 | -0.040034 | 8.9848e-05 | 5.6626e-05 | 0.23683 | 0.23683 | 0.23683 | 0.98944 | -0.2005 | 0.98882 | -0.21234 | 16.2657
65 | 0.15658 | 0.039871 | -0.1565 | -0.03982 | 8.0495e-05 | 5.0725e-05 | 0.23585 | 0.23585 | 0.23585 | 0.98882 | -0.21234 | 0.98827 | -0.223 | 16.1984
66 | 0.00058541 | 0.00014637 | -0.0005854 | -0.00014671 | 7.9693e-09 | -3.4542e-07 | 0.00088131 | 0.00088144 | 0.00088144 | 0.98827 | -0.223 | 0.98825 | -0.22329 | 0.24215
67 | 0.15591 | 0.039674 | -0.15588 | -0.039651 | 3.5881e-05 | 2.2609e-05 | 0.23497 | 0.23497 | 0.23497 | 0.98827 | -0.223 | 0.98802 | -0.22778 | 16.1378
68 | 0.15528 | 0.039503 | -0.15518 | -0.039436 | 0.0001063 | 6.6974e-05 | 0.23408 | 0.23408 | 0.23408 | 0.98802 | -0.22778 | 0.98728 | -0.242 | 16.0766
69 | 0.01501 | 0.0037633 | -0.015003 | -0.0037591 | 7.2604e-06 | 4.191e-06 | 0.022961 | 0.022961 | 0.022961 | 0.97274 | -0.52583 | 0.97223 | -0.53599 | 6.3081
70 | -0.021413 | -0.0053682 | 0.021425 | 0.0053754 | 1.1834e-05 | 7.2086e-06 | 0.032757 | 0.032757 | 0.032757 | 0.97274 | -0.52583 | 0.97333 | -0.51424 | 8.9991
71 | 0.012613 | 0.0031602 | -0.012611 | -0.0031589 | 2.3602e-06 | 1.3011e-06 | 0.019304 | 0.019304 | 0.019304 | 0.97223 | -0.53599 | 0.97203 | -0.53992 | 5.3033
72 | -0.022525 | -0.0056509 | 0.022529 | 0.0056536 | 4.2944e-06 | 2.6284e-06 | 0.034437 | 0.034437 | 0.034437 | 0.97333 | -0.51424 | 0.97353 | -0.51024 | 9.4608
73 | 0.0028901 | 0.00072272 | -0.0028899 | -0.00072285 | 1.2281e-07 | -1.2885e-07 | 0.0044236 | 0.0044237 | 0.0044237 | 0.97203 | -0.53992 | 0.97199 | -0.54081 | 1.2153
74 | -0.027207 | -0.006826 | 0.027219 | 0.0068331 | 1.1467e-05 | 7.1189e-06 | 0.041588 | 0.041588 | 0.041588 | 0.97353 | -0.51024 | 0.97398 | -0.50141 | 11.4253
75 | 0.0046784 | 0.0011724 | -0.004678 | -0.0011724 | 4.0277e-07 | -3.3759e-09 | 0.0071508 | 0.0071509 | 0.0071509 | 0.97353 | -0.51024 | 0.97344 | -0.51205 | 1.9645
76 | 0.0028899 | 0.00072285 | -0.0028888 | -0.00072401 | 1.1055e-06 | -1.1586e-06 | 0.0044237 | 0.0044244 | 0.0044244 | 0.97199 | -0.54081 | 0.97158 | -0.54885 | 1.2155
77 | -0.028489 | -0.0071515 | 0.028499 | 0.0071577 | 9.8966e-06 | 6.1604e-06 | 0.043529 | 0.043529 | 0.043529 | 0.97398 | -0.50141 | 0.97435 | -0.49412 | 11.9585
78 | -0.029957 | -0.0075229 | 0.029966 | 0.0075286 | 9.0588e-06 | 5.6539e-06 | 0.045755 | 0.045755 | 0.045755 | 0.97435 | -0.49412 | 0.97467 | -0.48779 | 12.57
79 | 0.011185 | 0.0028032 | -0.011184 | -0.0028029 | 4.6664e-07 | 2.4579e-07 | 0.017102 | 0.017102 | 0.017102 | 0.97319 | -0.51686 | 0.97314 | -0.51774 | 4.6982
80 | -0.013398 | -0.003358 | 0.013404 | 0.0033609 | 5.1243e-06 | 2.8749e-06 | 0.020486 | 0.020486 | 0.020486 | 0.97319 | -0.51686 | 0.97359 | -0.50883 | 5.6281
81 | 0.0091153 | 0.0022844 | -0.009114 | -0.0022838 | 1.3351e-06 | 6.268e-07 | 0.013938 | 0.013938 | 0.013938 | 0.97314 | -0.51774 | 0.97299 | -0.52081 | 3.8292
82 | -0.015058 | -0.0037755 | 0.015058 | 0.0037756 | 2.7469e-07 | 1.586e-07 | 0.023014 | 0.023014 | 0.023014 | 0.97359 | -0.50883 | 0.97361 | -0.50845 | 6.3227
83 | 0.0075793 | 0.0018992 | -0.0075789 | -0.001899 | 3.2782e-07 | 1.29e-07 | 0.011591 | 0.011591 | 0.011591 | 0.97299 | -0.52081 | 0.97294 | -0.52172 | 3.1844
84 | -0.01669 | -0.0041847 | 0.016695 | 0.0041874 | 4.5994e-06 | 2.7091e-06 | 0.025509 | 0.025509 | 0.025509 | 0.97361 | -0.50845 | 0.97391 | -0.50267 | 7.008
85 | 0.0060556 | 0.0015172 | -0.0060555 | -0.0015172 | 7.8311e-08 | 1.9883e-08 | 0.0092613 | 0.0092613 | 0.0092613 | 0.97294 | -0.52172 | 0.97293 | -0.52199 | 2.5443
86 | -0.019017 | -0.0047695 | 0.019026 | 0.0047748 | 8.9334e-06 | 5.3661e-06 | 0.029057 | 0.029057 | 0.029057 | 0.97391 | -0.50267 | 0.97441 | -0.49282 | 7.9828
87 | 0.0050054 | 0.001254 | -0.0050049 | -0.001254 | 5.2253e-07 | 3.9173e-08 | 0.0076552 | 0.0076553 | 0.0076553 | 0.97293 | -0.52199 | 0.97282 | -0.52418 | 2.1031
88 | -0.02357 | -0.0059136 | 0.02357 | 0.0059137 | 6.5433e-08 | 4.02e-08 | 0.035996 | 0.035996 | 0.035996 | 0.97441 | -0.49282 | 0.97441 | -0.49276 | 9.8891
89 | 0.069483 | 0.01768 | -0.069371 | -0.017609 | 0.00011264 | 7.1723e-05 | 0.1036 | 0.1036 | 0.1036 | 0.99892 | -0.020564 | 0.99715 | -0.054256 | 28.4611
90 | -0.070595 | -0.017959 | 0.070645 | 0.017991 | 5.0038e-05 | 3.1867e-05 | 0.10525 | 0.10525 | 0.10525 | 0.99892 | -0.020564 | 0.99969 | -0.0058676 | 28.916
91 | 0.067881 | 0.017235 | -0.067834 | -0.017205 | 4.7275e-05 | 3.0096e-05 | 0.10138 | 0.10138 | 0.10138 | 0.99715 | -0.054256 | 0.99639 | -0.06874 | 27.8505
92 | 0.0012382 | 0.00030988 | -0.0012382 | -0.00031032 | 4.5616e-08 | -4.4033e-07 | 0.0018429 | 0.0018431 | 0.0018431 | 0.99969 | -0.0058676 | 0.99965 | -0.0066413 | 0.50634
93 | 0.067834 | 0.017205 | -0.06776 | -0.017158 | 7.4139e-05 | 4.7199e-05 | 0.10138 | 0.10138 | 0.10138 | 0.99639 | -0.06874 | 0.9952 | -0.091499 | 27.8505
94 | 0.066756 | 0.016906 | -0.066629 | -0.016826 | 0.0001269 | 8.0774e-05 | 0.099875 | 0.099875 | 0.099875 | 0.9952 | -0.091499 | 0.99314 | -0.13116 | 27.4381
95 | 0.064729 | 0.01635 | -0.064692 | -0.016326 | 3.6793e-05 | 2.3413e-05 | 0.097029 | 0.097029 | 0.097029 | 0.99314 | -0.13116 | 0.99252 | -0.14303 | 26.6563
96 | -0.0076506 | -0.001917 | 0.0076512 | 0.0019173 | 6.4293e-07 | 2.5195e-07 | 0.011627 | 0.011627 | 0.011627 | 0.97912 | -0.40094 | 0.97921 | -0.39917 | 3.1942
97 | 0.0054661 | 0.0013695 | -0.0054656 | -0.0013694 | 4.6328e-07 | 7.1349e-08 | 0.0083069 | 0.008307 | 0.008307 | 0.97912 | -0.40094 | 0.97903 | -0.40272 | 2.2821
98 | -0.0096961 | -0.0024297 | 0.0096989 | 0.0024311 | 2.8069e-06 | 1.3626e-06 | 0.014734 | 0.014734 | 0.014734 | 0.97921 | -0.39917 | 0.97952 | -0.3931 | 4.0479
99 | 0.0034176 | 0.00085616 | -0.0034176 | -0.00085618 | 3.4444e-08 | -2.0764e-08 | 0.0051943 | 0.0051943 | 0.0051943 | 0.97903 | -0.40272 | 0.97902 | -0.40293 | 1.427
100 | -0.011415 | -0.0028611 | 0.011416 | 0.0028618 | 1.2684e-06 | 6.7015e-07 | 0.017341 | 0.017341 | 0.017341 | 0.97952 | -0.3931 | 0.97964 | -0.39076 | 4.7639
101 | 0.0013642 | 0.00034157 | -0.0013642 | -0.0003419 | 4.6304e-08 | -3.315e-07 | 0.0020734 | 0.0020735 | 0.0020735 | 0.97902 | -0.40293 | 0.97898 | -0.40364 | 0.56965
102 | -0.013296 | -0.0033329 | 0.0133 | 0.0033355 | 4.701e-06 | 2.6215e-06 | 0.020196 | 0.020195 | 0.020196 | 0.97964 | -0.39076 | 0.98001 | -0.38335 | 5.5482
103 | -0.0133 | -0.0033355 | 0.013303 | 0.0033368 | 2.2628e-06 | 1.2618e-06 | 0.020195 | 0.020195 | 0.020195 | 0.98001 | -0.38335 | 0.9802 | -0.37978 | 5.5482
104 | 0.042887 | 0.010802 | -0.042852 | -0.01078 | 3.4207e-05 | 2.1626e-05 | 0.065397 | 0.065397 | 0.065397 | 0.97612 | -0.45954 | 0.97527 | -0.47623 | 17.9661
105 | -0.04464 | -0.011242 | 0.04465 | 0.011247 | 1.0153e-05 | 5.8402e-06 | 0.06807 | 0.06807 | 0.06807 | 0.97612 | -0.45954 | 0.97636 | -0.45478 | 6.2335
106 | 0.041185 | 0.010363 | -0.04117 | -0.010353 | 1.5328e-05 | 9.681e-06 | 0.062853 | 0.062853 | 0.062853 | 0.97527 | -0.47623 | 0.97487 | -0.48402 | 17.2673
107 | -0.048148 | -0.012124 | 0.048167 | 0.012135 | 1.8303e-05 | 1.0694e-05 | 0.073401 | 0.0734 | 0.073401 | 0.97636 | -0.45478 | 0.97676 | -0.44683 | 6.7217
108 | 0.040355 | 0.010149 | -0.040328 | -0.010132 | 2.6596e-05 | 1.6788e-05 | 0.061609 | 0.061609 | 0.061609 | 0.97487 | -0.48402 | 0.97417 | -0.49783 | 16.9256
109 | -0.049544 | -0.01248 | 0.049551 | 0.012484 | 7.3974e-06 | 4.0411e-06 | 0.075499 | 0.075498 | 0.075499 | 0.97676 | -0.44683 | 0.97692 | -0.44371 | 5.1853
110 | 0.038053 | 0.0095616 | -0.038037 | -0.0095515 | 1.6146e-05 | 1.0175e-05 | 0.058134 | 0.058134 | 0.058134 | 0.97417 | -0.49783 | 0.97372 | -0.50672 | 15.9709
111 | -0.051078 | -0.012867 | 0.051092 | 0.012874 | 1.4332e-05 | 7.9082e-06 | 0.077824 | 0.077823 | 0.077824 | 0.97692 | -0.44371 | 0.97722 | -0.43785 | 5.345
112 | 0.01049 | 0.0026307 | -0.01049 | -0.0026306 | 2.3313e-07 | 1.1912e-07 | 0.016031 | 0.016031 | 0.016031 | 0.97372 | -0.50672 | 0.97369 | -0.50719 | 4.4042
113 | -0.051092 | -0.012874 | 0.051102 | 0.01288 | 9.2164e-06 | 5.0849e-06 | 0.077823 | 0.077823 | 0.077823 | 0.97722 | -0.43785 | 0.97742 | -0.43408 | 5.345
114 | -0.03163 | -0.0079457 | 0.031635 | 0.0079491 | 5.293e-06 | 3.3121e-06 | 0.048296 | 0.048296 | 0.048296 | 0.97467 | -0.48779 | 0.97485 | -0.48428 | 13.2681
115 | -0.033178 | -0.0083358 | 0.033182 | 0.0083378 | 3.2481e-06 | 2.0367e-06 | 0.050651 | 0.050651 | 0.050651 | 0.97485 | -0.48428 | 0.97496 | -0.48223 | 13.9151
116 | -0.035307 | -0.0088704 | 0.035325 | 0.0088816 | 1.7786e-05 | 1.1179e-05 | 0.053895 | 0.053894 | 0.053895 | 0.97496 | -0.48223 | 0.97549 | -0.47168 | 14.8062
117 | -0.036104 | -0.0090769 | 0.036124 | 0.0090894 | 1.9816e-05 | 1.2464e-05 | 0.055083 | 0.055083 | 0.055083 | 0.97549 | -0.47168 | 0.97608 | -0.4602 | 15.1328
118 | -0.037434 | -0.0094176 | 0.037491 | 0.0094537 | 5.7306e-05 | 3.6089e-05 | 0.05708 | 0.05708 | 0.05708 | 0.97608 | -0.4602 | 0.97771 | -0.42821 | 15.6813
119 | -0.01737 | -0.004356 | 0.017371 | 0.0043571 | 1.8475e-06 | 1.0896e-06 | 0.026121 | 0.026121 | 0.026121 | 0.98953 | -0.20085 | 0.98964 | -0.19862 | 7.176
120 | 0.016294 | 0.0040864 | -0.016292 | -0.0040854 | 1.7306e-06 | 1.0089e-06 | 0.024503 | 0.024503 | 0.024503 | 0.98953 | -0.20085 | 0.98941 | -0.20308 | 6.7316
121 | -0.018814 | -0.0047187 | 0.01882 | 0.0047221 | 5.6725e-06 | 3.3875e-06 | 0.02829 | 0.02829 | 0.02829 | 0.98964 | -0.19862 | 0.98997 | -0.19229 | 7.7721
122 | 0.015033 | 0.0037699 | -0.015028 | -0.0037669 | 5.3004e-06 | 3.0373e-06 | 0.02261 | 0.02261 | 0.02261 | 0.98941 | -0.20308 | 0.98903 | -0.21048 | 6.2116
123 | -0.061203 | -0.015395 | 0.061227 | 0.015409 | 2.3312e-05 | 1.4825e-05 | 0.092014 | 0.092014 | 0.092014 | 0.98997 | -0.19229 | 0.99038 | -0.18432 | 25.2786
124 | 0.042383 | 0.010672 | -0.042346 | -0.010649 | 3.7319e-05 | 2.357e-05 | 0.063724 | 0.063724 | 0.063724 | 0.98997 | -0.19229 | 0.98902 | -0.21073 | 17.5066
125 | 0.014314 | 0.0035879 | -0.014314 | -0.0035877 | 2.6221e-07 | 1.4846e-07 | 0.021536 | 0.021536 | 0.021536 | 0.98903 | -0.21048 | 0.98901 | -0.21086 | 5.9164
126 | -0.063261 | -0.015919 | 0.063386 | 0.015999 | 0.00012509 | 7.9583e-05 | 0.095071 | 0.095071 | 0.095071 | 0.99038 | -0.18432 | 0.99252 | -0.14303 | 26.1184
127 | 0.040888 | 0.010283 | -0.04087 | -0.010272 | 1.7923e-05 | 1.1309e-05 | 0.06153 | 0.06153 | 0.06153 | 0.98902 | -0.21073 | 0.98854 | -0.21991 | 16.9039
128 | 0.013512 | 0.0033869 | -0.01351 | -0.0033858 | 1.9515e-06 | 1.0874e-06 | 0.02033 | 0.02033 | 0.02033 | 0.98901 | -0.21086 | 0.98886 | -0.21389 | 5.5851
129 | 0.039568 | 0.0099459 | -0.039559 | -0.00994 | 9.377e-06 | 5.911e-06 | 0.059571 | 0.059571 | 0.059571 | 0.98854 | -0.21991 | 0.98829 | -0.22487 | 16.3657
130 | 0.0045497 | 0.0011401 | -0.0045497 | -0.0011401 | 3.6955e-08 | -3.3203e-09 | 0.0068463 | 0.0068463 | 0.0068463 | 0.98886 | -0.21389 | 0.98885 | -0.21406 | 1.8809
131 | 0.017325 | 0.0043455 | -0.017322 | -0.0043441 | 2.4e-06 | 1.4228e-06 | 0.026497 | 0.026497 | 0.026497 | 0.97295 | -0.52119 | 0.9728 | -0.52409 | 7.2795
132 | -0.019512 | -0.0048937 | 0.019521 | 0.0048995 | 9.5993e-06 | 5.7864e-06 | 0.029842 | 0.029842 | 0.029842 | 0.97295 | -0.52119 | 0.97347 | -0.51087 | 8.1984
133 | 0.016224 | 0.0040689 | -0.01622 | -0.0040666 | 4.0243e-06 | 2.3593e-06 | 0.024818 | 0.024818 | 0.024818 | 0.9728 | -0.52409 | 0.97254 | -0.5293 | 6.8182
134 | -0.042227 | -0.010599 | 0.042238 | 0.010605 | 1.0694e-05 | 6.7588e-06 | 0.064553 | 0.064553 | 0.064553 | 0.97347 | -0.51087 | 0.97374 | -0.50556 | 17.7343
135 | 0.022706 | 0.0056991 | -0.022701 | -0.0056962 | 4.7851e-06 | 2.9308e-06 | 0.034711 | 0.034711 | 0.034711 | 0.97347 | -0.51087 | 0.97325 | -0.51529 | 9.5359
136 | 0.014315 | 0.0035891 | -0.014312 | -0.0035872 | 3.4036e-06 | 1.9436e-06 | 0.021903 | 0.021903 | 0.021903 | 0.97254 | -0.5293 | 0.97229 | -0.53429 | 6.0174
137 | -0.043835 | -0.011006 | 0.043864 | 0.011024 | 2.9111e-05 | 1.8416e-05 | 0.066993 | 0.066993 | 0.066993 | 0.97374 | -0.50556 | 0.97445 | -0.49165 | 18.4047
138 | 0.021041 | 0.00528 | -0.021033 | -0.0052757 | 7.0694e-06 | 4.2981e-06 | 0.032172 | 0.032172 | 0.032172 | 0.97325 | -0.51529 | 0.97289 | -0.52234 | 8.8384
139 | 0.010992 | 0.0027552 | -0.01099 | -0.0027543 | 1.6997e-06 | 8.8921e-07 | 0.016823 | 0.016823 | 0.016823 | 0.97229 | -0.53429 | 0.97212 | -0.53754 | 4.6217
140 | 0.0033197 | 0.00083194 | -0.0033196 | -0.00083198 | 6.3776e-08 | -4.0897e-08 | 0.0050805 | 0.0050806 | 0.0050806 | 0.97229 | -0.53429 | 0.97227 | -0.53469 | 1.3958
141 | -0.045383 | -0.011405 | 0.045404 | 0.011418 | 2.111e-05 | 1.3365e-05 | 0.069312 | 0.069312 | 0.069312 | 0.97445 | -0.49165 | 0.97494 | -0.48191 | 19.0419
142 | 0.019445 | 0.0048775 | -0.01944 | -0.0048749 | 4.2076e-06 | 2.5354e-06 | 0.029742 | 0.029742 | 0.029742 | 0.97289 | -0.52234 | 0.97266 | -0.52688 | 8.1708
143 | 0.0093909 | 0.0023535 | -0.0093903 | -0.0023531 | 6.7534e-07 | 3.2417e-07 | 0.014375 | 0.014375 | 0.014375 | 0.97212 | -0.53754 | 0.97205 | -0.53904 | 3.949
144 | 0.017478 | 0.0043832 | -0.01747 | -0.0043782 | 8.4853e-06 | 5.038e-06 | 0.02674 | 0.02674 | 0.02674 | 0.97266 | -0.52688 | 0.97215 | -0.53707 | 7.3462
145 | 0.0023895 | 0.0005987 | -0.0023895 | -0.00059885 | 8.6257e-08 | -1.5792e-07 | 0.0036577 | 0.0036578 | 0.0036578 | 0.97208 | -0.53837 | 0.97204 | -0.53913 | 1.0049
146 | -0.0056653 | -0.0014197 | 0.0056656 | 0.0014197 | 3.5177e-07 | 7.0489e-08 | 0.008672 | 0.008672 | 0.008672 | 0.97208 | -0.53837 | 0.97215 | -0.53707 | 2.3824
147 | 0.011804 | 0.0029584 | -0.011802 | -0.0029573 | 2.0383e-06 | 1.0981e-06 | 0.018068 | 0.018068 | 0.018068 | 0.97215 | -0.53707 | 0.97196 | -0.54069 | 4.9638
148 | 0.0091178 | 0.0022845 | -0.0091155 | -0.0022835 | 2.2646e-06 | 1.0653e-06 | 0.013959 | 0.013959 | 0.013959 | 0.97196 | -0.54069 | 0.9717 | -0.54591 | 3.8348
149 | 0.0031623 | 0.00079236 | -0.0031621 | -0.0007925 | 1.8065e-07 | -1.3884e-07 | 0.0048425 | 0.0048426 | 0.0048426 | 0.9717 | -0.54591 | 0.97164 | -0.54711 | 1.3304
150 | 0.0059533 | 0.0014911 | -0.0059529 | -0.001491 | 3.8256e-07 | 9.2789e-08 | 0.0091162 | 0.0091163 | 0.0091163 | 0.9717 | -0.54591 | 0.97163 | -0.54726 | 2.5045
151 | 0.0037132 | 0.00092971 | -0.0037127 | -0.00092987 | 4.3228e-07 | -1.6484e-07 | 0.0056862 | 0.0056864 | 0.0056864 | 0.97163 | -0.54726 | 0.97151 | -0.54971 | 1.5622
152 | -0.087863 | -0.022172 | 0.087868 | 0.022176 | 5.5769e-06 | 3.4003e-06 | 0.13334 | 0.13334 | 0.13334 | 0.98094 | -0.36525 | 0.98101 | -0.36393 | 9.1577
153 | 0.087863 | 0.022172 | -0.087839 | -0.022157 | 2.4198e-05 | 1.4754e-05 | 0.13334 | 0.13334 | 0.13334 | 0.98094 | -0.36525 | 0.98064 | -0.37101 | 9.1577
154 | 0.01695 | 0.0042551 | -0.016943 | -0.0042508 | 7.3453e-06 | 4.3271e-06 | 0.025713 | 0.025714 | 0.025714 | 0.98101 | -0.36393 | 0.98054 | -0.37302 | 7.0642
155 | -0.10482 | -0.026431 | 0.10492 | 0.026493 | 0.00010001 | 6.1871e-05 | 0.15905 | 0.15905 | 0.15905 | 0.98101 | -0.36393 | 0.98203 | -0.34402 | 10.9237
156 | 0.085618 | 0.021601 | -0.085593 | -0.021586 | 2.4582e-05 | 1.4949e-05 | 0.12997 | 0.12997 | 0.12997 | 0.98064 | -0.37101 | 0.98033 | -0.377 | 8.9263
157 | 0.015246 | 0.0038254 | -0.015241 | -0.0038225 | 4.9115e-06 | 2.8349e-06 | 0.023138 | 0.023138 | 0.023138 | 0.98054 | -0.37302 | 0.9802 | -0.37978 | 6.3565
158 | -0.10572 | -0.026693 | 0.10576 | 0.026719 | 4.2623e-05 | 2.6383e-05 | 0.16026 | 0.16026 | 0.16026 | 0.98203 | -0.34402 | 0.98246 | -0.3356 | 11.007
159 | 0.084537 | 0.021321 | -0.084535 | -0.02132 | 2.3263e-06 | 1.4129e-06 | 0.12836 | 0.12836 | 0.12836 | 0.98033 | -0.377 | 0.98031 | -0.37758 | 8.8162
160 | -0.10934 | -0.027615 | 0.10937 | 0.027636 | 3.4219e-05 | 2.1226e-05 | 0.16567 | 0.16567 | 0.16567 | 0.98246 | -0.3356 | 0.9828 | -0.32908 | 11.3787
161 | 0.083512 | 0.021064 | -0.083492 | -0.021051 | 2.0064e-05 | 1.217e-05 | 0.12681 | 0.12681 | 0.12681 | 0.98031 | -0.37758 | 0.98005 | -0.3826 | 8.7097
162 | -0.063052 | -0.015995 | 0.0631 | 0.016025 | 4.8216e-05 | 3.0144e-05 | 0.095564 | 0.095564 | 0.095564 | 0.98249 | -0.33461 | 0.98331 | -0.31872 | 13.127
163 | 0.084512 | 0.021385 | -0.084483 | -0.021367 | 2.9299e-05 | 1.7778e-05 | 0.1278 | 0.1278 | 0.1278 | 0.98456 | -0.29481 | 0.98419 | -0.30204 | 8.7776
164 | -0.086842 | -0.021969 | 0.086848 | 0.021972 | 5.7098e-06 | 3.4746e-06 | 0.13132 | 0.13132 | 0.13132 | 0.98456 | -0.29481 | 0.98463 | -0.29344 | 9.0193
165 | -0.088745 | -0.022448 | 0.088783 | 0.022471 | 3.8028e-05 | 2.3192e-05 | 0.13419 | 0.13419 | 0.13419 | 0.98463 | -0.29344 | 0.98509 | -0.28452 | 9.2163
166 | -0.09189 | -0.02325 | 0.091927 | 0.023272 | 3.6788e-05 | 2.2508e-05 | 0.13888 | 0.13888 | 0.13888 | 0.98509 | -0.28452 | 0.98552 | -0.27618 | 9.5386
167 | 0.0031069 | 0.00077863 | -0.0031069 | -0.00077865 | 3.0466e-08 | -2.7462e-08 | 0.0046931 | 0.0046931 | 0.0046931 | 0.98509 | -0.28452 | 0.98508 | -0.28472 | 1.2893
168 | 0.14282 | 0.036142 | -0.14275 | -0.036099 | 6.877e-05 | 4.321e-05 | 0.21576 | 0.21576 | 0.21576 | 0.98552 | -0.27618 | 0.985 | -0.28621 | 14.8187
169 | -0.23474 | -0.059414 | 0.23497 | 0.059561 | 0.0002313 | 0.00014703 | 0.35464 | 0.35464 | 0.35464 | 0.98552 | -0.27618 | 0.98658 | -0.25567 | 24.3572
170 | 0.1374 | 0.03476 | -0.13737 | -0.034737 | 3.664e-05 | 2.2989e-05 | 0.20769 | 0.20769 | 0.20769 | 0.985 | -0.28621 | 0.98472 | -0.29177 | 14.2643
171 | -0.24852 | -0.062957 | 0.24879 | 0.063123 | 0.00026084 | 0.00016593 | 0.37508 | 0.37508 | 0.37508 | 0.98658 | -0.25567 | 0.98771 | -0.23385 | 25.7608
172 | -0.027162 | -0.0068138 | 0.027183 | 0.0068267 | 2.0811e-05 | 1.2917e-05 | 0.041481 | 0.041481 | 0.041481 | 0.97441 | -0.49276 | 0.97522 | -0.4767 | 11.3959
173 | -0.030172 | -0.007576 | 0.030172 | 0.0075762 | 2.6594e-07 | 1.6602e-07 | 0.046042 | 0.046042 | 0.046042 | 0.97522 | -0.4767 | 0.97523 | -0.47652 | 12.649
174 | -0.032007 | -0.0080359 | 0.032017 | 0.008042 | 9.7916e-06 | 6.13e-06 | 0.048841 | 0.048841 | 0.048841 | 0.97523 | -0.47652 | 0.97556 | -0.47011 | 13.4179
175 | -0.035532 | -0.0089231 | 0.035545 | 0.0089311 | 1.2728e-05 | 8.0014e-06 | 0.054203 | 0.054203 | 0.054203 | 0.97556 | -0.47011 | 0.97594 | -0.4626 | 14.891
176 | 0.050123 | 0.012628 | -0.050105 | -0.012616 | 1.8158e-05 | 1.1517e-05 | 0.076278 | 0.076278 | 0.076278 | 0.9781 | -0.42063 | 0.97771 | -0.42821 | 20.9556
177 | 0.012614 | 0.0031625 | -0.012612 | -0.0031611 | 2.4927e-06 | 1.3692e-06 | 0.019199 | 0.019199 | 0.019199 | 0.97771 | -0.42821 | 0.9775 | -0.43236 | 5.2744
178 | 0.010988 | 0.002754 | -0.010986 | -0.0027531 | 1.6315e-06 | 8.4926e-07 | 0.016726 | 0.016726 | 0.016726 | 0.9775 | -0.43236 | 0.97734 | -0.43547 | 4.5951
179 | 0.0079552 | 0.0019936 | -0.0079541 | -0.0019931 | 1.0999e-06 | 4.5342e-07 | 0.012112 | 0.012112 | 0.012112 | 0.97734 | -0.43547 | 0.97719 | -0.43838 | 3.3275
180 | 0.0079541 | 0.0019931 | -0.0079535 | -0.0019929 | 5.5786e-07 | 2.3e-07 | 0.012112 | 0.012112 | 0.012112 | 0.97719 | -0.43838 | 0.97712 | -0.43985 | 3.3275
181 | -0.25501 | -0.064684 | 0.25533 | 0.064888 | 0.00031999 | 0.00020361 | 0.38446 | 0.38446 | 0.38446 | 0.98771 | -0.23385 | 0.98907 | -0.20778 | 26.4054
182 | -0.25638 | -0.065151 | 0.25687 | 0.06546 | 0.00048547 | 0.00030892 | 0.38604 | 0.38604 | 0.38604 | 0.98907 | -0.20778 | 0.99111 | -0.16854 | 26.5137
183 | 0.13255 | 0.03353 | -0.13248 | -0.033482 | 7.604e-05 | 4.7638e-05 | 0.20041 | 0.20041 | 0.20041 | 0.98472 | -0.29177 | 0.9841 | -0.30374 | 13.7647
184 | 0.017265 | 0.0043299 | -0.017262 | -0.0043277 | 3.6267e-06 | 2.1409e-06 | 0.026107 | 0.026107 | 0.026107 | 0.9841 | -0.30374 | 0.98387 | -0.30815 | 7.1724
185 | 0.11521 | 0.029152 | -0.11509 | -0.029074 | 0.00012626 | 7.8553e-05 | 0.17431 | 0.17431 | 0.17431 | 0.9841 | -0.30374 | 0.98292 | -0.3266 | 11.9717
186 | -0.039562 | -0.0099707 | 0.0396 | 0.0099949 | 3.8293e-05 | 2.4153e-05 | 0.060186 | 0.060186 | 0.060186 | 0.97843 | -0.41374 | 0.97947 | -0.39353 | 16.5346
187 | 0.037282 | 0.0093995 | -0.037228 | -0.0093651 | 5.4695e-05 | 3.4436e-05 | 0.05672 | 0.05672 | 0.05672 | 0.97843 | -0.41374 | 0.97687 | -0.44444 | 15.5824
188 | -0.040802 | -0.010296 | 0.040809 | 0.010301 | 7.2985e-06 | 4.6073e-06 | 0.062012 | 0.062012 | 0.062012 | 0.97947 | -0.39353 | 0.97966 | -0.38979 | 17.0362
189 | 0.037228 | 0.0093651 | -0.037195 | -0.0093448 | 3.2271e-05 | 2.0319e-05 | 0.05672 | 0.05672 | 0.05672 | 0.97687 | -0.44444 | 0.97594 | -0.4626 | 15.5824
190 | -0.041988 | -0.010596 | 0.041995 | 0.010601 | 7.6311e-06 | 4.8209e-06 | 0.063802 | 0.063802 | 0.063802 | 0.97966 | -0.38979 | 0.97985 | -0.386 | 17.528
191 | -0.043168 | -0.010895 | 0.043176 | 0.0109 | 8.5772e-06 | 5.4224e-06 | 0.065583 | 0.065583 | 0.065583 | 0.97985 | -0.386 | 0.98007 | -0.38185 | 18.0172
192 | -0.044471 | -0.011225 | 0.044487 | 0.011235 | 1.5884e-05 | 1.0049e-05 | 0.067548 | 0.067548 | 0.067548 | 0.98007 | -0.38185 | 0.98045 | -0.3744 | 18.5571
193 | 0.0019242 | 0.00048191 | -0.0019241 | -0.00048222 | 9.6493e-08 | -3.0506e-07 | 0.002947 | 0.0029472 | 0.0029472 | 0.97151 | -0.54971 | 0.97146 | -0.55076 | 0.80967
194 | 0.0017886 | 0.00044796 | -0.0017885 | -0.00044824 | 7.3969e-08 | -2.7811e-07 | 0.0027394 | 0.0027395 | 0.0027395 | 0.97151 | -0.54971 | 0.97147 | -0.55057 | 0.7526
195 | 0.01049 | 0.0026306 | -0.010487 | -0.0026292 | 2.6962e-06 | 1.3777e-06 | 0.016031 | 0.016031 | 0.016031 | 0.97369 | -0.50719 | 0.97342 | -0.51258 | 4.4042
196 | 0.0080857 | 0.0020274 | -0.0080842 | -0.0020267 | 1.4747e-06 | 6.2392e-07 | 0.012361 | 0.012361 | 0.012361 | 0.97342 | -0.51258 | 0.97323 | -0.51641 | 3.3958
197 | 0.0080842 | 0.0020267 | -0.0080817 | -0.0020257 | 2.5082e-06 | 1.0614e-06 | 0.012361 | 0.012361 | 0.012361 | 0.97323 | -0.51641 | 0.9729 | -0.52292 | 3.3958
198 | -0.05196 | -0.013095 | 0.051961 | 0.013095 | 1.2337e-06 | 6.8422e-07 | 0.07913 | 0.07913 | 0.07913 | 0.97742 | -0.43408 | 0.97744 | -0.43358 | 5.4348
199 | -0.053278 | -0.013425 | 0.053287 | 0.01343 | 8.7564e-06 | 4.8926e-06 | 0.081134 | 0.081134 | 0.081134 | 0.97744 | -0.43358 | 0.97762 | -0.43014 | 5.5724
200 | -0.054475 | -0.013728 | 0.054475 | 0.013729 | 9.2936e-07 | 5.2252e-07 | 0.082942 | 0.082942 | 0.082942 | 0.97762 | -0.43014 | 0.97763 | -0.42979 | 5.6966
201 | -0.055931 | -0.014093 | 0.055942 | 0.0141 | 1.1266e-05 | 6.3787e-06 | 0.085158 | 0.085157 | 0.085158 | 0.97763 | -0.42979 | 0.97785 | -0.42558 | 5.8487
202 | -0.057184 | -0.014411 | 0.057193 | 0.014416 | 8.5809e-06 | 4.8856e-06 | 0.087047 | 0.087047 | 0.087047 | 0.97785 | -0.42558 | 0.97801 | -0.42244 | 5.9785
203 | 0.0025999 | 0.00065126 | -0.0025997 | -0.00065155 | 1.9923e-07 | -2.8956e-07 | 0.0039767 | 0.0039768 | 0.0039768 | 0.97282 | -0.52418 | 0.97274 | -0.52579 | 1.0925
204 | 0.012568 | 0.0031508 | -0.012567 | -0.0031504 | 7.5747e-07 | 4.1727e-07 | 0.019249 | 0.019249 | 0.019249 | 0.97156 | -0.54932 | 0.9715 | -0.55059 | 5.2882
205 | -0.046136 | -0.011648 | 0.046153 | 0.011659 | 1.7586e-05 | 1.1134e-05 | 0.07005 | 0.07005 | 0.07005 | 0.98045 | -0.3744 | 0.98086 | -0.36644 | 19.2446
206 | 0.038302 | 0.0096249 | -0.038285 | -0.0096143 | 1.6785e-05 | 1.057e-05 | 0.057678 | 0.057678 | 0.057678 | 0.98829 | -0.22487 | 0.98782 | -0.23406 | 15.8456
207 | -0.082406 | -0.02077 | 0.082431 | 0.020786 | 2.5758e-05 | 1.5602e-05 | 0.1252 | 0.1252 | 0.1252 | 0.97971 | -0.38913 | 0.98005 | -0.3826 | 8.599
208 | 0.081228 | 0.020475 | -0.081214 | -0.020466 | 1.4386e-05 | 8.6994e-06 | 0.12341 | 0.12341 | 0.12341 | 0.97971 | -0.38913 | 0.97952 | -0.39283 | 8.4762
209 | 0.014925 | 0.003742 | -0.014919 | -0.0037385 | 6.0244e-06 | 3.4624e-06 | 0.022673 | 0.022674 | 0.022674 | 0.97952 | -0.39283 | 0.97909 | -0.40131 | 6.229
210 | 0.066288 | 0.016724 | -0.066275 | -0.016716 | 1.3663e-05 | 8.0215e-06 | 0.10074 | 0.10074 | 0.10074 | 0.97952 | -0.39283 | 0.9793 | -0.39714 | 6.919
211 | 0.011479 | 0.0028765 | -0.011479 | -0.002876 | 8.0749e-07 | 4.2782e-07 | 0.017446 | 0.017446 | 0.017446 | 0.97909 | -0.40131 | 0.97902 | -0.40278 | 4.7929
212 | 0.062925 | 0.015877 | -0.0629 | -0.015862 | 2.536e-05 | 1.4743e-05 | 0.09565 | 0.095651 | 0.095651 | 0.9793 | -0.39714 | 0.97887 | -0.40556 | 6.5694
213 | 0.006766 | 0.0016953 | -0.0067641 | -0.0016947 | 1.94e-06 | 6.2665e-07 | 0.010284 | 0.010284 | 0.010284 | 0.97902 | -0.40278 | 0.97871 | -0.4088 | 2.8252
214 | 0.0047125 | 0.0011807 | -0.0047123 | -0.0011807 | 1.9894e-07 | -2.7053e-09 | 0.0071625 | 0.0071625 | 0.0071625 | 0.97902 | -0.40278 | 0.97897 | -0.40367 | 1.9677
215 | 0.061275 | 0.015455 | -0.061249 | -0.01544 | 2.5576e-05 | 1.4789e-05 | 0.093181 | 0.093181 | 0.093181 | 0.97887 | -0.40556 | 0.97843 | -0.41428 | 6.3998
216 | 0.0027092 | 0.00067845 | -0.0027091 | -0.00067854 | 6.9454e-08 | -9.2739e-08 | 0.0041188 | 0.0041189 | 0.0041189 | 0.97871 | -0.4088 | 0.97868 | -0.40934 | 1.1316
217 | 0.0029695 | 0.00074392 | -0.0029694 | -0.00074403 | 1.0349e-07 | -1.0409e-07 | 0.0045135 | 0.0045135 | 0.0045135 | 0.97897 | -0.40367 | 0.97893 | -0.4044 | 1.24
218 | 0.059874 | 0.015095 | -0.059872 | -0.015094 | 2.3389e-06 | 1.3459e-06 | 0.09109 | 0.09109 | 0.09109 | 0.97843 | -0.41428 | 0.97838 | -0.4151 | 6.2562
219 | -0.0028805 | -0.00072193 | 0.0028806 | 0.00072182 | 9.1322e-08 | -1.078e-07 | 0.0043348 | 0.0043347 | 0.0043348 | 0.9888 | -0.21497 | 0.98884 | -0.21431 | 1.1909
220 | -0.003713 | -0.00093043 | 0.003713 | 0.00093041 | 4.3133e-08 | -1.966e-08 | 0.0055873 | 0.0055873 | 0.0055873 | 0.98884 | -0.21431 | 0.98885 | -0.21406 | 1.535
221 | 0.0080817 | 0.0020257 | -0.0080789 | -0.0020245 | 2.849e-06 | 1.2061e-06 | 0.012361 | 0.012361 | 0.012361 | 0.9729 | -0.52292 | 0.97252 | -0.53032 | 3.3959
222 | 0.0054814 | 0.0013735 | -0.0054811 | -0.0013734 | 3.3753e-07 | 5.7247e-08 | 0.0083867 | 0.0083868 | 0.0083868 | 0.97252 | -0.53032 | 0.97246 | -0.53162 | 2.3041
223 | 0.0040512 | 0.0010151 | -0.0040508 | -0.0010152 | 4.7228e-07 | -1.0429e-07 | 0.006199 | 0.0061991 | 0.0061991 | 0.97246 | -0.53162 | 0.97233 | -0.53406 | 1.7031
224 | -0.047234 | -0.01193 | 0.047243 | 0.011936 | 9.7378e-06 | 6.1684e-06 | 0.071689 | 0.071689 | 0.071689 | 0.98086 | -0.36644 | 0.98108 | -0.36214 | 19.6948
225 | 0.0079929 | 0.0020031 | -0.0079919 | -0.0020027 | 1.0766e-06 | 4.3783e-07 | 0.012068 | 0.012068 | 0.012068 | 0.98559 | -0.27747 | 0.98544 | -0.2803 | 3.3153
226 | -0.0095376 | -0.0023902 | 0.0095382 | 0.0023905 | 6.909e-07 | 3.2893e-07 | 0.0144 | 0.0144 | 0.0144 | 0.98559 | -0.27747 | 0.98566 | -0.27595 | 3.9559
227 | 0.0051336 | 0.0012863 | -0.0051333 | -0.0012863 | 2.8565e-07 | 2.1324e-08 | 0.0077517 | 0.0077517 | 0.0077517 | 0.98544 | -0.2803 | 0.98538 | -0.28147 | 2.1296
228 | -0.011221 | -0.0028123 | 0.011221 | 0.0028123 | 3.7238e-08 | 1.9421e-08 | 0.01694 | 0.01694 | 0.01694 | 0.98566 | -0.27595 | 0.98567 | -0.27588 | 4.6539
229 | 0.0025843 | 0.00064744 | -0.0025842 | -0.00064759 | 9.0985e-08 | -1.4471e-07 | 0.0039024 | 0.0039025 | 0.0039025 | 0.98538 | -0.28147 | 0.98534 | -0.28221 | 1.0721
230 | -0.012693 | -0.0031811 | 0.012694 | 0.0031819 | 1.4421e-06 | 7.8942e-07 | 0.019162 | 0.019162 | 0.019162 | 0.98567 | -0.27588 | 0.98579 | -0.2735 | 5.2642
231 | 0.0012501 | 0.00031325 | -0.0012501 | -0.00031331 | 7.5976e-09 | -6.7544e-08 | 0.0018879 | 0.0018879 | 0.0018879 | 0.98534 | -0.28221 | 0.98534 | -0.28234 | 0.51865
232 | -0.014378 | -0.003604 | 0.014382 | 0.0036062 | 3.7727e-06 | 2.1421e-06 | 0.021704 | 0.021704 | 0.021704 | 0.98579 | -0.2735 | 0.98607 | -0.26799 | 5.9626
233 | -0.018763 | -0.0047041 | 0.018765 | 0.0047055 | 2.3474e-06 | 1.4027e-06 | 0.028315 | 0.028315 | 0.028315 | 0.98607 | -0.26799 | 0.98621 | -0.26537 | 7.7787
234 | 0.035931 | 0.0090244 | -0.035923 | -0.0090193 | 8.1042e-06 | 5.0923e-06 | 0.054133 | 0.054133 | 0.054133 | 0.98782 | -0.23406 | 0.98757 | -0.23878 | 14.8716
235 | 0.033818 | 0.0084916 | -0.033812 | -0.008488 | 5.7949e-06 | 3.6326e-06 | 0.05096 | 0.05096 | 0.05096 | 0.98757 | -0.23878 | 0.98739 | -0.24238 | 14
236 | 0.031738 | 0.0079682 | -0.031725 | -0.0079605 | 1.2318e-05 | 7.6998e-06 | 0.047835 | 0.047835 | 0.047835 | 0.98739 | -0.24238 | 0.98697 | -0.25052 | 13.1414
237 | 0.029354 | 0.0073662 | -0.029346 | -0.0073611 | 8.2748e-06 | 5.152e-06 | 0.04426 | 0.04426 | 0.04426 | 0.98697 | -0.25052 | 0.98667 | -0.25643 | 12.1592
238 | 0.0015817 | 0.00039597 | -0.0015817 | -0.0003964 | 8.3109e-08 | -4.2525e-07 | 0.0024086 | 0.0024088 | 0.0024088 | 0.97712 | -0.43985 | 0.97706 | -0.44095 | 0.66175
239 | 0.0090912 | 0.0022778 | -0.0090892 | -0.0022769 | 1.9127e-06 | 8.8271e-07 | 0.013761 | 0.013761 | 0.013761 | 0.98304 | -0.32409 | 0.98281 | -0.32851 | 3.7805
240 | 0.003943 | 0.00098767 | -0.003942 | -0.00098796 | 9.3673e-07 | -2.8848e-07 | 0.0059696 | 0.0059699 | 0.0059699 | 0.98281 | -0.32851 | 0.98256 | -0.3335 | 1.6401
241 | 0.0014101 | 0.00035288 | -0.00141 | -0.00035303 | 2.2855e-08 | -1.5484e-07 | 0.0021347 | 0.0021348 | 0.0021348 | 0.98281 | -0.32851 | 0.98279 | -0.32885 | 0.58648
242 | 0.0030108 | 0.00075454 | -0.0030108 | -0.00075457 | 3.586e-08 | -3.2918e-08 | 0.0046076 | 0.0046076 | 0.0046076 | 0.97233 | -0.53406 | 0.97232 | -0.53431 | 1.2658
243 | 0.0010446 | 0.00026136 | -0.0010445 | -0.00026179 | 3.3677e-08 | -4.2587e-07 | 0.001588 | 0.0015882 | 0.0015882 | 0.97868 | -0.40934 | 0.97865 | -0.41002 | 0.43632
244 | 0.001238 | 0.00031011 | -0.001238 | -0.00031028 | 1.9096e-08 | -1.6856e-07 | 0.0018818 | 0.0018819 | 0.0018819 | 0.97893 | -0.4044 | 0.97892 | -0.40473 | 0.517
245 | 0.025464 | 0.0063882 | -0.025457 | -0.0063836 | 7.4737e-06 | 4.6107e-06 | 0.038405 | 0.038405 | 0.038405 | 0.98667 | -0.25643 | 0.98635 | -0.26259 | 10.5509
246 | 0.022453 | 0.0056308 | -0.02245 | -0.005629 | 2.9739e-06 | 1.8151e-06 | 0.033874 | 0.033874 | 0.033874 | 0.98635 | -0.26259 | 0.98621 | -0.26537 | 9.306
247 | -0.1108 | -0.027996 | 0.11082 | 0.028004 | 1.3155e-05 | 8.1669e-06 | 0.16785 | 0.16785 | 0.16785 | 0.9828 | -0.32908 | 0.98292 | -0.3266 | 11.5279
248 | -0.0025206 | -0.00063171 | 0.0025207 | 0.00063147 | 1.5301e-07 | -2.4176e-07 | 0.0038587 | 0.0038586 | 0.0038587 | 0.97198 | -0.54032 | 0.97205 | -0.53904 | 1.0601
249 | -0.057193 | -0.014416 | 0.057202 | 0.014421 | 9.674e-06 | 5.5076e-06 | 0.087047 | 0.087046 | 0.087047 | 0.97801 | -0.42244 | 0.97819 | -0.41891 | 5.9785
250 | -0.058751 | -0.014809 | 0.058761 | 0.014816 | 1.0712e-05 | 6.1377e-06 | 0.089402 | 0.089402 | 0.089402 | 0.97819 | -0.41891 | 0.97838 | -0.4151 | 6.1402
251 | 0.014083 | 0.0035309 | -0.014078 | -0.0035282 | 4.7164e-06 | 2.6666e-06 | 0.021299 | 0.021299 | 0.021299 | 0.98387 | -0.30815 | 0.98351 | -0.31518 | 5.8514
252 | 0.011076 | 0.0027768 | -0.011074 | -0.0027757 | 2.1197e-06 | 1.1135e-06 | 0.016966 | 0.016966 | 0.016966 | 0.9715 | -0.55059 | 0.97129 | -0.55461 | 4.6609
253 | 0.0092787 | 0.0023257 | -0.0092779 | -0.0023253 | 7.9574e-07 | 3.7931e-07 | 0.014215 | 0.014215 | 0.014215 | 0.97129 | -0.55461 | 0.9712 | -0.55641 | 3.9052
254 | 0.0077914 | 0.0019527 | -0.007791 | -0.0019526 | 3.3631e-07 | 1.3736e-07 | 0.011937 | 0.011937 | 0.011937 | 0.9712 | -0.55641 | 0.97116 | -0.55731 | 3.2795
255 | 0.0054876 | 0.0013753 | -0.0054874 | -0.0013753 | 2.5081e-07 | 4.3468e-08 | 0.0084082 | 0.0084083 | 0.0084083 | 0.97116 | -0.55731 | 0.97111 | -0.55827 | 2.31
256 | -0.00141 | -0.00035338 | 0.00141 | 0.00035303 | 5.0769e-08 | -3.4391e-07 | 0.0021349 | 0.0021348 | 0.0021349 | 0.98276 | -0.32961 | 0.98279 | -0.32885 | 0.58651

## res_trafo
| p_hv_mw | q_hv_mvar | p_lv_mw | q_lv_mvar | pl_mw | ql_mvar | i_hv_ka | i_lv_ka | vm_hv_pu | va_hv_degree | vm_lv_pu | va_lv_degree | loading_percent
0 | -1.2729e-15 | -1.3162e-15 | 0.00165 | 1.2699e-07 | 0.00165 | 1.2699e-07 | 5.2857e-17 | 0.0023815 | 0.99998 | 149.9956 | 1 | 0 | 0.2619

## res_ext_grid
| p_mw | q_mvar
0 | 0.50727 | 0.1302

## res_load
| p_mw | q_mvar
0 | 0.001366 | 0.00034236
1 | 0.0018132 | 0.00045443
2 | 0.0010458 | 0.0002621
3 | 0.0036305 | 0.00090989
4 | 0.0032299 | 0.00080948
5 | 0.00049109 | 0.00012308
6 | 0.0052775 | 0.0013227
7 | 0.0035035 | 0.00087805
8 | 0.00063103 | 0.00015815
9 | 0.0010965 | 0.00027481
10 | 0.00062775 | 0.00015733
11 | 0.0013097 | 0.00032825
12 | 0.0020227 | 0.00050694
13 | 0.0020533 | 0.00051461
14 | 0.0016973 | 0.00042539
15 | 0.0019754 | 0.00049509
16 | 0.0012505 | 0.0003134
17 | 0.0023841 | 0.00059752
18 | 0.0010994 | 0.00027555
19 | 0.0021752 | 0.00054517
20 | 0.0011638 | 0.00029168
21 | 0.0033691 | 0.00084436
22 | 0.0015664 | 0.00039257
23 | 0.0013603 | 0.00034091
24 | 0.0039547 | 0.00099113
25 | 0.0036067 | 0.00090392
26 | 0.0021433 | 0.00053717
27 | 0.0025907 | 0.0006493
28 | 0.0033081 | 0.0008291
29 | 0.0010827 | 0.00027136
30 | 0.0060499 | 0.0015162
31 | 0.0030368 | 0.0007611
32 | 0.0010587 | 0.00026533
33 | 0.0018766 | 0.00047033
34 | 0.00093081 | 0.00023328
35 | 0.00084818 | 0.00021257
36 | 0.0011622 | 0.00029128
37 | 0.00087106 | 0.00021831
38 | 0.0012675 | 0.00031766
39 | 0.0014642 | 0.00036695
40 | 0.00074468 | 0.00018664
41 | 0.0011429 | 0.00028644
42 | 0.0012177 | 0.00030519
43 | 0.00055972 | 0.00014028
44 | 0.0019788 | 0.00049592
45 | 0.00056046 | 0.00014046
46 | 0.00071819 | 0.00018
47 | 0.00065212 | 0.00016344
48 | 0.0005854 | 0.00014671
49 | 0.00059179 | 0.00014832
50 | 0.00069028 | 0.000173
51 | 0.0064036 | 0.0016049
52 | 0.0023897 | 0.00059891
53 | 0.0010994 | 0.00027553
54 | 0.0097205 | 0.0024362
55 | 0.0012704 | 0.00031839
56 | 0.004678 | 0.0011724
57 | 0.0028888 | 0.00072401
58 | 0.0014575 | 0.00036528
59 | 0.0022138 | 0.00055483
60 | 0.0020689 | 0.00051851
61 | 0.0016542 | 0.00041457
62 | 0.0015347 | 0.00038464
63 | 0.0016322 | 0.00040908
64 | 0.0015233 | 0.00038178
65 | 0.0023225 | 0.00058206
66 | 0.0010501 | 0.00026319
67 | 0.0045439 | 0.0011388
68 | 0.0011117 | 0.00027862
69 | 0.0014895 | 0.0003733
70 | 0.0012382 | 0.00031032
71 | 0.0010041 | 0.00025164
72 | 0.0014474 | 0.00036276
73 | 0.0018995 | 0.00047607
74 | 0.0021845 | 0.0005475
75 | 0.0020449 | 0.00051249
76 | 0.002048 | 0.00051327
77 | 0.0017158 | 0.00043003
78 | 0.0020533 | 0.00051462
79 | 0.0018796 | 0.00047107
80 | 0.0013642 | 0.0003419
81 | 0.0017538 | 0.00043953
82 | 0.0016672 | 0.00041783
83 | 0.0034978 | 0.00087664
84 | 0.00081497 | 0.00020425
85 | 0.0013774 | 0.00034521
86 | 0.0022751 | 0.00057019
87 | 0.0015266 | 0.00038261
88 | 0.0016645 | 0.00041716
89 | 0.001543 | 0.00038672
90 | 0.0021251 | 0.00053261
91 | 0.00077934 | 0.00019532
92 | 0.0013097 | 0.00032825
93 | 0.0010758 | 0.00026963
94 | 0.0014429 | 0.00036163
95 | 0.0012587 | 0.00031545
96 | 0.00071423 | 0.000179
97 | 0.0020345 | 0.0005099
98 | 0.0014582 | 0.00036547
99 | 0.00080142 | 0.00020085
100 | 0.001306 | 0.00032732
101 | 0.0013016 | 0.0003262
102 | 0.0089605 | 0.0022457
103 | 0.0021872 | 0.00054818
104 | 0.0010978 | 0.00027513
105 | 0.0019051 | 0.00047746
106 | 0.001597 | 0.00040024
107 | 0.0016606 | 0.0004162
108 | 0.0015189 | 0.00038066
109 | 0.0015888 | 0.0003982
110 | 0.0015995 | 0.00040088
111 | 0.0033196 | 0.00083198
112 | 0.0012745 | 0.00031941
113 | 0.001962 | 0.00049173
114 | 0.0032757 | 0.00082097
115 | 0.0023895 | 0.00059885
116 | 0.0026845 | 0.00067279
117 | 0.0031621 | 0.0007925
118 | 0.0022397 | 0.00056132
119 | 0.0022209 | 0.0005566
120 | 0.0016974 | 0.00042541
121 | 0.00080006 | 0.00020051
122 | 0.0010558 | 0.00026462
123 | 0.0019383 | 0.00048577
124 | 0.0035737 | 0.00089565
125 | 0.0010225 | 0.00025626
126 | 0.0016041 | 0.00040202
127 | 0.0023293 | 0.00058378
128 | 0.011864 | 0.0029734
129 | 0.0018979 | 0.00047567
130 | 0.0031069 | 0.00077865
131 | 0.0053429 | 0.0013391
132 | 0.01355 | 0.0033959
133 | 0.0035915 | 0.00090013
134 | 0.0029897 | 0.00074928
135 | 0.0018343 | 0.00045971
136 | 0.0035155 | 0.00088107
137 | 0.0018046 | 0.00045227
138 | 0.0016244 | 0.0004071
139 | 0.0030307 | 0.00075956
140 | 0.0062296 | 0.0015613
141 | 0.0010491 | 0.00026294
142 | 0.00086406 | 0.00021655
143 | 0.0048143 | 0.0012066
144 | 0.0022791 | 0.00057119
145 | 0.001202 | 0.00030126
146 | 0.0011786 | 0.00029539
147 | 0.0016507 | 0.0004137
148 | 0.0011724 | 0.00029384
149 | 0.0012945 | 0.00032443
150 | 0.0019241 | 0.00048222
151 | 0.0017885 | 0.00044824
152 | 0.0024014 | 0.00060185
153 | 0.00085854 | 0.00021517
154 | 0.0013166 | 0.00032996
155 | 0.0011879 | 0.00029772
156 | 0.0014556 | 0.00036482
157 | 0.0012417 | 0.00031121
158 | 0.002405 | 0.00060274
159 | 0.0025997 | 0.00065155
160 | 0.0021359 | 0.0005353
161 | 0.0013799 | 0.00034584
162 | 0.0016488 | 0.00041323
163 | 0.0012574 | 0.00031513
164 | 0.0011777 | 0.00029515
165 | 0.001061 | 0.00026592
166 | 0.0034397 | 0.00086207
167 | 0.0033499 | 0.00083955
168 | 0.0016249 | 0.00040723
169 | 0.0040549 | 0.0010162
170 | 0.0017428 | 0.00043679
171 | 0.0013749 | 0.00034457
172 | 0.0028805 | 0.00072193
173 | 0.00083235 | 0.00020861
174 | 0.00083668 | 0.00020969
175 | 0.0025975 | 0.00065099
176 | 0.0014298 | 0.00035834
177 | 0.0010803 | 0.00027075
178 | 0.0015446 | 0.00038712
179 | 0.0028582 | 0.00071634
180 | 0.0016829 | 0.00042177
181 | 0.0025491 | 0.00063886
182 | 0.0014715 | 0.00036879
183 | 0.001334 | 0.00033434
184 | 0.0016842 | 0.00042211
185 | 0.0012501 | 0.00031331
186 | 0.0043809 | 0.001098
187 | 0.0023536 | 0.00058987
188 | 0.0021055 | 0.0005277
189 | 0.002074 | 0.00051978
190 | 0.0023712 | 0.00059429
191 | 0.0063718 | 0.0015969
192 | 0.0015817 | 0.0003964
193 | 0.0024757 | 0.00062047
194 | 0.0021718 | 0.0005443
195 | 0.0037362 | 0.00093639
196 | 0.00104 | 0.00026064
197 | 0.0030108 | 0.00075457
198 | 0.0010581 | 0.0002652
199 | 0.0016646 | 0.00041718
200 | 0.0017314 | 0.00043392
201 | 0.0010445 | 0.00026179
202 | 0.001238 | 0.00031028
203 | 0.0038819 | 0.0009729
204 | 0.0030037 | 0.0007528
205 | 0.0036846 | 0.00092344
206 | 0.001435 | 0.00035964
207 | 0.0042682 | 0.0010697
208 | 0.0025206 | 0.00063171
209 | 0.0068695 | 0.0017217
210 | 0.0015484 | 0.00038806
211 | 0.0011105 | 0.00027832
212 | 0.0031793 | 0.00079682
213 | 0.014078 | 0.0035282
214 | 0.0014909 | 0.00037366
215 | 0.0017955 | 0.00044998
216 | 0.0014865 | 0.00037256
217 | 0.0023034 | 0.00057728
218 | 0.0054874 | 0.0013753
219 | 0.00141 | 0.00035338
220 | 0.003942 | 0.00098796

## dtypes
| element | column | dtype
0 | bus | name | object
1 | bus | vn_kv | float64
2 | bus | type | object
3 | bus | zone | object
4 | bus | in_service | bool
5 | load | name | object
6 | load | bus | uint32
7 | load | p_mw | float64
8 | load | q_mvar | float64
9 | load | const_z_percent | float64
10 | load | const_i_percent | float64
11 | load | sn_mva | float64
12 | load | scaling | float64
13 | load | in_service | bool
14 | load | type | object
15 | ext_grid | name | object
16 | ext_grid | bus | uint32
17 | ext_grid | vm_pu | float64
18 | ext_grid | va_degree | float64
19 | ext_grid | slack_weight | float64
20 | ext_grid | in_service | bool
21 | line | name | object
22 | line | std_type | object
23 | line | from_bus | uint32
24 | line | to_bus | uint32
25 | line | length_km | float64
26 | line | r_ohm_per_km | float64
27 | line | x_ohm_per_km | float64
28 | line | c_nf_per_km | float64
29 | line | g_us_per_km | float64
30 | line | max_i_ka | float64
31 | line | df | float64
32 | line | parallel | uint32
33 | line | type | object
34 | line | in_service | bool
35 | trafo | name | object
36 | trafo | std_type | object
37 | trafo | hv_bus | uint32
38 | trafo | lv_bus | uint32
39 | trafo | sn_mva | float64
40 | trafo | vn_hv_kv | float64
41 | trafo | vn_lv_kv | float64
42 | trafo | vk_percent | float64
43 | trafo | vkr_percent | float64
44 | trafo | pfe_kw | float64
45 | trafo | i0_percent | float64
46 | trafo | shift_degree | float64
47 | trafo | tap_side | object
48 | trafo | tap_neutral | int32
49 | trafo | tap_min | int32
50 | trafo | tap_max | int32
51 | trafo | tap_step_percent | float64
52 | trafo | tap_step_degree | float64
53 | trafo | tap_pos | int32
54 | trafo | tap_phase_shifter | bool
55 | trafo | parallel | uint32
56 | trafo | df | float64
57 | trafo | in_service | bool
58 | line_geodata | coords | object
59 | bus_geodata | x | float64
60 | bus_geodata | y | float64
61 | bus_geodata | coords | object
62 | res_bus | vm_pu | float64
63 | res_bus | va_degree | float64
64 | res_bus | p_mw | float64
65 | res_bus | q_mvar | float64
66 | res_line | p_from_mw | float64
67 | res_line | q_from_mvar | float64
68 | res_line | p_to_mw | float64
69 | res_line | q_to_mvar | float64
70 | res_line | pl_mw | float64
71 | res_line | ql_mvar | float64
72 | res_line | i_from_ka | float64
73 | res_line | i_to_ka | float64
74 | res_line | i_ka | float64
75 | res_line | vm_from_pu | float64
76 | res_line | va_from_degree | float64
77 | res_line | vm_to_pu | float64
78 | res_line | va_to_degree | float64
79 | res_line | loading_percent | float64
80 | res_trafo | p_hv_mw | float64
81 | res_trafo | q_hv_mvar | float64
82 | res_trafo | p_lv_mw | float64
83 | res_trafo | q_lv_mvar | float64
84 | res_trafo | pl_mw | float64
85 | res_trafo | ql_mvar | float64
86 | res_trafo | i_hv_ka | float64
87 | res_trafo | i_lv_ka | float64
88 | res_trafo | vm_hv_pu | float64
89 | res_trafo | va_hv_degree | float64
90 | res_trafo | vm_lv_pu | float64
91 | res_trafo | va_lv_degree | float64
92 | res_trafo | loading_percent | float64
93 | res_ext_grid | p_mw | float64
94 | res_ext_grid | q_mvar | float64
95 | res_load | p_mw | float64
96 | res_load | q_mvar | float64

## parameters
| version | format_version | converged | OPF_converged | name | f_hz | sn_mva
0 | 2.14.6 | 2.14.0 | TRUE | FALSE |  | 50 | 1