## bus
| name | vn_kv | type | zone | in_service
0 | bus_LV_2422-2_0_3_node_0 | 0.4 | n |  | TRUE
1 | bus_LV_2422-2_0_3_node_1 | 0.4 | n |  | TRUE
2 | bus_LV_2422-2_0_3_node_2 | 0.4 | n |  | TRUE
3 | bus_LV_2422-2_0_3_node_3 | 0.4 | n |  | TRUE
4 | bus_LV_2422-2_0_3_node_5 | 0.4 | n |  | TRUE
5 | bus_LV_2422-2_0_3_node_37 | 0.4 | n |  | TRUE
6 | bus_LV_2422-2_0_3_node_44 | 0.4 | n |  | TRUE
7 | bus_LV_2422-2_0_3_node_35 | 0.4 | n |  | TRUE
8 | bus_LV_2422-2_0_3_node_6 | 0.4 | n |  | TRUE
9 | bus_LV_2422-2_0_3_node_7 | 0.4 | n |  | TRUE
10 | bus_LV_2422-2_0_3_node_8 | 0.4 | n |  | TRUE
11 | bus_LV_2422-2_0_3_node_9 | 0.4 | n |  | TRUE
12 | bus_LV_2422-2_0_3_node_10 | 0.4 | n |  | TRUE
13 | bus_LV_2422-2_0_3_node_11 | 0.4 | n |  | TRUE
14 | bus_LV_2422-2_0_3_node_94 | 0.4 | n |  | TRUE
15 | bus_LV_2422-2_0_3_node_87 | 0.4 | n |  | TRUE
16 | bus_LV_2422-2_0_3_node_53 | 0.4 | n |  | TRUE
17 | bus_LV_2422-2_0_3_node_95 | 0.4 | n |  | TRUE
18 | bus_LV_2422-2_0_3_node_96 | 0.4 | n |  | TRUE
19 | bus_LV_2422-2_0_3_node_90 | 0.4 | n |  | TRUE
20 | bus_LV_2422-2_0_3_node_103 | 0.4 | n |  | TRUE
21 | bus_LV_2422-2_0_3_node_88 | 0.4 | n |  | TRUE
22 | bus_LV_2422-2_0_3_node_54 | 0.4 | n |  | TRUE
23 | bus_LV_2422-2_0_3_node_55 | 0.4 | n |  | TRUE
24 | bus_LV_2422-2_0_3_node_12 | 0.4 | n |  | TRUE
25 | bus_LV_2422-2_0_3_node_13 | 0.4 | n |  | TRUE
26 | bus_LV_2422-2_0_3_node_15 | 0.4 | n |  | TRUE
27 | bus_LV_2422-2_0_3_node_14 | 0.4 | n |  | TRUE
28 | bus_LV_2422-2_0_3_node_16 | 0.4 | n |  | TRUE
29 | bus_LV_2422-2_0_3_node_17 | 0.4 | n |  | TRUE
30 | bus_LV_2422-2_0_3_node_77 | 0.4 | n |  | TRUE
31 | bus_LV_2422-2_0_3_node_79 | 0.4 | n |  | TRUE
32 | bus_LV_2422-2_0_3_node_92 | 0.4 | n |  | TRUE
33 | bus_LV_2422-2_0_3_node_91 | 0.4 | n |  | TRUE
34 | bus_LV_2422-2_0_3_node_67 | 0.4 | n |  | TRUE
35 | bus_LV_2422-2_0_3_node_117 | 0.4 | n |  | TRUE
36 | bus_LV_2422-2_0_3_node_116 | 0.4 | n |  | TRUE
37 | bus_LV_2422-2_0_3_node_73 | 0.4 | n |  | TRUE
38 | bus_LV_2422-2_0_3_node_78 | 0.4 | n |  | TRUE
39 | bus_LV_2422-2_0_3_node_50 | 0.4 | n |  | TRUE
40 | bus_LV_2422-2_0_3_node_97 | 0.4 | n |  | TRUE
41 | bus_LV_2422-2_0_3_node_48 | 0.4 | n |  | TRUE
42 | bus_LV_2422-2_0_3_node_62 | 0.4 | n |  | TRUE
43 | bus_LV_2422-2_0_3_node_18 | 0.4 | n |  | TRUE
44 | bus_LV_2422-2_0_3_node_19 | 0.4 | n |  | TRUE
45 | bus_LV_2422-2_0_3_node_20 | 0.4 | n |  | TRUE
46 | bus_LV_2422-2_0_3_node_21 | 0.4 | n |  | TRUE
47 | bus_LV_2422-2_0_3_node_22 | 0.4 | n |  | TRUE
48 | bus_LV_2422-2_0_3_node_51 | 0.4 | n |  | TRUE
49 | bus_LV_2422-2_0_3_node_52 | 0.4 | n |  | TRUE
50 | bus_LV_2422-2_0_3_node_23 | 0.4 | n |  | TRUE
51 | bus_LV_2422-2_0_3_node_24 | 0.4 | n |  | TRUE
52 | bus_LV_2422-2_0_3_node_25 | 0.4 | n |  | TRUE
53 | bus_LV_2422-2_0_3_node_26 | 0.4 | n |  | TRUE
54 | bus_LV_2422-2_0_3_node_27 | 0.4 | n |  | TRUE
55 | bus_LV_2422-2_0_3_node_69 | 0.4 | n |  | TRUE
56 | bus_LV_2422-2_0_3_node_70 | 0.4 | n |  | TRUE
57 | bus_LV_2422-2_0_3_node_45 | 0.4 | n |  | TRUE
58 | bus_LV_2422-2_0_3_node_58 | 0.4 | n |  | TRUE
59 | bus_LV_2422-2_0_3_node_105 | 0.4 | n |  | TRUE
60 | bus_LV_2422-2_0_3_node_32 | 0.4 | n |  | TRUE
61 | bus_LV_2422-2_0_3_node_56 | 0.4 | n |  | TRUE
62 | bus_LV_2422-2_0_3_node_28 | 0.4 | n |  | TRUE
63 | bus_LV_2422-2_0_3_node_29 | 0.4 | n |  | TRUE
64 | bus_LV_2422-2_0_3_node_30 | 0.4 | n |  | TRUE
65 | bus_LV_2422-2_0_3_node_31 | 0.4 | n |  | TRUE
66 | bus_LV_2422-2_0_3_node_86 | 0.4 | n |  | TRUE
67 | bus_LV_2422-2_0_3_node_107 | 0.4 | n |  | TRUE
68 | bus_LV_2422-2_0_3_node_33 | 0.4 | n |  | TRUE
69 | bus_LV_2422-2_0_3_node_34 | 0.4 | n |  | TRUE
70 | bus_LV_2422-2_0_3_node_36 | 0.4 | n |  | TRUE
71 | bus_LV_2422-2_0_3_node_38 | 0.4 | n |  | TRUE
72 | bus_LV_2422-2_0_3_node_84 | 0.4 | n |  | TRUE
73 | bus_LV_2422-2_0_3_node_93 | 0.4 | n |  | TRUE
74 | bus_LV_2422-2_0_3_node_83 | 0.4 | n |  | TRUE
75 | bus_LV_2422-2_0_3_node_39 | 0.4 | n |  | TRUE
76 | bus_LV_2422-2_0_3_node_40 | 0.4 | n |  | TRUE
77 | bus_LV_2422-2_0_3_node_41 | 0.4 | n |  | TRUE
78 | bus_LV_2422-2_0_3_node_42 | 0.4 | n |  | TRUE
79 | bus_LV_2422-2_0_3_node_115 | 0.4 | n |  | TRUE
80 | bus_LV_2422-2_0_3_node_123 | 0.4 | n |  | TRUE
81 | bus_LV_2422-2_0_3_node_125 | 0.4 | n |  | TRUE
82 | bus_LV_2422-2_0_3_node_46 | 0.4 | n |  | TRUE
83 | bus_LV_2422-2_0_3_node_47 | 0.4 | n |  | TRUE
84 | bus_LV_2422-2_0_3_node_49 | 0.4 | n |  | TRUE
85 | bus_LV_2422-2_0_3_node_109 | 0.4 | n |  | TRUE
86 | bus_LV_2422-2_0_3_node_110 | 0.4 | n |  | TRUE
87 | bus_LV_2422-2_0_3_node_122 | 0.4 | n |  | TRUE
88 | bus_LV_2422-2_0_3_node_124 | 0.4 | n |  | TRUE
89 | bus_LV_2422-2_0_3_node_57 | 0.4 | n |  | TRUE
90 | bus_LV_2422-2_0_3_node_59 | 0.4 | n |  | TRUE
91 | bus_LV_2422-2_0_3_node_60 | 0.4 | n |  | TRUE
92 | bus_LV_2422-2_0_3_node_61 | 0.4 | n |  | TRUE
93 | bus_LV_2422-2_0_3_node_63 | 0.4 | n |  | TRUE
94 | bus_LV_2422-2_0_3_node_64 | 0.4 | n |  | TRUE
95 | bus_LV_2422-2_0_3_node_66 | 0.4 | n |  | TRUE
96 | bus_LV_2422-2_0_3_node_85 | 0.4 | n |  | TRUE
97 | bus_LV_2422-2_0_3_node_104 | 0.4 | n |  | TRUE
98 | bus_LV_2422-2_0_3_node_68 | 0.4 | n |  | TRUE
99 | bus_LV_2422-2_0_3_node_108 | 0.4 | n |  | TRUE
100 | bus_LV_2422-2_0_3_node_100 | 0.4 | n |  | TRUE
101 | bus_LV_2422-2_0_3_node_102 | 0.4 | n |  | TRUE
102 | bus_LV_2422-2_0_3_node_106 | 0.4 | n |  | TRUE
103 | bus_LV_2422-2_0_3_node_71 | 0.4 | n |  | TRUE
104 | bus_LV_2422-2_0_3_node_72 | 0.4 | n |  | TRUE
105 | bus_LV_2422-2_0_3_node_74 | 0.4 | n |  | TRUE
106 | bus_LV_2422-2_0_3_node_75 | 0.4 | n |  | TRUE
107 | bus_LV_2422-2_0_3_node_101 | 0.4 | n |  | TRUE
108 | bus_LV_2422-2_0_3_node_119 | 0.4 | n |  | TRUE
109 | bus_LV_2422-2_0_3_node_118 | 0.4 | n |  | TRUE
110 | bus_LV_2422-2_0_3_node_120 | 0.4 | n |  | TRUE
111 | bus_LV_2422-2_0_3_node_80 | 0.4 | n |  | TRUE
112 | bus_LV_2422-2_0_3_node_81 | 0.4 | n |  | TRUE
113 | bus_LV_2422-2_0_3_node_99 | 0.4 | n |  | TRUE
114 | bus_LV_2422-2_0_3_node_89 | 0.4 | n |  | TRUE
115 | bus_LV_2422-2_0_3_node_98 | 0.4 | n |  | TRUE
116 | bus_LV_2422-2_0_3_node_114 | 0.4 | n |  | TRUE
117 | bus_LV_2422-2_0_3_node_126 | 0.4 | n |  | TRUE
118 | bus_LV_2422-2_0_3_node_111 | 0.4 | n |  | TRUE
119 | bus_LV_2422-2_0_3_node_127 | 0.4 | n |  | TRUE
120 | bus_LV_2422-2_0_3_node_121 | 0.4 | n |  | TRUE
121 | bus_MV_333_0_node_71 | 20 | n |  | TRUE

## load
| name | bus | p_mw | q_mvar | const_z_percent | const_i_percent | sn_mva | scaling | in_service | type
0 | LV_2422-2_0_3_load_0 | 0 | 0.0010372 | 0.00025994 | 0 | 0 |  | 1 | TRUE | wye
1 | LV_2422-2_0_3_load_1 | 1 | 0.0031971 | 0.00080127 | 0 | 0 |  | 1 | TRUE | wye
2 | LV_2422-2_0_3_load_3 | 3 | 0.0028784 | 0.0007214 | 0 | 0 |  | 1 | TRUE | wye
3 | LV_2422-2_0_3_load_5 | 4 | 0.0051294 | 0.0012855 | 0 | 0 |  | 1 | TRUE | wye
4 | LV_2422-2_0_3_load_44 | 6 | 0.011266 | 0.0028236 | 0 | 0 |  | 1 | TRUE | wye
5 | LV_2422-2_0_3_load_6 | 8 | 0.0075027 | 0.0018804 | 0 | 0 |  | 1 | TRUE | wye
6 | LV_2422-2_0_3_load_7 | 9 | 0.0010117 | 0.00025355 | 0 | 0 |  | 1 | TRUE | wye
7 | LV_2422-2_0_3_load_9 | 11 | 0.0011205 | 0.00028081 | 0 | 0 |  | 1 | TRUE | wye
8 | LV_2422-2_0_3_load_11 | 13 | 0.0017057 | 0.00042749 | 0 | 0 |  | 1 | TRUE | wye
9 | LV_2422-2_0_3_load_87 | 15 | 0.0010502 | 0.00026321 | 0 | 0 |  | 1 | TRUE | wye
10 | LV_2422-2_0_3_load_96 | 18 | 0.0014992 | 0.00037573 | 0 | 0 |  | 1 | TRUE | wye
11 | LV_2422-2_0_3_load_90 | 19 | 0.0035302 | 0.00088474 | 0 | 0 |  | 1 | TRUE | wye
12 | LV_2422-2_0_3_load_103 | 20 | 0.00096788 | 0.00024257 | 0 | 0 |  | 1 | TRUE | wye
13 | LV_2422-2_0_3_load_88 | 21 | 0.0054688 | 0.0013706 | 0 | 0 |  | 1 | TRUE | wye
14 | LV_2422-2_0_3_load_55 | 23 | 0.0025537 | 0.00064001 | 0 | 0 |  | 1 | TRUE | wye
15 | LV_2422-2_0_3_load_12 | 24 | 0.00297 | 0.00074436 | 0 | 0 |  | 1 | TRUE | wye
16 | LV_2422-2_0_3_load_13 | 25 | 0.0040978 | 0.001027 | 0 | 0 |  | 1 | TRUE | wye
17 | LV_2422-2_0_3_load_79 | 31 | 0.0023929 | 0.00059972 | 0 | 0 |  | 1 | TRUE | wye
18 | LV_2422-2_0_3_load_92 | 32 | 0.00048623 | 0.00012186 | 0 | 0 |  | 1 | TRUE | wye
19 | LV_2422-2_0_3_load_91 | 33 | 0.00087564 | 0.00021946 | 0 | 0 |  | 1 | TRUE | wye
20 | LV_2422-2_0_3_load_116 | 36 | 0.0022509 | 0.00056412 | 0 | 0 |  | 1 | TRUE | wye
21 | LV_2422-2_0_3_load_78 | 38 | 0.0029215 | 0.0007322 | 0 | 0 |  | 1 | TRUE | wye
22 | LV_2422-2_0_3_load_97 | 40 | 0.001793 | 0.00044937 | 0 | 0 |  | 1 | TRUE | wye
23 | LV_2422-2_0_3_load_62 | 42 | 0.0038718 | 0.00097036 | 0 | 0 |  | 1 | TRUE | wye
24 | LV_2422-2_0_3_load_18 | 43 | 0.00018819 | 4.7165e-05 | 0 | 0 |  | 1 | TRUE | wye
25 | LV_2422-2_0_3_load_19 | 44 | 0.00030755 | 7.7079e-05 | 0 | 0 |  | 1 | TRUE | wye
26 | LV_2422-2_0_3_load_21 | 46 | 0.00020192 | 5.0606e-05 | 0 | 0 |  | 1 | TRUE | wye
27 | LV_2422-2_0_3_load_22 | 47 | 0.00022951 | 5.7521e-05 | 0 | 0 |  | 1 | TRUE | wye
28 | LV_2422-2_0_3_load_51 | 48 | 0.00035652 | 8.9352e-05 | 0 | 0 |  | 1 | TRUE | wye
29 | LV_2422-2_0_3_load_52 | 49 | 0.004138 | 0.0010371 | 0 | 0 |  | 1 | TRUE | wye
30 | LV_2422-2_0_3_load_23 | 50 | 0.00073404 | 0.00018397 | 0 | 0 |  | 1 | TRUE | wye
31 | LV_2422-2_0_3_load_24 | 51 | 0.001168 | 0.00029272 | 0 | 0 |  | 1 | TRUE | wye
32 | LV_2422-2_0_3_load_25 | 52 | 0.00132 | 0.00033083 | 0 | 0 |  | 1 | TRUE | wye
33 | LV_2422-2_0_3_load_27 | 54 | 0.0075478 | 0.0018917 | 0 | 0 |  | 1 | TRUE | wye
34 | LV_2422-2_0_3_load_69 | 55 | 0.002688 | 0.00067367 | 0 | 0 |  | 1 | TRUE | wye
35 | LV_2422-2_0_3_load_70 | 56 | 0.00094215 | 0.00023613 | 0 | 0 |  | 1 | TRUE | wye
36 | LV_2422-2_0_3_load_45 | 57 | 0.0047231 | 0.0011837 | 0 | 0 |  | 1 | TRUE | wye
37 | LV_2422-2_0_3_load_58 | 58 | 0.0020619 | 0.00051676 | 0 | 0 |  | 1 | TRUE | wye
38 | LV_2422-2_0_3_load_105 | 59 | 0.0027831 | 0.0006975 | 0 | 0 |  | 1 | TRUE | wye
39 | LV_2422-2_0_3_load_32 | 60 | 0.0011735 | 0.00029412 | 0 | 0 |  | 1 | TRUE | wye
40 | LV_2422-2_0_3_load_56 | 61 | 0.00051804 | 0.00012983 | 0 | 0 |  | 1 | TRUE | wye
41 | LV_2422-2_0_3_load_28 | 62 | 0.0010128 | 0.00025382 | 0 | 0 |  | 1 | TRUE | wye
42 | LV_2422-2_0_3_load_29 | 63 | 0.0013371 | 0.0003351 | 0 | 0 |  | 1 | TRUE | wye
43 | LV_2422-2_0_3_load_30 | 64 | 0.0011222 | 0.00028126 | 0 | 0 |  | 1 | TRUE | wye
44 | LV_2422-2_0_3_load_31 | 65 | 0.0013171 | 0.00033009 | 0 | 0 |  | 1 | TRUE | wye
45 | LV_2422-2_0_3_load_86 | 66 | 0.00092049 | 0.0002307 | 0 | 0 |  | 1 | TRUE | wye
46 | LV_2422-2_0_3_load_107 | 67 | 0.00095753 | 0.00023998 | 0 | 0 |  | 1 | TRUE | wye
47 | LV_2422-2_0_3_load_33 | 68 | 0.00024657 | 6.1797e-05 | 0 | 0 |  | 1 | TRUE | wye
48 | LV_2422-2_0_3_load_34 | 69 | 0.00030247 | 7.5806e-05 | 0 | 0 |  | 1 | TRUE | wye
49 | LV_2422-2_0_3_load_36 | 70 | 0.0032126 | 0.00080516 | 0 | 0 |  | 1 | TRUE | wye
50 | LV_2422-2_0_3_load_38 | 71 | 0.0034581 | 0.00086667 | 0 | 0 |  | 1 | TRUE | wye
51 | LV_2422-2_0_3_load_93 | 73 | 0.0033228 | 0.00083277 | 0 | 0 |  | 1 | TRUE | wye
52 | LV_2422-2_0_3_load_83 | 74 | 0.001479 | 0.00037067 | 0 | 0 |  | 1 | TRUE | wye
53 | LV_2422-2_0_3_load_39 | 75 | 0.00079554 | 0.00019938 | 0 | 0 |  | 1 | TRUE | wye
54 | LV_2422-2_0_3_load_40 | 76 | 0.0018995 | 0.00047606 | 0 | 0 |  | 1 | TRUE | wye
55 | LV_2422-2_0_3_load_41 | 77 | 0.0026623 | 0.00066723 | 0 | 0 |  | 1 | TRUE | wye
56 | LV_2422-2_0_3_load_42 | 78 | 0.0025566 | 0.00064075 | 0 | 0 |  | 1 | TRUE | wye
57 | LV_2422-2_0_3_load_125 | 81 | 0.0017809 | 0.00044634 | 0 | 0 |  | 1 | TRUE | wye
58 | LV_2422-2_0_3_load_46 | 82 | 0.0028964 | 0.00072591 | 0 | 0 |  | 1 | TRUE | wye
59 | LV_2422-2_0_3_load_47 | 83 | 0.011022 | 0.0027623 | 0 | 0 |  | 1 | TRUE | wye
60 | LV_2422-2_0_3_load_109 | 85 | 0.0013429 | 0.00033657 | 0 | 0 |  | 1 | TRUE | wye
61 | LV_2422-2_0_3_load_110 | 86 | 0.0012693 | 0.00031811 | 0 | 0 |  | 1 | TRUE | wye
62 | LV_2422-2_0_3_load_122 | 87 | 0.0034335 | 0.00086051 | 0 | 0 |  | 1 | TRUE | wye
63 | LV_2422-2_0_3_load_124 | 88 | 0.0016741 | 0.00041958 | 0 | 0 |  | 1 | TRUE | wye
64 | LV_2422-2_0_3_load_57 | 89 | 0.00048298 | 0.00012105 | 0 | 0 |  | 1 | TRUE | wye
65 | LV_2422-2_0_3_load_59 | 90 | 0.0013142 | 0.00032937 | 0 | 0 |  | 1 | TRUE | wye
66 | LV_2422-2_0_3_load_60 | 91 | 0.00031162 | 7.81e-05 | 0 | 0 |  | 1 | TRUE | wye
67 | LV_2422-2_0_3_load_61 | 92 | 0.00078592 | 0.00019697 | 0 | 0 |  | 1 | TRUE | wye
68 | LV_2422-2_0_3_load_63 | 93 | 0.0038979 | 0.00097692 | 0 | 0 |  | 1 | TRUE | wye
69 | LV_2422-2_0_3_load_64 | 94 | 0.011645 | 0.0029186 | 0 | 0 |  | 1 | TRUE | wye
70 | LV_2422-2_0_3_load_85 | 96 | 0.0086967 | 0.0021796 | 0 | 0 |  | 1 | TRUE | wye
71 | LV_2422-2_0_3_load_104 | 97 | 0.022514 | 0.0056426 | 0 | 0 |  | 1 | TRUE | wye
72 | LV_2422-2_0_3_load_108 | 99 | 0.0038023 | 0.00095294 | 0 | 0 |  | 1 | TRUE | wye
73 | LV_2422-2_0_3_load_71 | 103 | 0.0015604 | 0.00039108 | 0 | 0 |  | 1 | TRUE | wye
74 | LV_2422-2_0_3_load_72 | 104 | 0.0022614 | 0.00056677 | 0 | 0 |  | 1 | TRUE | wye
75 | LV_2422-2_0_3_load_74 | 105 | 0.00096651 | 0.00024223 | 0 | 0 |  | 1 | TRUE | wye
76 | LV_2422-2_0_3_load_101 | 107 | 0.0015312 | 0.00038375 | 0 | 0 |  | 1 | TRUE | wye
77 | LV_2422-2_0_3_load_119 | 108 | 0.0003458 | 8.6666e-05 | 0 | 0 |  | 1 | TRUE | wye
78 | LV_2422-2_0_3_load_118 | 109 | 0.00061242 | 0.00015349 | 0 | 0 |  | 1 | TRUE | wye
79 | LV_2422-2_0_3_load_120 | 110 | 0.0017096 | 0.00042848 | 0 | 0 |  | 1 | TRUE | wye
80 | LV_2422-2_0_3_load_80 | 111 | 0.0040635 | 0.0010184 | 0 | 0 |  | 1 | TRUE | wye
81 | LV_2422-2_0_3_load_81 | 112 | 0.00261 | 0.00065413 | 0 | 0 |  | 1 | TRUE | wye
82 | LV_2422-2_0_3_load_99 | 113 | 0.0014799 | 0.0003709 | 0 | 0 |  | 1 | TRUE | wye
83 | LV_2422-2_0_3_load_89 | 114 | 0.0013338 | 0.00033428 | 0 | 0 |  | 1 | TRUE | wye
84 | LV_2422-2_0_3_load_98 | 115 | 0.0011812 | 0.00029603 | 0 | 0 |  | 1 | TRUE | wye
85 | LV_2422-2_0_3_load_114 | 116 | 0.0028708 | 0.00071949 | 0 | 0 |  | 1 | TRUE | wye
86 | LV_2422-2_0_3_load_126 | 117 | 0.0012603 | 0.00031586 | 0 | 0 |  | 1 | TRUE | wye
87 | LV_2422-2_0_3_load_111 | 118 | 0.001525 | 0.00038221 | 0 | 0 |  | 1 | TRUE | wye
88 | LV_2422-2_0_3_load_127 | 119 | 0.0016033 | 0.00040183 | 0 | 0 |  | 1 | TRUE | wye
89 | LV_2422-2_0_3_load_121 | 120 | 0.00060624 | 0.00015194 | 0 | 0 |  | 1 | TRUE | wye

## ext_grid
| name | bus | vm_pu | va_degree | slack_weight | in_service
0 |  | 105 | 1 | 0 | 1 | TRUE

## line
| name | std_type | from_bus | to_bus | length_km | r_ohm_per_km | x_ohm_per_km | c_nf_per_km | g_us_per_km | max_i_ka | df | parallel | type | in_service
0 | LV_2422-2_0_3_line_0 | NAYY 4x150 SE | 0 | 1 | 0.02384 | 0.208 | 0.08 | 261 | 0 | 0.27 | 1 | 1 | cs | TRUE
1 | LV_2422-2_0_3_line_1 | NAYY 4x150 SE | 0 | 2 | 0.0057424 | 0.208 | 0.08 | 261 | 0 | 0.27 | 1 | 1 | cs | TRUE
2 | LV_2422-2_0_3_line_2 | NAYY 4x150 SE | 1 | 3 | 0.017863 | 0.208 | 0.08 | 261 | 0 | 0.27 | 1 | 1 | cs | TRUE
3 | LV_2422-2_0_3_line_3 | NAYY 4x150 SE | 2 | 4 | 0.027655 | 0.208 | 0.08 | 261 | 0 | 0.27 | 1 | 1 | cs | TRUE
4 | LV_2422-2_0_3_line_4 | NAYY 4x150 SE | 4 | 5 | 0.013311 | 0.208 | 0.08 | 261 | 0 | 0.27 | 1 | 1 | cs | TRUE
5 | LV_2422-2_0_3_line_5 | NAYY 4x150 SE | 5 | 7 | 0.003468 | 0.208 | 0.08 | 261 | 0 | 0.27 | 1 | 1 | cs | TRUE
6 | LV_2422-2_0_3_line_6 | NAYY 4x150 SE | 5 | 6 | 0.026678 | 0.208 | 0.08 | 261 | 0 | 0.27 | 1 | 1 | cs | TRUE
7 | LV_2422-2_0_3_line_7 | NAYY 4x150 SE | 7 | 71 | 0.022734 | 0.208 | 0.08 | 261 | 0 | 0.27 | 1 | 1 | cs | TRUE
8 | LV_2422-2_0_3_line_8 | NAYY 4x150 SE | 7 | 68 | 0.0033453 | 0.208 | 0.08 | 261 | 0 | 0.27 | 1 | 1 | cs | TRUE
9 | LV_2422-2_0_3_line_9 | NAYY 4x150 SE | 8 | 9 | 0.021471 | 0.208 | 0.08 | 261 | 0 | 0.27 | 1 | 1 | cs | TRUE
10 | LV_2422-2_0_3_line_10 | NAYY 4x150 SE | 8 | 10 | 0.017693 | 0.208 | 0.08 | 261 | 0 | 0.27 | 1 | 1 | cs | TRUE
11 | LV_2422-2_0_3_line_11 | NAYY 4x150 SE | 9 | 11 | 0.0019476 | 0.208 | 0.08 | 261 | 0 | 0.27 | 1 | 1 | cs | TRUE
12 | LV_2422-2_0_3_line_12 | NAYY 4x150 SE | 10 | 12 | 0.019566 | 0.208 | 0.08 | 261 | 0 | 0.27 | 1 | 1 | cs | TRUE
13 | LV_2422-2_0_3_line_13 | NAYY 4x150 SE | 10 | 13 | 0.0035836 | 0.208 | 0.08 | 261 | 0 | 0.27 | 1 | 1 | cs | TRUE
14 | LV_2422-2_0_3_line_14 | NAYY 4x150 SE | 11 | 14 | 0.02754 | 0.208 | 0.08 | 261 | 0 | 0.27 | 1 | 1 | cs | TRUE
15 | LV_2422-2_0_3_line_15 | NAYY 4x150 SE | 12 | 15 | 0.010058 | 0.208 | 0.08 | 261 | 0 | 0.27 | 1 | 1 | cs | TRUE
16 | LV_2422-2_0_3_line_16 | NAYY 4x150 SE | 13 | 16 | 0.016293 | 0.208 | 0.08 | 261 | 0 | 0.27 | 1 | 1 | cs | TRUE
17 | LV_2422-2_0_3_line_17 | NAYY 4x150 SE | 14 | 17 | 0.021835 | 0.208 | 0.08 | 261 | 0 | 0.27 | 1 | 1 | cs | TRUE
18 | LV_2422-2_0_3_line_18 | NAYY 4x150 SE | 14 | 18 | 0.013736 | 0.208 | 0.08 | 261 | 0 | 0.27 | 1 | 2 | cs | TRUE
19 | LV_2422-2_0_3_line_19 | NAYY 4x150 SE | 15 | 21 | 0.015333 | 0.208 | 0.08 | 261 | 0 | 0.27 | 1 | 1 | cs | TRUE
20 | LV_2422-2_0_3_line_20 | NAYY 4x150 SE | 16 | 22 | 0.030063 | 0.208 | 0.08 | 261 | 0 | 0.27 | 1 | 1 | cs | TRUE
21 | LV_2422-2_0_3_line_21 | NAYY 4x150 SE | 16 | 23 | 0.0053738 | 0.208 | 0.08 | 261 | 0 | 0.27 | 1 | 1 | cs | TRUE
22 | LV_2422-2_0_3_line_22 | NAYY 4x150 SE | 17 | 55 | 0.035956 | 0.208 | 0.08 | 261 | 0 | 0.27 | 1 | 1 | cs | TRUE
23 | LV_2422-2_0_3_line_23 | NAYY 4x150 SE | 18 | 109 | 0.0088083 | 0.208 | 0.08 | 261 | 0 | 0.27 | 1 | 2 | cs | TRUE
24 | LV_2422-2_0_3_line_24 | NAYY 4x150 SE | 19 | 20 | 0.0017369 | 0.208 | 0.08 | 261 | 0 | 0.27 | 1 | 1 | cs | TRUE
25 | LV_2422-2_0_3_line_25 | NAYY 4x150 SE | 20 | 101 | 0.019557 | 0.208 | 0.08 | 261 | 0 | 0.27 | 1 | 1 | cs | TRUE
26 | LV_2422-2_0_3_line_26 | NAYY 4x150 SE | 21 | 114 | 0.0073448 | 0.208 | 0.08 | 261 | 0 | 0.27 | 1 | 1 | cs | TRUE
27 | LV_2422-2_0_3_line_27 | NAYY 4x150 SE | 22 | 80 | 0.025994 | 0.208 | 0.08 | 261 | 0 | 0.27 | 1 | 1 | cs | TRUE
28 | LV_2422-2_0_3_line_28 | NAYY 4x150 SE | 22 | 87 | 0.02066 | 0.208 | 0.08 | 261 | 0 | 0.27 | 1 | 1 | cs | TRUE
29 | LV_2422-2_0_3_line_29 | NAYY 4x150 SE | 23 | 78 | 0.000143 | 0.208 | 0.08 | 261 | 0 | 0.27 | 1 | 1 | cs | TRUE
30 | LV_2422-2_0_3_line_30 | NAYY 4x150 SE | 24 | 25 | 0.0024623 | 0.208 | 0.08 | 261 | 0 | 0.27 | 1 | 1 | cs | TRUE
31 | LV_2422-2_0_3_line_31 | NAYY 4x150 SE | 25 | 26 | 0.022572 | 0.208 | 0.08 | 261 | 0 | 0.27 | 1 | 1 | cs | TRUE
32 | LV_2422-2_0_3_line_32 | NAYY 4x150 SE | 26 | 30 | 0.014245 | 0.208 | 0.08 | 261 | 0 | 0.27 | 1 | 1 | cs | TRUE
33 | LV_2422-2_0_3_line_33 | NAYY 4x150 SE | 27 | 28 | 0.013892 | 0.208 | 0.08 | 261 | 0 | 0.27 | 1 | 1 | cs | TRUE
34 | LV_2422-2_0_3_line_34 | NAYY 4x150 SE | 27 | 29 | 0.019668 | 0.208 | 0.08 | 261 | 0 | 0.27 | 1 | 1 | cs | TRUE
35 | LV_2422-2_0_3_line_35 | NAYY 4x150 SE | 28 | 31 | 0.0025524 | 0.208 | 0.08 | 261 | 0 | 0.27 | 1 | 1 | cs | TRUE
36 | LV_2422-2_0_3_line_36 | NAYY 4x150 SE | 29 | 32 | 0.036373 | 0.208 | 0.08 | 261 | 0 | 0.27 | 1 | 1 | cs | TRUE
37 | LV_2422-2_0_3_line_37 | NAYY 4x150 SE | 30 | 35 | 0.006835 | 0.208 | 0.08 | 261 | 0 | 0.27 | 1 | 1 | cs | TRUE
38 | LV_2422-2_0_3_line_38 | NAYY 4x150 SE | 30 | 36 | 0.021685 | 0.208 | 0.08 | 261 | 0 | 0.27 | 1 | 1 | cs | TRUE
39 | LV_2422-2_0_3_line_39 | NAYY 4x150 SE | 30 | 37 | 0.025379 | 0.208 | 0.08 | 261 | 0 | 0.27 | 1 | 1 | cs | TRUE
40 | LV_2422-2_0_3_line_40 | NAYY 4x150 SE | 31 | 38 | 0.027963 | 0.208 | 0.08 | 261 | 0 | 0.27 | 1 | 1 | cs | TRUE
41 | LV_2422-2_0_3_line_41 | NAYY 4x150 SE | 32 | 42 | 0.0024968 | 0.208 | 0.08 | 261 | 0 | 0.27 | 1 | 1 | cs | TRUE
42 | LV_2422-2_0_3_line_42 | NAYY 4x150 SE | 33 | 34 | 0.015837 | 0.208 | 0.08 | 261 | 0 | 0.27 | 1 | 1 | cs | TRUE
43 | LV_2422-2_0_3_line_43 | NAYY 4x150 SE | 34 | 97 | 0.028582 | 0.208 | 0.08 | 261 | 0 | 0.27 | 1 | 1 | cs | TRUE
44 | LV_2422-2_0_3_line_44 | NAYY 4x150 SE | 34 | 98 | 0.00471 | 0.208 | 0.08 | 261 | 0 | 0.27 | 1 | 1 | cs | TRUE
45 | LV_2422-2_0_3_line_45 | NAYY 4x150 SE | 35 | 110 | 0.0084091 | 0.208 | 0.08 | 261 | 0 | 0.27 | 1 | 1 | cs | TRUE
46 | LV_2422-2_0_3_line_46 | NAYY 4x150 SE | 37 | 106 | 0.019546 | 0.208 | 0.08 | 261 | 0 | 0.27 | 1 | 2 | cs | TRUE
47 | LV_2422-2_0_3_line_47 | NAYY 4x150 SE | 37 | 103 | 0.022209 | 0.208 | 0.08 | 261 | 0 | 0.27 | 1 | 2 | cs | TRUE
48 | LV_2422-2_0_3_line_48 | NAYY 4x150 SE | 38 | 111 | 0.0094129 | 0.208 | 0.08 | 261 | 0 | 0.27 | 1 | 1 | cs | TRUE
49 | LV_2422-2_0_3_line_49 | NAYY 4x150 SE | 39 | 40 | 0.027185 | 0.208 | 0.08 | 261 | 0 | 0.27 | 1 | 1 | cs | TRUE
50 | LV_2422-2_0_3_line_50 | NAYY 4x150 SE | 39 | 41 | 0.045302 | 0.208 | 0.08 | 261 | 0 | 0.27 | 1 | 1 | cs | TRUE
51 | LV_2422-2_0_3_line_51 | NAYY 4x150 SE | 41 | 82 | 0.021836 | 0.208 | 0.08 | 261 | 0 | 0.27 | 1 | 1 | cs | TRUE
52 | LV_2422-2_0_3_line_52 | NAYY 4x150 SE | 42 | 91 | 0.01825 | 0.208 | 0.08 | 261 | 0 | 0.27 | 1 | 1 | cs | TRUE
53 | LV_2422-2_0_3_line_53 | NAYY 4x150 SE | 43 | 44 | 0.021102 | 0.208 | 0.08 | 261 | 0 | 0.27 | 1 | 1 | cs | TRUE
54 | LV_2422-2_0_3_line_54 | NAYY 4x150 SE | 43 | 45 | 0.03782 | 0.208 | 0.08 | 261 | 0 | 0.27 | 1 | 1 | cs | TRUE
55 | LV_2422-2_0_3_line_55 | NAYY 4x150 SE | 44 | 46 | 0.00071008 | 0.208 | 0.08 | 261 | 0 | 0.27 | 1 | 1 | cs | TRUE
56 | LV_2422-2_0_3_line_56 | NAYY 4x150 SE | 45 | 47 | 0.01416 | 0.208 | 0.08 | 261 | 0 | 0.27 | 1 | 1 | cs | TRUE
57 | LV_2422-2_0_3_line_57 | NAYY 4x150 SE | 46 | 48 | 0.0057902 | 0.208 | 0.08 | 261 | 0 | 0.27 | 1 | 1 | cs | TRUE
58 | LV_2422-2_0_3_line_58 | NAYY 4x150 SE | 48 | 49 | 0.017687 | 0.208 | 0.08 | 261 | 0 | 0.27 | 1 | 1 | cs | TRUE
59 | LV_2422-2_0_3_line_59 | NAYY 4x150 SE | 49 | 70 | 0.0069169 | 0.208 | 0.08 | 261 | 0 | 0.27 | 1 | 1 | cs | TRUE
60 | LV_2422-2_0_3_line_60 | NAYY 4x150 SE | 50 | 51 | 0.0073927 | 0.208 | 0.08 | 261 | 0 | 0.27 | 1 | 1 | cs | TRUE
61 | LV_2422-2_0_3_line_61 | NAYY 4x150 SE | 50 | 52 | 0.020033 | 0.208 | 0.08 | 261 | 0 | 0.27 | 1 | 1 | cs | TRUE
62 | LV_2422-2_0_3_line_62 | NAYY 4x150 SE | 51 | 53 | 0.013723 | 0.208 | 0.08 | 261 | 0 | 0.27 | 1 | 1 | cs | TRUE
63 | LV_2422-2_0_3_line_63 | NAYY 4x150 SE | 52 | 54 | 0.00045162 | 0.208 | 0.08 | 261 | 0 | 0.27 | 1 | 1 | cs | TRUE
64 | LV_2422-2_0_3_line_64 | NAYY 4x150 SE | 53 | 55 | 0.01906 | 0.208 | 0.08 | 261 | 0 | 0.27 | 1 | 1 | cs | TRUE
65 | LV_2422-2_0_3_line_65 | NAYY 4x150 SE | 53 | 56 | 0.013556 | 0.208 | 0.08 | 261 | 0 | 0.27 | 1 | 1 | cs | TRUE
66 | LV_2422-2_0_3_line_66 | NAYY 4x150 SE | 53 | 57 | 0.030219 | 0.208 | 0.08 | 261 | 0 | 0.27 | 1 | 1 | cs | TRUE
67 | LV_2422-2_0_3_line_67 | NAYY 4x150 SE | 54 | 58 | 0.021257 | 0.208 | 0.08 | 261 | 0 | 0.27 | 1 | 1 | cs | TRUE
68 | LV_2422-2_0_3_line_68 | NAYY 4x150 SE | 56 | 59 | 0.031015 | 0.208 | 0.08 | 261 | 0 | 0.27 | 1 | 1 | cs | TRUE
69 | LV_2422-2_0_3_line_69 | NAYY 4x150 SE | 57 | 60 | 0.0014925 | 0.208 | 0.08 | 261 | 0 | 0.27 | 1 | 1 | cs | TRUE
70 | LV_2422-2_0_3_line_70 | NAYY 4x150 SE | 58 | 61 | 0.019079 | 0.208 | 0.08 | 261 | 0 | 0.27 | 1 | 1 | cs | TRUE
71 | LV_2422-2_0_3_line_71 | NAYY 4x150 SE | 59 | 102 | 0.018847 | 0.208 | 0.08 | 261 | 0 | 0.27 | 1 | 1 | cs | TRUE
72 | LV_2422-2_0_3_line_72 | NAYY 4x150 SE | 60 | 64 | 0.019104 | 0.208 | 0.08 | 261 | 0 | 0.27 | 1 | 1 | cs | TRUE
73 | LV_2422-2_0_3_line_73 | NAYY 4x150 SE | 61 | 89 | 0.00099667 | 0.208 | 0.08 | 261 | 0 | 0.27 | 1 | 1 | cs | TRUE
74 | LV_2422-2_0_3_line_74 | NAYY 4x150 SE | 62 | 63 | 0.020783 | 0.208 | 0.08 | 261 | 0 | 0.27 | 1 | 1 | cs | TRUE
75 | LV_2422-2_0_3_line_75 | NAYY 4x150 SE | 62 | 64 | 0.019382 | 0.208 | 0.08 | 261 | 0 | 0.27 | 1 | 1 | cs | TRUE
76 | LV_2422-2_0_3_line_76 | NAYY 4x150 SE | 63 | 65 | 0.019104 | 0.208 | 0.08 | 261 | 0 | 0.27 | 1 | 1 | cs | TRUE
77 | LV_2422-2_0_3_line_77 | NAYY 4x150 SE | 65 | 66 | 0.017816 | 0.208 | 0.08 | 261 | 0 | 0.27 | 1 | 1 | cs | TRUE
78 | LV_2422-2_0_3_line_78 | NAYY 4x150 SE | 66 | 67 | 0.019756 | 0.208 | 0.08 | 261 | 0 | 0.27 | 1 | 1 | cs | TRUE
79 | LV_2422-2_0_3_line_79 | NAYY 4x150 SE | 67 | 84 | 0.017426 | 0.208 | 0.08 | 261 | 0 | 0.27 | 1 | 1 | cs | TRUE
80 | LV_2422-2_0_3_line_80 | NAYY 4x150 SE | 68 | 69 | 0.038376 | 0.208 | 0.08 | 261 | 0 | 0.27 | 1 | 1 | cs | TRUE
81 | LV_2422-2_0_3_line_81 | NAYY 4x150 SE | 69 | 70 | 0.0016315 | 0.208 | 0.08 | 261 | 0 | 0.27 | 1 | 1 | cs | TRUE
82 | LV_2422-2_0_3_line_82 | NAYY 4x150 SE | 71 | 72 | 0.009275 | 0.208 | 0.08 | 261 | 0 | 0.27 | 1 | 1 | cs | TRUE
83 | LV_2422-2_0_3_line_83 | NAYY 4x150 SE | 72 | 73 | 0.016705 | 0.208 | 0.08 | 261 | 0 | 0.27 | 1 | 1 | cs | TRUE
84 | LV_2422-2_0_3_line_84 | NAYY 4x150 SE | 72 | 74 | 0.0029806 | 0.208 | 0.08 | 261 | 0 | 0.27 | 1 | 1 | cs | TRUE
85 | LV_2422-2_0_3_line_85 | NAYY 4x150 SE | 73 | 99 | 0.004548 | 0.208 | 0.08 | 261 | 0 | 0.27 | 1 | 1 | cs | TRUE
86 | LV_2422-2_0_3_line_86 | NAYY 4x150 SE | 74 | 112 | 0.014322 | 0.208 | 0.08 | 261 | 0 | 0.27 | 1 | 1 | cs | TRUE
87 | LV_2422-2_0_3_line_87 | NAYY 4x150 SE | 75 | 76 | 0.00059856 | 0.208 | 0.08 | 261 | 0 | 0.27 | 1 | 1 | cs | TRUE
88 | LV_2422-2_0_3_line_88 | NAYY 4x150 SE | 75 | 77 | 5.6355e-05 | 0.208 | 0.08 | 261 | 0 | 0.27 | 1 | 1 | cs | TRUE
89 | LV_2422-2_0_3_line_89 | NAYY 4x150 SE | 76 | 78 | 0.023376 | 0.208 | 0.08 | 261 | 0 | 0.27 | 1 | 1 | cs | TRUE
90 | LV_2422-2_0_3_line_90 | NAYY 4x150 SE | 79 | 80 | 0.025591 | 0.208 | 0.08 | 261 | 0 | 0.27 | 1 | 1 | cs | TRUE
91 | LV_2422-2_0_3_line_91 | NAYY 4x150 SE | 79 | 81 | 0.027409 | 0.208 | 0.08 | 261 | 0 | 0.27 | 1 | 1 | cs | TRUE
92 | LV_2422-2_0_3_line_92 | NAYY 4x150 SE | 80 | 88 | 0.018448 | 0.208 | 0.08 | 261 | 0 | 0.27 | 1 | 1 | cs | TRUE
93 | LV_2422-2_0_3_line_93 | NAYY 4x150 SE | 82 | 83 | 0.019863 | 0.208 | 0.08 | 261 | 0 | 0.27 | 1 | 1 | cs | TRUE
94 | LV_2422-2_0_3_line_94 | NAYY 4x150 SE | 83 | 84 | 0.015741 | 0.208 | 0.08 | 261 | 0 | 0.27 | 1 | 1 | cs | TRUE
95 | LV_2422-2_0_3_line_95 | NAYY 4x150 SE | 84 | 85 | 0.014368 | 0.208 | 0.08 | 261 | 0 | 0.27 | 1 | 1 | cs | TRUE
96 | LV_2422-2_0_3_line_96 | NAYY 4x150 SE | 85 | 86 | 0.030732 | 0.208 | 0.08 | 261 | 0 | 0.27 | 1 | 1 | cs | TRUE
97 | LV_2422-2_0_3_line_97 | NAYY 4x150 SE | 86 | 118 | 0.014656 | 0.208 | 0.08 | 261 | 0 | 0.27 | 1 | 1 | cs | TRUE
98 | LV_2422-2_0_3_line_98 | NAYY 4x150 SE | 90 | 91 | 0.0217 | 0.208 | 0.08 | 261 | 0 | 0.27 | 1 | 1 | cs | TRUE
99 | LV_2422-2_0_3_line_99 | NAYY 4x150 SE | 90 | 92 | 0.013439 | 0.208 | 0.08 | 261 | 0 | 0.27 | 1 | 1 | cs | TRUE
100 | LV_2422-2_0_3_line_100 | NAYY 4x150 SE | 93 | 94 | 0.03866 | 0.208 | 0.08 | 261 | 0 | 0.27 | 1 | 1 | cs | TRUE
101 | LV_2422-2_0_3_line_101 | NAYY 4x150 SE | 94 | 95 | 0.014204 | 0.208 | 0.08 | 261 | 0 | 0.27 | 1 | 1 | cs | TRUE
102 | LV_2422-2_0_3_line_102 | NAYY 4x150 SE | 95 | 96 | 0.022125 | 0.208 | 0.08 | 261 | 0 | 0.27 | 1 | 1 | cs | TRUE
103 | LV_2422-2_0_3_line_103 | NAYY 4x150 SE | 96 | 100 | 0.024812 | 0.208 | 0.08 | 261 | 0 | 0.27 | 1 | 1 | cs | TRUE
104 | LV_2422-2_0_3_line_104 | NAYY 4x150 SE | 97 | 101 | 0.015947 | 0.208 | 0.08 | 261 | 0 | 0.27 | 1 | 1 | cs | TRUE
105 | LV_2422-2_0_3_line_105 | NAYY 4x150 SE | 98 | 99 | 0.027147 | 0.208 | 0.08 | 261 | 0 | 0.27 | 1 | 1 | cs | TRUE
106 | LV_2422-2_0_3_line_106 | NAYY 4x150 SE | 100 | 113 | 0.011826 | 0.208 | 0.08 | 261 | 0 | 0.27 | 1 | 1 | cs | TRUE
107 | LV_2422-2_0_3_line_107 | NAYY 4x150 SE | 101 | 107 | 0.021953 | 0.208 | 0.08 | 261 | 0 | 0.27 | 1 | 1 | cs | TRUE
108 | LV_2422-2_0_3_line_108 | NAYY 4x150 SE | 102 | 116 | 0.045813 | 0.208 | 0.08 | 261 | 0 | 0.27 | 1 | 1 | cs | TRUE
109 | LV_2422-2_0_3_line_109 | NAYY 4x150 SE | 103 | 104 | 0.004084 | 0.208 | 0.08 | 261 | 0 | 0.27 | 1 | 2 | cs | TRUE
110 | LV_2422-2_0_3_line_110 | NAYY 4x150 SE | 104 | 105 | 0.026254 | 0.208 | 0.08 | 261 | 0 | 0.27 | 1 | 2 | cs | TRUE
111 | LV_2422-2_0_3_line_111 | NAYY 4x150 SE | 105 | 107 | 0.0051508 | 0.208 | 0.08 | 261 | 0 | 0.27 | 1 | 1 | cs | TRUE
112 | LV_2422-2_0_3_line_112 | NAYY 4x150 SE | 106 | 108 | 0.010322 | 0.208 | 0.08 | 261 | 0 | 0.27 | 1 | 2 | cs | TRUE
113 | LV_2422-2_0_3_line_113 | NAYY 4x150 SE | 108 | 109 | 0.015252 | 0.208 | 0.08 | 261 | 0 | 0.27 | 1 | 2 | cs | TRUE
114 | LV_2422-2_0_3_line_114 | NAYY 4x150 SE | 110 | 120 | 0.0035459 | 0.208 | 0.08 | 261 | 0 | 0.27 | 1 | 1 | cs | TRUE
115 | LV_2422-2_0_3_line_115 | NAYY 4x150 SE | 111 | 112 | 0.014473 | 0.208 | 0.08 | 261 | 0 | 0.27 | 1 | 1 | cs | TRUE
116 | LV_2422-2_0_3_line_116 | NAYY 4x150 SE | 113 | 115 | 0.017062 | 0.208 | 0.08 | 261 | 0 | 0.27 | 1 | 1 | cs | TRUE
117 | LV_2422-2_0_3_line_117 | NAYY 4x150 SE | 114 | 115 | 0.026828 | 0.208 | 0.08 | 261 | 0 | 0.27 | 1 | 1 | cs | TRUE
118 | LV_2422-2_0_3_line_118 | NAYY 4x150 SE | 116 | 117 | 0.02521 | 0.208 | 0.08 | 261 | 0 | 0.27 | 1 | 1 | cs | TRUE
119 | LV_2422-2_0_3_line_119 | NAYY 4x150 SE | 117 | 119 | 0.028164 | 0.208 | 0.08 | 261 | 0 | 0.27 | 1 | 1 | cs | TRUE

## trafo
| name | std_type | hv_bus | lv_bus | sn_mva | vn_hv_kv | vn_lv_kv | vk_percent | vkr_percent | pfe_kw | i0_percent | shift_degree | tap_side | tap_neutral | tap_min | tap_max | tap_step_percent | tap_step_degree | tap_pos | tap_phase_shifter | parallel | df | in_service
0 | LV_2422-2_0_3_trafo_74 | 0.25 MVA 20/0.4 kV | 121 | 105 | 0.25 | 20 | 0.4 | 6 | 1.44 | 0.8 | 0.32 | 150 | hv | 0 | -2 | 2 | 2.5 | 0 | 0 | FALSE | 1 | 1 | TRUE

## line_geodata
| x0 | y0 | x1 | y1 | x2 | y2 | x3 | y3
0 | 2619243.8891 | 1240397.0571 | 2619251.3264 | 1240419.7071
1 | 2619242.0977 | 1240391.6013 | 2619243.8891 | 1240397.0571
2 | 2619251.3264 | 1240419.7071 | 2619254.5342 | 1240429.4763 | 2619257.2057 | 1240436.5701
3 | 2619242.0977 | 1240391.6013 | 2619237.6832 | 1240379.5128 | 2619230.7144 | 1240366.4724
4 | 2619224.4405 | 1240354.7324 | 2619230.7144 | 1240366.4724
5 | 2619222.8096 | 1240351.6696 | 2619224.4405 | 1240354.7324
6 | 2619224.4405 | 1240354.7324 | 2619231.5416 | 1240347.3618 | 2619241.9533 | 1240360.0889
7 | 2619222.8096 | 1240351.6696 | 2619236.5944 | 1240333.5918
8 | 2619222.8096 | 1240351.6696 | 2619220.8043 | 1240348.992
9 | 2619392.0739 | 1240412.7848 | 2619405.0236 | 1240395.6585
10 | 2619381.4029 | 1240426.8974 | 2619392.0739 | 1240412.7848
11 | 2619406.1982 | 1240394.105 | 2619405.0236 | 1240395.6585
12 | 2619381.4029 | 1240426.8974 | 2619364.3007 | 1240417.3025
13 | 2619381.4029 | 1240426.8974 | 2619384.5817 | 1240428.552
14 | 2619421.5971 | 1240371.5049 | 2619420.314 | 1240375.4365 | 2619406.1982 | 1240394.105
15 | 2619364.3007 | 1240417.3025 | 2619358.4002 | 1240425.4478
16 | 2619399.0358 | 1240436.0717 | 2619387.1849 | 1240429.907 | 2619384.5817 | 1240428.552
17 | 2619421.5971 | 1240371.5049 | 2619429.9771 | 1240370.8318 | 2619435.1181 | 1240364.0777 | 2619432.9021 | 1240359.6232
18 | 2619421.5971 | 1240371.5049 | 2619420.5565 | 1240368.3217 | 2619412.4015 | 1240361.8885
19 | 2619358.4002 | 1240425.4478 | 2619349.4049 | 1240437.8654
20 | 2619399.0358 | 1240436.0717 | 2619410.1523 | 1240417.0183 | 2619418.0733 | 1240415.6321
21 | 2619399.0358 | 1240436.0717 | 2619403.803 | 1240438.5517
22 | 2619432.9021 | 1240359.6232 | 2619450.6007 | 1240337.1559 | 2619455.0799 | 1240331.3229
23 | 2619412.4015 | 1240361.8885 | 2619405.486 | 1240356.4331
24 | 2619335.6429 | 1240396.9342 | 2619337.0586 | 1240397.9404
25 | 2619319.7022 | 1240385.6044 | 2619335.6429 | 1240396.9342
26 | 2619345.096 | 1240443.8135 | 2619349.4049 | 1240437.8654
27 | 2619418.0733 | 1240415.6321 | 2619441.2546 | 1240427.5263
28 | 2619418.0733 | 1240415.6321 | 2619430.3384 | 1240399.0073
29 | 2619403.803 | 1240438.5517 | 2619403.9299 | 1240438.6177
30 | 2619323.2374 | 1240284.2326 | 2619325.0832 | 1240285.8623
31 | 2619342.0035 | 1240300.8016 | 2619325.0832 | 1240285.8623
32 | 2619353.0059 | 1240309.8875 | 2619342.0035 | 1240300.8016
33 | 2619285.6988 | 1240269.1992 | 2619296.9841 | 1240261.0529
34 | 2619296.9841 | 1240261.0529 | 2619287.7021 | 1240243.7009
35 | 2619285.6988 | 1240269.1992 | 2619284.1511 | 1240271.2288
36 | 2619287.7021 | 1240243.7009 | 2619279.0987 | 1240245.5964 | 2619269.3163 | 1240240.2948 | 2619256.0124 | 1240230.6423
37 | 2619353.0059 | 1240309.8875 | 2619357.8758 | 1240305.0781
38 | 2619353.0059 | 1240309.8875 | 2619374.6528 | 1240311.1747
39 | 2619353.0059 | 1240309.8875 | 2619361.0898 | 1240316.5624 | 2619367.9446 | 1240322.2104 | 2619372.5823 | 1240326.039
40 | 2619267.1946 | 1240293.4644 | 2619284.1511 | 1240271.2288
41 | 2619253.9915 | 1240229.1761 | 2619256.0124 | 1240230.6423
42 | 2619285.0037 | 1240357.6967 | 2619296.2125 | 1240346.5085
43 | 2619285.0037 | 1240357.6967 | 2619288.8273 | 1240360.7666 | 2619307.2769 | 1240375.6087
44 | 2619285.0037 | 1240357.6967 | 2619281.2323 | 1240354.8605
45 | 2619357.8758 | 1240305.0781 | 2619363.8621 | 1240299.1723
46 | 2619372.5823 | 1240326.039 | 2619382.1679 | 1240333.6527 | 2619387.6264 | 1240338.5069
47 | 2619372.5823 | 1240326.039 | 2619368.6512 | 1240330.4734 | 2619357.8402 | 1240342.6498
48 | 2619267.1946 | 1240293.4644 | 2619261.4867 | 1240300.9493
49 | 2619270.6789 | 1240197.7949 | 2619249.9131 | 1240180.2504
50 | 2619270.6789 | 1240197.7949 | 2619283.1302 | 1240184.5158 | 2619301.6973 | 1240164.6969
51 | 2619301.6973 | 1240164.6969 | 2619317.5109 | 1240179.7541
52 | 2619239.2179 | 1240218.4607 | 2619246.1196 | 1240223.4648 | 2619253.9915 | 1240229.1761
53 | 2619153.619 | 1240286.3985 | 2619170.1123 | 1240299.5614
54 | 2619124.0585 | 1240262.8072 | 2619153.619 | 1240286.3985
55 | 2619170.6673 | 1240300.0043 | 2619170.1123 | 1240299.5614
56 | 2619124.0585 | 1240262.8072 | 2619113.0521 | 1240271.7154
57 | 2619170.6673 | 1240300.0043 | 2619175.193 | 1240303.6161
58 | 2619175.193 | 1240303.6161 | 2619189.017 | 1240314.6486 | 2619189.017 | 1240314.6486
59 | 2619194.0913 | 1240319.3492 | 2619189.017 | 1240314.6486
60 | 2619473.4632 | 1240326.5074 | 2619477.8062 | 1240332.4899
61 | 2619489.575 | 1240348.7017 | 2619477.8062 | 1240332.4899
62 | 2619465.4011 | 1240315.4018 | 2619473.4632 | 1240326.5074
63 | 2619489.8403 | 1240349.0672 | 2619489.575 | 1240348.7017
64 | 2619465.4011 | 1240315.4018 | 2619461.8848 | 1240322.4613 | 2619455.0799 | 1240331.3229
65 | 2619465.4011 | 1240315.4018 | 2619474.2289 | 1240305.1138
66 | 2619465.4011 | 1240315.4018 | 2619443.0503 | 1240295.0646
67 | 2619489.8403 | 1240349.0672 | 2619499.3642 | 1240362.1866 | 2619502.9865 | 1240365.6979
68 | 2619474.2289 | 1240305.1138 | 2619486.6158 | 1240290.6779 | 2619494.4259 | 1240281.5766
69 | 2619443.0503 | 1240295.0646 | 2619441.9464 | 1240294.0601
70 | 2619517.0337 | 1240378.5758 | 2619513.3006 | 1240375.6962 | 2619502.9865 | 1240365.6979
71 | 2619506.6997 | 1240267.2735 | 2619494.4259 | 1240281.5766
72 | 2619427.8166 | 1240281.2033 | 2619441.9464 | 1240294.0601
73 | 2619517.8229 | 1240379.1845 | 2619517.0337 | 1240378.5758
74 | 2619398.1091 | 1240254.1722 | 2619413.4812 | 1240268.1593
75 | 2619427.8166 | 1240281.2033 | 2619413.4812 | 1240268.1593
76 | 2619398.1091 | 1240254.1722 | 2619383.979 | 1240241.315
77 | 2619370.8018 | 1240229.325 | 2619383.979 | 1240241.315
78 | 2619370.8018 | 1240229.325 | 2619356.1895 | 1240216.0292
79 | 2619343.3002 | 1240204.3011 | 2619356.1895 | 1240216.0292
80 | 2619195.2881 | 1240320.4579 | 2619204.1321 | 1240328.6505 | 2619213.8203 | 1240339.6664 | 2619220.8043 | 1240348.992
81 | 2619195.2881 | 1240320.4579 | 2619194.0913 | 1240319.3492
82 | 2619242.2184 | 1240326.2164 | 2619236.5944 | 1240333.5918
83 | 2619242.2184 | 1240326.2164 | 2619255.6841 | 1240336.103
84 | 2619242.2184 | 1240326.2164 | 2619244.0257 | 1240323.8463
85 | 2619259.3501 | 1240338.7946 | 2619255.6841 | 1240336.103
86 | 2619252.7105 | 1240312.4577 | 2619244.0257 | 1240323.8463
87 | 2619424.6675 | 1240449.4057 | 2619425.1985 | 1240449.6819
88 | 2619425.1985 | 1240449.6819 | 2619425.2485 | 1240449.7079
89 | 2619403.9299 | 1240438.6177 | 2619424.6675 | 1240449.4057
90 | 2619464.0279 | 1240439.3303 | 2619441.2546 | 1240427.5263
91 | 2619464.0279 | 1240439.3303 | 2619481.0131 | 1240417.818
92 | 2619441.2546 | 1240427.5263 | 2619452.4484 | 1240412.8623
93 | 2619317.5109 | 1240179.7541 | 2619326.4073 | 1240188.2251 | 2619331.8972 | 1240193.4495
94 | 2619343.3002 | 1240204.3011 | 2619331.8972 | 1240193.4495
95 | 2619343.3002 | 1240204.3011 | 2619354.3529 | 1240195.121
96 | 2619354.3529 | 1240195.121 | 2619377.9941 | 1240175.4853
97 | 2619377.9941 | 1240175.4853 | 2619389.2685 | 1240166.121
98 | 2619221.65 | 1240205.7233 | 2619239.2179 | 1240218.4607
99 | 2619210.7698 | 1240197.8346 | 2619221.65 | 1240205.7233
100 | 2619253.5306 | 1240416.8306 | 2619257.9407 | 1240430.5658 | 2619264.9744 | 1240448.6777 | 2619267.1105 | 1240452.9813
101 | 2619273.4255 | 1240465.7045 | 2619267.1105 | 1240452.9813
102 | 2619273.4255 | 1240465.7045 | 2619277.301 | 1240464.3829 | 2619292.0771 | 1240474.7156
103 | 2619312.4106 | 1240488.9343 | 2619292.0771 | 1240474.7156
104 | 2619319.7022 | 1240385.6044 | 2619307.2769 | 1240375.6087
105 | 2619281.2323 | 1240354.8605 | 2619259.3501 | 1240338.7946
106 | 2619312.4106 | 1240488.9343 | 2619319.3481 | 1240479.3574
107 | 2619319.7022 | 1240385.6044 | 2619334.2779 | 1240369.1879
108 | 2619506.6997 | 1240267.2735 | 2619472.766 | 1240236.4945
109 | 2619357.8402 | 1240342.6498 | 2619355.1287 | 1240345.7038
110 | 2619337.6977 | 1240365.3361 | 2619355.1287 | 1240345.7038
111 | 2619334.2779 | 1240369.1879 | 2619337.6977 | 1240365.3361
112 | 2619387.6264 | 1240338.5069 | 2619393.5116 | 1240346.9869
113 | 2619405.486 | 1240356.4331 | 2619393.5116 | 1240346.9869
114 | 2619363.8621 | 1240299.1723 | 2619366.3863 | 1240296.6819
115 | 2619252.7105 | 1240312.4577 | 2619261.4867 | 1240300.9493
116 | 2619329.3575 | 1240465.5398 | 2619319.3481 | 1240479.3574
117 | 2619329.3575 | 1240465.5398 | 2619345.096 | 1240443.8135
118 | 2619454.0932 | 1240219.5576 | 2619472.766 | 1240236.4945
119 | 2619433.2323 | 1240200.6361 | 2619454.0932 | 1240219.5576

## bus_geodata
| x | y | coords
0 | 2619243.8891 | 1240397.0571
1 | 2619251.3264 | 1240419.7071
2 | 2619242.0977 | 1240391.6013
3 | 2619257.2057 | 1240436.5701
4 | 2619230.7144 | 1240366.4724
5 | 2619224.4405 | 1240354.7324
6 | 2619241.9533 | 1240360.0889
7 | 2619222.8096 | 1240351.6696
8 | 2619392.0739 | 1240412.7848
9 | 2619405.0236 | 1240395.6585
10 | 2619381.4029 | 1240426.8974
11 | 2619406.1982 | 1240394.105
12 | 2619364.3007 | 1240417.3025
13 | 2619384.5817 | 1240428.552
14 | 2619421.5971 | 1240371.5049
15 | 2619358.4002 | 1240425.4478
16 | 2619399.0358 | 1240436.0717
17 | 2619432.9021 | 1240359.6232
18 | 2619412.4015 | 1240361.8885
19 | 2619337.0586 | 1240397.9404
20 | 2619335.6429 | 1240396.9342
21 | 2619349.4049 | 1240437.8654
22 | 2619418.0733 | 1240415.6321
23 | 2619403.803 | 1240438.5517
24 | 2619323.2374 | 1240284.2326
25 | 2619325.0832 | 1240285.8623
26 | 2619342.0035 | 1240300.8016
27 | 2619296.9841 | 1240261.0529
28 | 2619285.6988 | 1240269.1992
29 | 2619287.7021 | 1240243.7009
30 | 2619353.0059 | 1240309.8875
31 | 2619284.1511 | 1240271.2288
32 | 2619256.0124 | 1240230.6423
33 | 2619296.2125 | 1240346.5085
34 | 2619285.0037 | 1240357.6967
35 | 2619357.8759 | 1240305.0781
36 | 2619374.6528 | 1240311.1747
37 | 2619372.5823 | 1240326.039
38 | 2619267.1946 | 1240293.4644
39 | 2619270.6789 | 1240197.7949
40 | 2619249.9131 | 1240180.2504
41 | 2619301.6973 | 1240164.6969
42 | 2619253.9915 | 1240229.1761
43 | 2619153.619 | 1240286.3985
44 | 2619170.1123 | 1240299.5614
45 | 2619124.0585 | 1240262.8072
46 | 2619170.6673 | 1240300.0043
47 | 2619113.0521 | 1240271.7154
48 | 2619175.193 | 1240303.6161
49 | 2619189.017 | 1240314.6486
50 | 2619477.8062 | 1240332.4899
51 | 2619473.4632 | 1240326.5074
52 | 2619489.575 | 1240348.7017
53 | 2619465.4011 | 1240315.4018
54 | 2619489.8403 | 1240349.0672
55 | 2619455.0799 | 1240331.3229
56 | 2619474.2289 | 1240305.1138
57 | 2619443.0503 | 1240295.0646
58 | 2619502.9865 | 1240365.6979
59 | 2619494.4259 | 1240281.5766
60 | 2619441.9464 | 1240294.0601
61 | 2619517.0337 | 1240378.5758
62 | 2619413.4812 | 1240268.1593
63 | 2619398.1091 | 1240254.1722
64 | 2619427.8166 | 1240281.2033
65 | 2619383.979 | 1240241.315
66 | 2619370.8018 | 1240229.325
67 | 2619356.1895 | 1240216.0292
68 | 2619220.8043 | 1240348.992
69 | 2619195.2881 | 1240320.4579
70 | 2619194.0913 | 1240319.3492
71 | 2619236.5944 | 1240333.5918
72 | 2619242.2184 | 1240326.2164
73 | 2619255.6841 | 1240336.103
74 | 2619244.0257 | 1240323.8463
75 | 2619425.1985 | 1240449.6819
76 | 2619424.6675 | 1240449.4057
77 | 2619425.2485 | 1240449.7079
78 | 2619403.9299 | 1240438.6177
79 | 2619464.0279 | 1240439.3303
80 | 2619441.2546 | 1240427.5263
81 | 2619481.0131 | 1240417.818
82 | 2619317.5109 | 1240179.7541
83 | 2619331.8972 | 1240193.4495
84 | 2619343.3002 | 1240204.3011
85 | 2619354.3529 | 1240195.121
86 | 2619377.9941 | 1240175.4853
87 | 2619430.3384 | 1240399.0073
88 | 2619452.4484 | 1240412.8623
89 | 2619517.8229 | 1240379.1845
90 | 2619221.65 | 1240205.7233
91 | 2619239.2179 | 1240218.4607
92 | 2619210.7698 | 1240197.8346
93 | 2619253.5306 | 1240416.8306
94 | 2619267.1105 | 1240452.9813
95 | 2619273.4255 | 1240465.7045
96 | 2619292.0771 | 1240474.7156
97 | 2619307.2769 | 1240375.6087
98 | 2619281.2323 | 1240354.8605
99 | 2619259.3501 | 1240338.7946
100 | 2619312.4106 | 1240488.9343
101 | 2619319.7022 | 1240385.6044
102 | 2619506.6997 | 1240267.2735
103 | 2619357.8402 | 1240342.6498
104 | 2619355.1287 | 1240345.7038
105 | 2619337.6978 | 1240365.3361
106 | 2619387.6264 | 1240338.5069
107 | 2619334.2779 | 1240369.1879
108 | 2619393.5116 | 1240346.9869
109 | 2619405.486 | 1240356.4331
110 | 2619363.8621 | 1240299.1723
111 | 2619261.4867 | 1240300.9493
112 | 2619252.7105 | 1240312.4577
113 | 2619319.3481 | 1240479.3574
114 | 2619345.096 | 1240443.8135
115 | 2619329.3575 | 1240465.5398
116 | 2619472.766 | 1240236.4945
117 | 2619454.0932 | 1240219.5576
118 | 2619389.2685 | 1240166.121
119 | 2619433.2323 | 1240200.6361
120 | 2619366.3863 | 1240296.6819
121 | 2619319.7022 | 1240385.6044

## line_std_types
| c_nf_per_km | r_ohm_per_km | x_ohm_per_km | max_i_ka | type | q_mm2 | alpha | voltage_rating
NAYY 4x50 SE | 210 | 0.642 | 0.083 | 0.142 | cs | 50 | 0.00403 | LV
NAYY 4x120 SE | 264 | 0.225 | 0.08 | 0.242 | cs | 120 | 0.00403 | LV
NAYY 4x150 SE | 261 | 0.208 | 0.08 | 0.27 | cs | 150 | 0.00403 | LV
NA2XS2Y 1x95 RM/25 12/20 kV | 216 | 0.313 | 0.132 | 0.252 | cs | 95 | 0.00403 | MV
NA2XS2Y 1x185 RM/25 12/20 kV | 273 | 0.161 | 0.117 | 0.362 | cs | 185 | 0.00403 | MV
NA2XS2Y 1x240 RM/25 12/20 kV | 304 | 0.122 | 0.112 | 0.421 | cs | 240 | 0.00403 | MV
NA2XS2Y 1x95 RM/25 6/10 kV | 315 | 0.313 | 0.123 | 0.249 | cs | 95 | 0.00403 | MV
NA2XS2Y 1x185 RM/25 6/10 kV | 406 | 0.161 | 0.11 | 0.358 | cs | 185 | 0.00403 | MV
NA2XS2Y 1x240 RM/25 6/10 kV | 456 | 0.122 | 0.105 | 0.416 | cs | 240 | 0.00403 | MV
NA2XS2Y 1x150 RM/25 12/20 kV | 250 | 0.206 | 0.116 | 0.319 | cs | 150 | 0.00403 | MV
NA2XS2Y 1x120 RM/25 12/20 kV | 230 | 0.253 | 0.119 | 0.283 | cs | 120 | 0.00403 | MV
NA2XS2Y 1x70 RM/25 12/20 kV | 190 | 0.443 | 0.132 | 0.22 | cs | 70 | 0.00403 | MV
NA2XS2Y 1x150 RM/25 6/10 kV | 360 | 0.206 | 0.11 | 0.315 | cs | 150 | 0.00403 | MV
NA2XS2Y 1x120 RM/25 6/10 kV | 340 | 0.253 | 0.113 | 0.28 | cs | 120 | 0.00403 | MV
NA2XS2Y 1x70 RM/25 6/10 kV | 280 | 0.443 | 0.123 | 0.217 | cs | 70 | 0.00403 | MV
N2XS(FL)2Y 1x120 RM/35 64/110 kV | 112 | 0.153 | 0.166 | 0.366 | cs | 120 | 0.00393 | HV
N2XS(FL)2Y 1x185 RM/35 64/110 kV | 125 | 0.099 | 0.156 | 0.457 | cs | 185 | 0.00393 | HV
N2XS(FL)2Y 1x240 RM/35 64/110 kV | 135 | 0.075 | 0.149 | 0.526 | cs | 240 | 0.00393 | HV
N2XS(FL)2Y 1x300 RM/35 64/110 kV | 144 | 0.06 | 0.144 | 0.588 | cs | 300 | 0.00393 | HV
15-AL1/3-ST1A 0.4 | 11 | 1.8769 | 0.35 | 0.105 | ol | 16 | 0.00403 | LV
24-AL1/4-ST1A 0.4 | 11.25 | 1.2012 | 0.335 | 0.14 | ol | 24 | 0.00403 | LV
48-AL1/8-ST1A 0.4 | 12.2 | 0.5939 | 0.3 | 0.21 | ol | 48 | 0.00403 | LV
94-AL1/15-ST1A 0.4 | 13.2 | 0.306 | 0.29 | 0.35 | ol | 94 | 0.00403 | LV
34-AL1/6-ST1A 10.0 | 9.7 | 0.8342 | 0.36 | 0.17 | ol | 34 | 0.00403 | MV
48-AL1/8-ST1A 10.0 | 10.1 | 0.5939 | 0.35 | 0.21 | ol | 48 | 0.00403 | MV
70-AL1/11-ST1A 10.0 | 10.4 | 0.4132 | 0.339 | 0.29 | ol | 70 | 0.00403 | MV
94-AL1/15-ST1A 10.0 | 10.75 | 0.306 | 0.33 | 0.35 | ol | 94 | 0.00403 | MV
122-AL1/20-ST1A 10.0 | 11.1 | 0.2376 | 0.323 | 0.41 | ol | 122 | 0.00403 | MV
149-AL1/24-ST1A 10.0 | 11.25 | 0.194 | 0.315 | 0.47 | ol | 149 | 0.00403 | MV
34-AL1/6-ST1A 20.0 | 9.15 | 0.8342 | 0.382 | 0.17 | ol | 34 | 0.00403 | MV
48-AL1/8-ST1A 20.0 | 9.5 | 0.5939 | 0.372 | 0.21 | ol | 48 | 0.00403 | MV
70-AL1/11-ST1A 20.0 | 9.7 | 0.4132 | 0.36 | 0.29 | ol | 70 | 0.00403 | MV
94-AL1/15-ST1A 20.0 | 10 | 0.306 | 0.35 | 0.35 | ol | 94 | 0.00403 | MV
122-AL1/20-ST1A 20.0 | 10.3 | 0.2376 | 0.344 | 0.41 | ol | 122 | 0.00403 | MV
149-AL1/24-ST1A 20.0 | 10.5 | 0.194 | 0.337 | 0.47 | ol | 149 | 0.00403 | MV
184-AL1/30-ST1A 20.0 | 10.75 | 0.1571 | 0.33 | 0.535 | ol | 184 | 0.00403 | MV
243-AL1/39-ST1A 20.0 | 11 | 0.1188 | 0.32 | 0.645 | ol | 243 | 0.00403 | MV
48-AL1/8-ST1A 110.0 | 8 | 0.5939 | 0.46 | 0.21 | ol | 48 | 0.00403 | HV
70-AL1/11-ST1A 110.0 | 8.4 | 0.4132 | 0.45 | 0.29 | ol | 70 | 0.00403 | HV
94-AL1/15-ST1A 110.0 | 8.65 | 0.306 | 0.44 | 0.35 | ol | 94 | 0.00403 | HV
122-AL1/20-ST1A 110.0 | 8.5 | 0.2376 | 0.43 | 0.41 | ol | 122 | 0.00403 | HV
149-AL1/24-ST1A 110.0 | 8.75 | 0.194 | 0.41 | 0.47 | ol | 149 | 0.00403 | HV
184-AL1/30-ST1A 110.0 | 8.8 | 0.1571 | 0.4 | 0.535 | ol | 184 | 0.00403 | HV
243-AL1/39-ST1A 110.0 | 9 | 0.1188 | 0.39 | 0.645 | ol | 243 | 0.00403 | HV
305-AL1/39-ST1A 110.0 | 9.2 | 0.0949 | 0.38 | 0.74 | ol | 305 | 0.00403 | HV
490-AL1/64-ST1A 110.0 | 9.75 | 0.059 | 0.37 | 0.96 | ol | 490 | 0.00403 | HV
679-AL1/86-ST1A 110.0 | 9.95 | 0.042 | 0.36 | 1.15 | ol | 679 | 0.00403 | HV
490-AL1/64-ST1A 220.0 | 10 | 0.059 | 0.285 | 0.96 | ol | 490 | 0.00403 | HV
679-AL1/86-ST1A 220.0 | 11.7 | 0.042 | 0.275 | 1.15 | ol | 679 | 0.00403 | HV
490-AL1/64-ST1A 380.0 | 11 | 0.059 | 0.253 | 0.96 | ol | 490 | 0.00403 | HV
679-AL1/86-ST1A 380.0 | 14.6 | 0.042 | 0.25 | 1.15 | ol | 679 | 0.00403 | HV

## trafo_std_types
| i0_percent | pfe_kw | vkr_percent | sn_mva | vn_lv_kv | vn_hv_kv | vk_percent | shift_degree | vector_group | tap_side | tap_neutral | tap_min | tap_max | tap_step_degree | tap_step_percent | tap_phase_shifter
160 MVA 380/110 kV | 0.06 | 60 | 0.25 | 160 | 110 | 380 | 12.2 | 0 | Yy0 | hv | 0 | -9 | 9 | 0 | 1.5 | FALSE
100 MVA 220/110 kV | 0.06 | 55 | 0.26 | 100 | 110 | 220 | 12 | 0 | Yy0 | hv | 0 | -9 | 9 | 0 | 1.5 | FALSE
63 MVA 110/20 kV | 0.04 | 22 | 0.32 | 63 | 20 | 110 | 18 | 150 | YNd5 | hv | 0 | -9 | 9 | 0 | 1.5 | FALSE
40 MVA 110/20 kV | 0.05 | 18 | 0.34 | 40 | 20 | 110 | 16.2 | 150 | YNd5 | hv | 0 | -9 | 9 | 0 | 1.5 | FALSE
25 MVA 110/20 kV | 0.07 | 14 | 0.41 | 25 | 20 | 110 | 12 | 150 | YNd5 | hv | 0 | -9 | 9 | 0 | 1.5 | FALSE
63 MVA 110/10 kV | 0.04 | 22 | 0.32 | 63 | 10 | 110 | 18 | 150 | YNd5 | hv | 0 | -9 | 9 | 0 | 1.5 | FALSE
40 MVA 110/10 kV | 0.05 | 18 | 0.34 | 40 | 10 | 110 | 16.2 | 150 | YNd5 | hv | 0 | -9 | 9 | 0 | 1.5 | FALSE
25 MVA 110/10 kV | 0.07 | 14 | 0.41 | 25 | 10 | 110 | 12 | 150 | YNd5 | hv | 0 | -9 | 9 | 0 | 1.5 | FALSE
0.25 MVA 20/0.4 kV | 0.32 | 0.8 | 1.44 | 0.25 | 0.4 | 20 | 6 | 150 | Yzn5 | hv | 0 | -2 | 2 | 0 | 2.5 | FALSE
0.4 MVA 20/0.4 kV | 0.3375 | 1.35 | 1.425 | 0.4 | 0.4 | 20 | 6 | 150 | Dyn5 | hv | 0 | -2 | 2 | 0 | 2.5 | FALSE
0.63 MVA 20/0.4 kV | 0.2619 | 1.65 | 1.206 | 0.63 | 0.4 | 20 | 6 | 150 | Dyn5 | hv | 0 | -2 | 2 | 0 | 2.5 | FALSE
0.25 MVA 10/0.4 kV | 0.24 | 0.6 | 1.2 | 0.25 | 0.4 | 10 | 4 | 150 | Dyn5 | hv | 0 | -2 | 2 | 0 | 2.5 | FALSE
0.4 MVA 10/0.4 kV | 0.2375 | 0.95 | 1.325 | 0.4 | 0.4 | 10 | 4 | 150 | Dyn5 | hv | 0 | -2 | 2 | 0 | 2.5 | FALSE
0.63 MVA 10/0.4 kV | 0.1873 | 1.18 | 1.0794 | 0.63 | 0.4 | 10 | 4 | 150 | Dyn5 | hv | 0 | -2 | 2 | 0 | 2.5 | FALSE

## trafo3w_std_types
| sn_hv_mva | sn_mv_mva | sn_lv_mva | vn_hv_kv | vn_mv_kv | vn_lv_kv | vk_hv_percent | vk_mv_percent | vk_lv_percent | vkr_hv_percent | vkr_mv_percent | vkr_lv_percent | pfe_kw | i0_percent | shift_mv_degree | shift_lv_degree | vector_group | tap_side | tap_neutral | tap_min | tap_max | tap_step_percent
63/25/38 MVA 110/20/10 kV | 63 | 25 | 38 | 110 | 20 | 10 | 10.4 | 10.4 | 10.4 | 0.28 | 0.32 | 0.35 | 35 | 0.89 | 0 | 0 | YN0yn0yn0 | hv | 0 | -10 | 10 | 1.2
63/25/38 MVA 110/10/10 kV | 63 | 25 | 38 | 110 | 10 | 10 | 10.4 | 10.4 | 10.4 | 0.28 | 0.32 | 0.35 | 35 | 0.89 | 0 | 0 | YN0yn0yn0 | hv | 0 | -10 | 10 | 1.2

## fuse_std_types
| fuse_type | i_rated_a | t_avg | t_min | t_total | x_avg | x_min | x_total
HV 100A | HV 100A | 100 | 0 | [10.0, 3.64, 0.854, 0.281, 0.1, 0.0531, 0.022, 0.01] | [10.0, 4.267, 1.21, 0.403, 0.1, 0.058, 0.022, 0.01] | 0 | [300.0, 350.0, 450.0, 550.0, 700.0, 850.0, 1200.0, 1752.0] | [600.0, 700.0, 900.0, 1150.0, 1665.0, 2000.0, 3000.0, 4313.0]
HV 10A | HV 10A | 10 | 0 | [10.0, 1675.0, 0.344, 0.156, 0.1, 0.0417, 0.0171, 0.01] | [10.0, 1.3, 0.3, 0.155, 0.1, 0.0555, 0.023, 0.01] | 0 | [30.0, 32.0, 35.0, 37.0, 39.0, 50.0, 70.0, 88.0] | [60.0, 70.0, 80.0, 87.0, 94.0, 110.0, 150.0, 216.0]
HV 125A | HV 125A | 125 | 0 | [10.0, 1.82, 0.344, 0.1, 0.0467, 0.0269, 0.01] | [10.0, 2.478, 0.426, 0.1, 0.0427, 0.0211, 0.01] | 0 | [375.0, 500.0, 700.0, 925.0, 1200.0, 1500.0, 2341.0] | [750.0, 1000.0, 1500.0, 2200.0, 3000.0, 4000.0, 5765.0]
HV 160A | HV 160A | 160 | 0 | [10.0, 4.15, 1.03, 0.198, 0.1, 0.051, 0.0172, 0.01] | [10.0, 2.3, 0.734, 0.274, 0.1, 0.046, 0.0177, 0.01] | 0 | [480.0, 550.0, 700.0, 1000.0, 1260.0, 1600.0, 2500.0, 3227.0] | [960.0, 1300.0, 1700.0, 2200.0, 2996.0, 4000.0, 6000.0, 7946.0]
HV 16A | HV 16A | 16 | 0 | [10.0, 0.352, 0.164, 0.1, 0.0649, 0.0342, 0.01] | [10.0, 2.34, 0.722, 0.181, 0.1, 0.055, 0.0296, 0.01] | 0 | [48.0, 60.0, 65.0, 71.0, 80.0, 100.0, 162.0] | [96.0, 110.0, 125.0, 150.0, 168.0, 200.0, 250.0, 398.0]
HV 200A | HV 200A | 200 | 0 | [10.0, 4.267, 1.21, 0.403, 0.1, 0.058, 0.022, 0.01] | [10.0, 3.73, 1.654, 0.328, 0.1, 0.0531, 0.019, 0.01] | 0 | [600.0, 700.0, 900.0, 1150.0, 1665.0, 2000.0, 3000.0, 4313.0] | [1200.0, 1500.0, 1800.0, 2700.0, 3960.0, 5000.0, 7500.0, 10620.0]
HV 20A | HV 20A | 20 | 0 | [10.0, 1.3, 0.3, 0.155, 0.1, 0.0555, 0.023, 0.01] | [10.0, 1.3, 0.161, 0.1, 0.0611, 0.0399, 0.0141, 0.01] | 0 | [60.0, 70.0, 80.0, 87.0, 94.0, 110.0, 150.0, 216.0] | [120.0, 150.0, 200.0, 223.0, 260.0, 300.0, 450.0, 532.0]
HV 25A | HV 25A | 25 | 0 | [10.0, 2.512, 0.833, 0.299, 0.1, 0.0372, 0.0223, 0.01] | [10.0, 3.125, 0.597, 0.198, 0.1, 0.0378, 0.022, 0.01] | 0 | [75.0, 82.0, 90.0, 100.0, 124.0, 170.0, 200.0, 289.0] | [150.0, 170.0, 210.0, 250.0, 294.0, 400.0, 500.0, 711.0]
HV 31.5A | HV 31.5A | 31.5 | 0 | [10.0, 2.34, 0.722, 0.181, 0.1, 0.055, 0.0296, 0.01] | [10.0, 2.84, 0.368, 0.164, 0.1, 0.0621, 0.0378, 0.0195, 0.01] | 0 | [95.0, 110.0, 125.0, 150.0, 165.0, 200.0, 250.0, 390.0] | [189.0, 220.0, 300.0, 350.0, 393.0, 450.0, 530.0, 700.0, 960.0]
HV 40A | HV 40A | 40 | 0 | [10.0, 1.3, 0.161, 0.1, 0.0611, 0.0399, 0.0141, 0.01] | [10.0, 2.05, 0.369, 0.198, 0.1, 0.051, 0.0298, 0.01] | 0 | [120.0, 150.0, 200.0, 223.0, 260.0, 300.0, 450.0, 532.0] | [240.0, 300.0, 400.0, 450.0, 530.0, 650.0, 800.0, 1311.0]
HV 50A | HV 50A | 50 | 0 | [10.0, 3.215, 0.597, 0.198, 0.1, 0.0378, 0.022, 0.01] | [10.0, 3.64, 0.854, 0.281, 0.1, 0.0531, 0.022, 0.01] | 0 | [150.0, 170.0, 210.0, 250.0, 294.0, 400.0, 500.0, 711.0] | [300.0, 350.0, 450.0, 550.0, 700.0, 850.0, 1200.0, 1752.0]
HV 6.3A | HV 6.3A | 6.3 | 0 | [10.0, 1.39, 0.344, 0.168, 0.1, 0.056, 0.0263, 0.01] | [10.0, 1.711, 0.516, 0.198, 0.1, 0.0634, 0.0303, 0.01] | 0 | [19.0, 19.5, 20.4, 20.8, 22.0, 25.0, 32.0, 48.0] | [38.0, 40.0, 43.0, 48.0, 53.0, 60.0, 75.0, 118.0]
HV 63A | HV 63A | 63 | 0 | [10.0, 2.84, 0.368, 0.164, 0.1, 0.0621, 0.0378, 0.0195, 0.01] | [10.0, 1.82, 0.344, 0.1, 0.0467, 0.0269, 0.01] | 0 | [189.0, 220.0, 300.0, 350.0, 393.0, 450.0, 530.0, 700.0, 961.0] | [378.0, 500.0, 700.0, 934.0, 1200.0, 1500.0, 2366.0]
HV 80A | HV 80A | 80 | 0 | [10.0, 2.05, 0.369, 0.198, 0.1, 0.051, 0.0298, 0.01] | [10.0, 4.15, 1.03, 0.198, 0.1, 0.051, 0.0172, 0.01] | 0 | [240.0, 300.0, 400.0, 450.0, 530.0, 650.0, 800.0, 1311.0] | [480.0, 550.0, 700.0, 1000.0, 1260.0, 1600.0, 2500.0, 3227.0]
Siemens NH-1-100 | Siemens NH-1-100 | 100 | [5400.0, 2000.0, 400.0, 20.0, 1.0, 0.2, 0.012, 0.004] | 0 | 0 | [150.0, 190.0, 250.0, 430.0, 900.0, 1250.0, 2700.0, 3600.0] | 0 | 0
Siemens NH-1-125 | Siemens NH-1-125 | 125 | [4800.0, 120.0, 7.0, 0.1, 0.004] | 0 | 0 | [180.0, 400.0, 740.0, 2000.0, 4250.0] | 0 | 0
Siemens NH-1-16 | Siemens NH-1-16 | 16 | [4000.0, 400.0, 2.0, 0.1, 0.04, 0.01] | 0 | 0 | [26.0, 35.0, 75.0, 150.0, 200.0, 300.0] | 0 | 0
Siemens NH-1-160 | Siemens NH-1-160 | 160 | [4800.0, 120.0, 7.0, 0.1, 0.004] | 0 | 0 | [210.0, 500.0, 900.0, 2300.0, 5000.0] | 0 | 0
Siemens NH-1-25 | Siemens NH-1-25 | 25 | [4000.0, 1000.0, 10.0, 0.2, 0.02, 0.01] | 0 | 0 | [40.0, 50.0, 100.0, 210.0, 400.0, 500.0] | 0 | 0
Siemens NH-1-50 | Siemens NH-1-50 | 50 | [4000.0, 40.0, 4.0, 1.0, 0.02, 0.01] | 0 | 0 | [86.0, 200.0, 300.0, 400.0, 1000.0, 1280.0] | 0 | 0
Siemens NH-1-63 | Siemens NH-1-63 | 63 | [4000.0, 100.0, 10.0, 2.0, 0.04, 0.01] | 0 | 0 | [100.0, 200.0, 300.0, 400.0, 1000.0, 1500.0] | 0 | 0
Siemens NH-1-80 | Siemens NH-1-80 | 80 | [4800.0, 120.0, 7.0, 0.1, 0.01] | 0 | 0 | [150.58, 250.0, 450.0, 1150.0, 2470.0] | 0 | 0
Siemens NH-2-1000 | Siemens NH-2-1000 | 1000 | [4800.0, 120.0, 7.0, 0.1, 0.004] | 0 | 0 | [1900.0, 3500.0, 8400.0, 24000.0, 52000.0] | 0 | 0
Siemens NH-2-200 | Siemens NH-2-200 | 200 | [4800.0, 120.0, 7.0, 0.1, 0.004] | 0 | 0 | [280.0, 650.0, 1200.0, 3000.0, 7000.0] | 0 | 0
Siemens NH-2-224 | Siemens NH-2-224 | 224 | [4800.0, 120.0, 7.0, 0.2, 0.04, 0.004] | 0 | 0 | [400.0, 750.0, 1453.0, 3025.0, 4315.0, 7600.0] | 0 | 0
Siemens NH-2-250 | Siemens NH-2-250 | 250 | [4800.0, 120.0, 7.0, 0.1, 0.004] | 0 | 0 | [450.0, 800.0, 1650.0, 4000.0, 8500.0] | 0 | 0
Siemens NH-2-315 | Siemens NH-2-315 | 315 | [4800.0, 120.0, 7.0, 0.1, 0.004] | 0 | 0 | [550.0, 920.0, 1900.0, 5000.0, 11000.0] | 0 | 0
Siemens NH-2-355 | Siemens NH-2-355 | 355 | [4800.0, 120.0, 6.0, 0.1, 0.004] | 0 | 0 | [650.0, 1116.27, 2350.0, 5840.0, 12790.0] | 0 | 0
Siemens NH-2-400 | Siemens NH-2-400 | 400 | [4800.0, 120.0, 7.0, 0.1, 0.004] | 0 | 0 | [720.0, 1350.0, 2800.0, 6500.0, 15000.0] | 0 | 0
Siemens NH-2-425 | Siemens NH-2-425 | 425 | [4800.0, 120.0, 7.0, 0.1, 0.004] | 0 | 0 | [850.0, 1500.0, 3050.0, 7500.0, 16500.0] | 0 | 0
Siemens NH-2-630 | Siemens NH-2-630 | 630 | [4800.0, 120.0, 7.0, 0.1, 0.004] | 0 | 0 | [1200.0, 2000.0, 4800.0, 12000.0, 26000.0] | 0 | 0

## res_bus
| vm_pu | va_degree | p_mw | q_mvar
0 | 0.98482 | -0.10658 | 0.0010372 | 0.00025994
1 | 0.98461 | -0.10807 | 0.0031971 | 0.00080127
2 | 0.98488 | -0.10616 | 0 | 0
3 | 0.98453 | -0.1086 | 0.0028784 | 0.0007214
4 | 0.98516 | -0.10413 | 0.0051294 | 0.0012855
5 | 0.9854 | -0.10245 | 0 | 0
6 | 0.98496 | -0.10554 | 0.011266 | 0.0028236
7 | 0.98551 | -0.10162 | 0 | 0
8 | 0.98402 | -0.11158 | 0.0075027 | 0.0018804
9 | 0.98593 | -0.098028 | 0.0010117 | 0.00025355
10 | 0.98263 | -0.12142 | 0 | 0
11 | 0.98611 | -0.096781 | 0.0011205 | 0.00028081
12 | 0.98164 | -0.12846 | 0 | 0
13 | 0.98253 | -0.12212 | 0.0017057 | 0.00042749
14 | 0.98865 | -0.07888 | 0 | 0
15 | 0.98113 | -0.13208 | 0.0010502 | 0.00026321
16 | 0.98212 | -0.12505 | 0 | 0
17 | 0.98679 | -0.091938 | 0 | 0
18 | 0.98987 | -0.070339 | 0.0014992 | 0.00037573
19 | 0.99628 | -0.025855 | 0.0035302 | 0.00088474
20 | 0.99629 | -0.025794 | 0.00096788 | 0.00024257
21 | 0.98037 | -0.13744 | 0.0054688 | 0.0013706
22 | 0.98182 | -0.1272 | 0 | 0
23 | 0.98204 | -0.12563 | 0.0025537 | 0.00064001
24 | 0.99393 | -0.042089 | 0.00297 | 0.00074436
25 | 0.99394 | -0.042015 | 0.0040978 | 0.001027
26 | 0.99417 | -0.040403 | 0 | 0
27 | 0.98556 | -0.10126 | 0 | 0
28 | 0.9857 | -0.1003 | 0 | 0
29 | 0.98537 | -0.10264 | 0 | 0
30 | 0.99431 | -0.039386 | 0 | 0
31 | 0.98573 | -0.10012 | 0.0023929 | 0.00059972
32 | 0.98502 | -0.10517 | 0.00048623 | 0.00012186
33 | 0.99174 | -0.057657 | 0.00087564 | 0.00021946
34 | 0.99176 | -0.057516 | 0 | 0
35 | 0.99429 | -0.039546 | 0 | 0
36 | 0.99424 | -0.039879 | 0.0022509 | 0.00056412
37 | 0.99473 | -0.036405 | 0 | 0
38 | 0.9861 | -0.097485 | 0.0029215 | 0.0007322
39 | 0.97552 | -0.17219 | 0 | 0
40 | 0.97545 | -0.1727 | 0.001793 | 0.00044937
41 | 0.97564 | -0.17134 | 0 | 0
42 | 0.98499 | -0.10533 | 0.0038718 | 0.00097036
43 | 0.98484 | -0.10638 | 0.00018819 | 4.7165e-05
44 | 0.98486 | -0.10629 | 0.00030755 | 7.7079e-05
45 | 0.98483 | -0.10647 | 0 | 0
46 | 0.98486 | -0.10629 | 0.00020192 | 5.0606e-05
47 | 0.98483 | -0.10651 | 0.00022951 | 5.7521e-05
48 | 0.98487 | -0.10623 | 0.00035652 | 8.9352e-05
49 | 0.9849 | -0.10599 | 0.004138 | 0.0010371
50 | 0.98178 | -0.12746 | 0.00073404 | 0.00018397
51 | 0.98192 | -0.12649 | 0.001168 | 0.00029272
52 | 0.98143 | -0.12994 | 0.00132 | 0.00033083
53 | 0.98219 | -0.12452 | 0 | 0
54 | 0.98143 | -0.12998 | 0.0075478 | 0.0018917
55 | 0.98374 | -0.11355 | 0.002688 | 0.00067367
56 | 0.982 | -0.12585 | 0.00094215 | 0.00023613
57 | 0.98076 | -0.13468 | 0.0047231 | 0.0011837
58 | 0.98133 | -0.13066 | 0.0020619 | 0.00051676
59 | 0.98162 | -0.12859 | 0.0027831 | 0.0006975
60 | 0.9807 | -0.13511 | 0.0011735 | 0.00029412
61 | 0.9813 | -0.13086 | 0.00051804 | 0.00012983
62 | 0.97924 | -0.1455 | 0.0010128 | 0.00025382
63 | 0.9785 | -0.15078 | 0.0013371 | 0.0003351
64 | 0.97996 | -0.14038 | 0.0011222 | 0.00028126
65 | 0.97786 | -0.15538 | 0.0013171 | 0.00033009
66 | 0.9773 | -0.15943 | 0.00092049 | 0.0002307
67 | 0.9767 | -0.16373 | 0.00095753 | 0.00023998
68 | 0.98547 | -0.10193 | 0.00024657 | 6.1797e-05
69 | 0.98497 | -0.10546 | 0.00030247 | 7.5806e-05
70 | 0.98495 | -0.10561 | 0.0032126 | 0.00080516
71 | 0.98659 | -0.093981 | 0.0034581 | 0.00086667
72 | 0.98707 | -0.090542 | 0 | 0
73 | 0.98844 | -0.080898 | 0.0033228 | 0.00083277
74 | 0.98699 | -0.09116 | 0.001479 | 0.00037067
75 | 0.98185 | -0.12696 | 0.00079554 | 0.00019938
76 | 0.98185 | -0.12694 | 0.0018995 | 0.00047606
77 | 0.98185 | -0.12696 | 0.0026623 | 0.00066723
78 | 0.98204 | -0.12564 | 0.0025566 | 0.00064075
79 | 0.98162 | -0.1286 | 0 | 0
80 | 0.98169 | -0.12813 | 0 | 0
81 | 0.98155 | -0.12911 | 0.0017809 | 0.00044634
82 | 0.97569 | -0.17092 | 0.0028964 | 0.00072591
83 | 0.97583 | -0.16995 | 0.011022 | 0.0027623
84 | 0.97619 | -0.16735 | 0 | 0
85 | 0.9761 | -0.16798 | 0.0013429 | 0.00033657
86 | 0.97598 | -0.16888 | 0.0012693 | 0.00031811
87 | 0.98172 | -0.12793 | 0.0034335 | 0.00086051
88 | 0.98164 | -0.12845 | 0.0016741 | 0.00041958
89 | 0.9813 | -0.13086 | 0.00048298 | 0.00012105
90 | 0.98486 | -0.10625 | 0.0013142 | 0.00032937
91 | 0.98493 | -0.10578 | 0.00031162 | 7.81e-05
92 | 0.98485 | -0.10636 | 0.00078592 | 0.00019697
93 | 0.97604 | -0.16845 | 0.0038979 | 0.00097692
94 | 0.97626 | -0.16687 | 0.011645 | 0.0029186
95 | 0.97658 | -0.16456 | 0 | 0
96 | 0.97708 | -0.16096 | 0.0086967 | 0.0021796
97 | 0.99442 | -0.038877 | 0.022514 | 0.0056426
98 | 0.99132 | -0.060555 | 0 | 0
99 | 0.98883 | -0.078123 | 0.0038023 | 0.00095294
100 | 0.97796 | -0.15468 | 0 | 0
101 | 0.99642 | -0.024909 | 0 | 0
102 | 0.98146 | -0.12971 | 0 | 0
103 | 0.99693 | -0.021198 | 0.0015604 | 0.00039108
104 | 0.99734 | -0.018377 | 0.0022614 | 0.00056677
105 | 1 | 0 | -0.23709 | -0.059676
106 | 0.99297 | -0.048691 | 0 | 0
107 | 0.99931 | -0.0047838 | 0.0015312 | 0.00038375
108 | 0.99203 | -0.055197 | 0.0003458 | 8.6666e-05
109 | 0.99066 | -0.064805 | 0.00061242 | 0.00015349
110 | 0.99426 | -0.039743 | 0.0017096 | 0.00042848
111 | 0.98626 | -0.096316 | 0.0040635 | 0.0010184
112 | 0.9866 | -0.093916 | 0.00261 | 0.00065413
113 | 0.97838 | -0.15168 | 0.0014799 | 0.0003709
114 | 0.98007 | -0.1396 | 0.0013338 | 0.00033428
115 | 0.97902 | -0.14711 | 0.0011812 | 0.00029603
116 | 0.98108 | -0.13244 | 0.0028708 | 0.00071949
117 | 0.98098 | -0.13319 | 0.0012603 | 0.00031586
118 | 0.97595 | -0.16911 | 0.001525 | 0.00038221
119 | 0.98091 | -0.13366 | 0.0016033 | 0.00040183
120 | 0.99426 | -0.039765 | 0.00060624 | 0.00015194
121 | 0.99998 | 149.9947 | 0 | 0

## res_line
| p_from_mw | q_from_mvar | p_to_mw | q_to_mvar | pl_mw | ql_mvar | i_from_ka | i_to_ka | i_ka | vm_from_pu | va_from_degree | vm_to_pu | va_to_degree | loading_percent
0 | 0.006077 | 0.0015227 | -0.0060757 | -0.0015225 | 1.2542e-06 | 1.7911e-07 | 0.0091819 | 0.009182 | 0.009182 | 0.98482 | -0.10658 | 0.98461 | -0.10807 | 3.4008
1 | -0.0071141 | -0.0017826 | 0.0071146 | 0.0017827 | 4.1402e-07 | 8.6167e-08 | 0.010749 | 0.010749 | 0.010749 | 0.98482 | -0.10658 | 0.98488 | -0.10616 | 3.9811
2 | 0.0028786 | 0.00072125 | -0.0028784 | -0.0007214 | 2.1095e-07 | -1.4603e-07 | 0.0043503 | 0.0043504 | 0.0043504 | 0.98461 | -0.10807 | 0.98453 | -0.1086 | 1.6113
3 | -0.0071146 | -0.0017827 | 0.0071166 | 0.0017831 | 1.9938e-06 | 4.1484e-07 | 0.010749 | 0.010749 | 0.010749 | 0.98488 | -0.10616 | 0.98516 | -0.10413 | 3.9811
4 | -0.012246 | -0.0030687 | 0.012249 | 0.0030696 | 2.8417e-06 | 9.2344e-07 | 0.018496 | 0.018496 | 0.018496 | 0.98516 | -0.10413 | 0.9854 | -0.10245 | 6.8505
5 | -0.02352 | -0.0058947 | 0.023522 | 0.0058957 | 2.7298e-06 | 1.0057e-06 | 0.035516 | 0.035516 | 0.035516 | 0.9854 | -0.10245 | 0.98551 | -0.10162 | 13.1543
6 | 0.011271 | 0.0028251 | -0.011266 | -0.0028236 | 4.8224e-06 | 1.5151e-06 | 0.01702 | 0.01702 | 0.01702 | 0.9854 | -0.10245 | 0.98496 | -0.10554 | 6.3038
7 | -0.032711 | -0.0081974 | 0.032746 | 0.0082104 | 3.4604e-05 | 1.3019e-05 | 0.04939 | 0.04939 | 0.04939 | 0.98551 | -0.10162 | 0.98659 | -0.093981 | 18.2925
8 | 0.0091886 | 0.0023017 | -0.0091882 | -0.0023016 | 4.0178e-07 | 1.1191e-07 | 0.013873 | 0.013873 | 0.013873 | 0.98551 | -0.10162 | 0.98547 | -0.10193 | 5.1383
9 | -0.061581 | -0.015463 | 0.061697 | 0.015508 | 0.00011621 | 4.4422e-05 | 0.093132 | 0.093132 | 0.093132 | 0.98402 | -0.11158 | 0.98593 | -0.098028 | 34.4934
10 | 0.054078 | 0.013583 | -0.054004 | -0.013555 | 7.3849e-05 | 2.8179e-05 | 0.081787 | 0.081787 | 0.081787 | 0.98402 | -0.11158 | 0.98263 | -0.12142 | 30.2914
11 | -0.062709 | -0.015761 | 0.062719 | 0.015766 | 1.089e-05 | 4.1635e-06 | 0.094659 | 0.094659 | 0.094659 | 0.98593 | -0.098028 | 0.98611 | -0.096781 | 35.0589
12 | 0.034928 | 0.0087747 | -0.034894 | -0.0087618 | 3.4167e-05 | 1.2893e-05 | 0.0529 | 0.0529 | 0.0529 | 0.98263 | -0.12142 | 0.98164 | -0.12846 | 19.5927
13 | 0.019076 | 0.0047802 | -0.019074 | -0.0047795 | 1.8659e-06 | 6.7228e-07 | 0.028886 | 0.028886 | 0.028886 | 0.98263 | -0.12142 | 0.98253 | -0.12212 | 10.6987
14 | -0.06384 | -0.016046 | 0.063999 | 0.016107 | 0.00015953 | 6.1007e-05 | 0.09635 | 0.09635 | 0.09635 | 0.98611 | -0.096781 | 0.98865 | -0.07888 | 35.6851
15 | 0.034894 | 0.0087618 | -0.034877 | -0.0087551 | 1.7563e-05 | 6.6281e-06 | 0.0529 | 0.0529 | 0.0529 | 0.98164 | -0.12846 | 0.98113 | -0.13208 | 19.5927
16 | 0.017368 | 0.004352 | -0.017361 | -0.0043495 | 7.0341e-06 | 2.4992e-06 | 0.026303 | 0.026303 | 0.026303 | 0.98253 | -0.12212 | 0.98212 | -0.12505 | 9.742
17 | 0.05894 | 0.014837 | -0.058833 | -0.014796 | 0.00010728 | 4.0982e-05 | 0.088733 | 0.088734 | 0.088734 | 0.98865 | -0.07888 | 0.98679 | -0.091938 | 32.8643
18 | -0.12294 | -0.030944 | 0.12309 | 0.031 | 0.00014681 | 5.6111e-05 | 0.18508 | 0.18508 | 0.18508 | 0.98865 | -0.07888 | 0.98987 | -0.070339 | 34.2747
19 | 0.033826 | 0.0084919 | -0.033801 | -0.0084824 | 2.5188e-05 | 9.494e-06 | 0.051308 | 0.051308 | 0.051308 | 0.98113 | -0.13208 | 0.98037 | -0.13744 | 19.0028
20 | 0.0068917 | 0.0017258 | -0.0068896 | -0.0017254 | 2.0451e-06 | 4.0627e-07 | 0.010441 | 0.010441 | 0.010441 | 0.98212 | -0.12505 | 0.98182 | -0.1272 | 3.8671
21 | 0.010469 | 0.0026238 | -0.010469 | -0.0026235 | 8.4371e-07 | 2.5651e-07 | 0.015862 | 0.015862 | 0.015862 | 0.98212 | -0.12505 | 0.98204 | -0.12563 | 5.8749
22 | 0.058833 | 0.014796 | -0.058656 | -0.014728 | 0.00017666 | 6.7486e-05 | 0.088734 | 0.088734 | 0.088734 | 0.98679 | -0.091938 | 0.98374 | -0.11355 | 32.8643
23 | -0.12459 | -0.031376 | 0.12468 | 0.031413 | 9.6448e-05 | 3.6869e-05 | 0.18734 | 0.18734 | 0.18734 | 0.98987 | -0.070339 | 0.99066 | -0.064805 | 34.692
24 | -0.0035302 | -0.00088474 | 0.0035302 | 0.00088473 | 3.0129e-08 | -1.1029e-08 | 0.0052725 | 0.0052725 | 0.0052725 | 0.99628 | -0.025855 | 0.99629 | -0.025794 | 1.9528
25 | -0.0044981 | -0.0011273 | 0.0044986 | 0.0011273 | 5.5077e-07 | -4.2868e-08 | 0.0067181 | 0.006718 | 0.0067181 | 0.99629 | -0.025794 | 0.99642 | -0.024909 | 2.4882
26 | 0.028332 | 0.0071118 | -0.028324 | -0.0071087 | 8.4771e-06 | 3.1678e-06 | 0.043007 | 0.043007 | 0.043007 | 0.98037 | -0.13744 | 0.98007 | -0.1396 | 15.9286
27 | 0.0034558 | 0.00086497 | -0.0034554 | -0.00086513 | 4.4489e-07 | -1.5758e-07 | 0.0052371 | 0.0052372 | 0.0052372 | 0.98182 | -0.1272 | 0.98169 | -0.12813 | 1.9397
28 | 0.0034338 | 0.00086038 | -0.0034335 | -0.00086051 | 3.4915e-07 | -1.2696e-07 | 0.0052041 | 0.0052042 | 0.0052042 | 0.98182 | -0.1272 | 0.98172 | -0.12793 | 1.9275
29 | 0.0079149 | 0.0019835 | -0.0079149 | -0.0019835 | 1.2834e-08 | 3.1274e-09 | 0.011993 | 0.011993 | 0.011993 | 0.98204 | -0.12563 | 0.98204 | -0.12564 | 4.4418
30 | -0.00297 | -0.00074436 | 0.00297 | 0.00074434 | 3.0377e-08 | -2.0229e-08 | 0.0044464 | 0.0044464 | 0.0044464 | 0.99393 | -0.042089 | 0.99394 | -0.042015 | 1.6468
31 | -0.0070678 | -0.0017713 | 0.0070694 | 0.0017717 | 1.5769e-06 | 3.139e-07 | 0.010581 | 0.010581 | 0.010581 | 0.99394 | -0.042015 | 0.99417 | -0.040403 | 3.919
32 | -0.0070694 | -0.0017717 | 0.0070704 | 0.0017718 | 9.9519e-07 | 1.9803e-07 | 0.010581 | 0.010581 | 0.010581 | 0.99417 | -0.040403 | 0.99431 | -0.039386 | 3.9189
33 | -0.0067738 | -0.0016968 | 0.0067747 | 0.001697 | 9.0664e-07 | 1.7165e-07 | 0.010227 | 0.010227 | 0.010227 | 0.98556 | -0.10126 | 0.9857 | -0.1003 | 3.7877
34 | 0.0067738 | 0.0016968 | -0.0067726 | -0.0016966 | 1.2836e-06 | 2.4311e-07 | 0.010227 | 0.010227 | 0.010227 | 0.98556 | -0.10126 | 0.98537 | -0.10264 | 3.7878
35 | -0.0067747 | -0.001697 | 0.0067749 | 0.001697 | 1.6657e-07 | 3.1532e-08 | 0.010227 | 0.010227 | 0.010227 | 0.9857 | -0.1003 | 0.98573 | -0.10012 | 3.7877
36 | 0.0067726 | 0.0016966 | -0.0067702 | -0.0016961 | 2.3739e-06 | 4.4988e-07 | 0.010227 | 0.010227 | 0.010227 | 0.98537 | -0.10264 | 0.98502 | -0.10517 | 3.7878
37 | 0.002316 | 0.00058022 | -0.0023159 | -0.00058028 | 5.1234e-08 | -6.8946e-08 | 0.0034659 | 0.0034659 | 0.0034659 | 0.99431 | -0.039386 | 0.99429 | -0.039546 | 1.2837
38 | 0.002251 | 0.0005639 | -0.0022509 | -0.00056412 | 1.5356e-07 | -2.2219e-07 | 0.0033686 | 0.0033687 | 0.0033687 | 0.99431 | -0.039386 | 0.99424 | -0.039879 | 1.2477
39 | -0.011637 | -0.002916 | 0.011642 | 0.0029175 | 4.8032e-06 | 1.5181e-06 | 0.017416 | 0.017415 | 0.017416 | 0.99431 | -0.039386 | 0.99473 | -0.036405 | 6.4502
40 | -0.0091678 | -0.0022967 | 0.0091712 | 0.0022977 | 3.3418e-06 | 9.2873e-07 | 0.013839 | 0.013839 | 0.013839 | 0.98573 | -0.10012 | 0.9861 | -0.097485 | 5.1256
41 | 0.006284 | 0.0015743 | -0.0062838 | -0.0015742 | 1.4039e-07 | 2.2215e-08 | 0.0094926 | 0.0094926 | 0.0094926 | 0.98502 | -0.10517 | 0.98499 | -0.10533 | 3.5158
42 | -0.00087564 | -0.00021946 | 0.00087565 | 0.00021926 | 1.7057e-08 | -1.978e-07 | 0.0013138 | 0.0013137 | 0.0013138 | 0.99174 | -0.057657 | 0.99176 | -0.057516 | 0.4866
43 | -0.064764 | -0.016275 | 0.064933 | 0.016339 | 0.00016846 | 6.4422e-05 | 0.097187 | 0.097187 | 0.097187 | 0.99176 | -0.057516 | 0.99442 | -0.038877 | 35.9952
44 | 0.063889 | 0.016056 | -0.063862 | -0.016045 | 2.7015e-05 | 1.033e-05 | 0.095873 | 0.095873 | 0.095873 | 0.99176 | -0.057516 | 0.99132 | -0.060555 | 35.5086
45 | 0.0023159 | 0.00058028 | -0.0023159 | -0.00058037 | 6.3034e-08 | -8.4818e-08 | 0.0034659 | 0.003466 | 0.003466 | 0.99429 | -0.039546 | 0.99426 | -0.039743 | 1.2837
46 | 0.12614 | 0.031844 | -0.12592 | -0.031761 | 0.00021732 | 8.3078e-05 | 0.18877 | 0.18877 | 0.18877 | 0.99473 | -0.036405 | 0.99297 | -0.048691 | 34.9583
47 | -0.13778 | -0.034762 | 0.13808 | 0.034874 | 0.00029459 | 0.00011273 | 0.20619 | 0.20619 | 0.20619 | 0.99473 | -0.036405 | 0.99693 | -0.021198 | 38.1833
48 | -0.012093 | -0.0030299 | 0.012095 | 0.0030305 | 1.9558e-06 | 6.3211e-07 | 0.018248 | 0.018247 | 0.018248 | 0.9861 | -0.097485 | 0.98626 | -0.096316 | 6.7583
49 | 0.0017931 | 0.00044908 | -0.001793 | -0.00044937 | 1.269e-07 | -2.9057e-07 | 0.002735 | 0.0027352 | 0.0027352 | 0.97552 | -0.17219 | 0.97545 | -0.1727 | 1.013
50 | -0.0017931 | -0.00044908 | 0.0017933 | 0.00044859 | 2.1144e-07 | -4.8433e-07 | 0.002735 | 0.0027348 | 0.002735 | 0.97552 | -0.17219 | 0.97564 | -0.17134 | 1.013
51 | -0.0017933 | -0.00044859 | 0.0017934 | 0.00044836 | 1.019e-07 | -2.335e-07 | 0.0027348 | 0.0027347 | 0.0027348 | 0.97564 | -0.17134 | 0.97569 | -0.17092 | 1.0129
52 | 0.002412 | 0.00060387 | -0.0024119 | -0.00060405 | 1.5119e-07 | -1.7413e-07 | 0.0036436 | 0.0036437 | 0.0036437 | 0.98499 | -0.10533 | 0.98493 | -0.10578 | 1.3495
53 | -0.00041771 | -0.00010403 | 0.00041771 | 0.00010376 | 5.2401e-09 | -2.665e-07 | 0.00063088 | 0.00063079 | 0.00063088 | 0.98484 | -0.10638 | 0.98486 | -0.10629 | 0.23366
54 | 0.00022951 | 5.6861e-05 | -0.00022951 | -5.7341e-05 | 2.8355e-09 | -4.8015e-07 | 0.00034654 | 0.00034671 | 0.00034671 | 0.98484 | -0.10638 | 0.98483 | -0.10647 | 0.12841
55 | -0.00072526 | -0.00018084 | 0.00072526 | 0.00018083 | 5.3175e-10 | -8.8312e-09 | 0.0010955 | 0.0010955 | 0.0010955 | 0.98486 | -0.10629 | 0.98486 | -0.10629 | 0.40573
56 | 0.00022951 | 5.7341e-05 | -0.00022951 | -5.7521e-05 | 1.0623e-09 | -1.7976e-07 | 0.00034671 | 0.00034678 | 0.00034678 | 0.98483 | -0.10647 | 0.98483 | -0.10651 | 0.12844
57 | -0.00092718 | -0.00023144 | 0.00092719 | 0.00023136 | 7.087e-09 | -7.0955e-08 | 0.0014005 | 0.0014005 | 0.0014005 | 0.98486 | -0.10629 | 0.98487 | -0.10623 | 0.51872
58 | -0.0012837 | -0.00032072 | 0.0012837 | 0.00032051 | 4.15e-08 | -2.0911e-07 | 0.0019392 | 0.0019391 | 0.0019392 | 0.98487 | -0.10623 | 0.9849 | -0.10599 | 0.71821
59 | -0.0054217 | -0.0013576 | 0.005422 | 0.0013576 | 2.8957e-07 | 2.3344e-08 | 0.0081909 | 0.0081908 | 0.0081909 | 0.9849 | -0.10599 | 0.98495 | -0.10561 | 3.0337
60 | -0.012669 | -0.003175 | 0.012671 | 0.0031756 | 1.7009e-06 | 5.6069e-07 | 0.019202 | 0.019202 | 0.019202 | 0.98178 | -0.12746 | 0.98192 | -0.12649 | 7.1118
61 | 0.011935 | 0.0029911 | -0.011931 | -0.0029898 | 4.0906e-06 | 1.3201e-06 | 0.018089 | 0.018089 | 0.018089 | 0.98178 | -0.12746 | 0.98143 | -0.12994 | 6.6998
62 | -0.013839 | -0.0034683 | 0.013843 | 0.0034696 | 3.7663e-06 | 1.275e-06 | 0.020972 | 0.020972 | 0.020972 | 0.98192 | -0.12649 | 0.98219 | -0.12452 | 7.7673
63 | 0.010611 | 0.0026589 | -0.010611 | -0.0026589 | 7.294e-08 | 2.2347e-08 | 0.016088 | 0.016088 | 0.016088 | 0.98143 | -0.12994 | 0.98143 | -0.12998 | 5.9585
64 | -0.055883 | -0.014022 | 0.055968 | 0.014054 | 8.5259e-05 | 3.255e-05 | 0.084668 | 0.084668 | 0.084668 | 0.98219 | -0.12452 | 0.98374 | -0.11355 | 31.3585
65 | 0.009468 | 0.002372 | -0.0094663 | -0.0023715 | 1.7404e-06 | 4.9785e-07 | 0.014344 | 0.014344 | 0.014344 | 0.98219 | -0.12452 | 0.982 | -0.12585 | 5.3125
66 | 0.032572 | 0.0081803 | -0.032526 | -0.008163 | 4.5928e-05 | 1.7283e-05 | 0.049352 | 0.049353 | 0.049353 | 0.98219 | -0.12452 | 0.98076 | -0.13468 | 18.2788
67 | 0.0030632 | 0.00076724 | -0.0030629 | -0.0007674 | 2.861e-07 | -1.5854e-07 | 0.0046442 | 0.0046443 | 0.0046443 | 0.98143 | -0.12998 | 0.98133 | -0.13066 | 1.7201
68 | 0.0085241 | 0.0021354 | -0.0085209 | -0.0021345 | 3.2287e-06 | 8.4957e-07 | 0.012916 | 0.012916 | 0.012916 | 0.982 | -0.12585 | 0.98162 | -0.12859 | 4.7838
69 | 0.027803 | 0.0069793 | -0.027801 | -0.0069786 | 1.6575e-06 | 6.1868e-07 | 0.042187 | 0.042187 | 0.042187 | 0.98076 | -0.13468 | 0.9807 | -0.13511 | 15.6247
70 | 0.001001 | 0.00025064 | -0.001001 | -0.00025087 | 2.7429e-08 | -2.3049e-07 | 0.0015178 | 0.0015179 | 0.0015179 | 0.98133 | -0.13066 | 0.9813 | -0.13086 | 0.56219
71 | 0.0057379 | 0.001437 | -0.005737 | -0.0014369 | 8.8967e-07 | 1.0396e-07 | 0.0086975 | 0.0086976 | 0.0086976 | 0.98162 | -0.12859 | 0.98146 | -0.12971 | 3.2213
72 | 0.026628 | 0.0066845 | -0.026608 | -0.0066773 | 1.9462e-05 | 7.2446e-06 | 0.040406 | 0.040406 | 0.040406 | 0.9807 | -0.13511 | 0.97996 | -0.14038 | 14.9652
73 | 0.00048298 | 0.00012103 | -0.00048298 | -0.00012105 | 3.3349e-10 | -1.2463e-08 | 0.00073237 | 0.00073237 | 0.00073237 | 0.9813 | -0.13086 | 0.9813 | -0.13086 | 0.27125
74 | 0.024455 | 0.0061355 | -0.024437 | -0.0061288 | 1.7911e-05 | 6.6277e-06 | 0.037163 | 0.037163 | 0.037163 | 0.97924 | -0.1455 | 0.9785 | -0.15078 | 13.7642
75 | -0.025468 | -0.0063893 | 0.025486 | 0.006396 | 1.8115e-05 | 6.7234e-06 | 0.038702 | 0.038702 | 0.038702 | 0.97924 | -0.1455 | 0.97996 | -0.14038 | 14.3341
76 | 0.0231 | 0.0057937 | -0.023085 | -0.0057883 | 1.4712e-05 | 5.4186e-06 | 0.03513 | 0.03513 | 0.03513 | 0.9785 | -0.15078 | 0.97786 | -0.15538 | 13.0111
77 | 0.021768 | 0.0054582 | -0.021756 | -0.0054538 | 1.2199e-05 | 4.4686e-06 | 0.033126 | 0.033126 | 0.033126 | 0.97786 | -0.15538 | 0.9773 | -0.15943 | 12.2689
78 | 0.020836 | 0.0052231 | -0.020823 | -0.0052185 | 1.2407e-05 | 4.5246e-06 | 0.031724 | 0.031725 | 0.031725 | 0.9773 | -0.15943 | 0.9767 | -0.16373 | 11.7498
79 | 0.019866 | 0.0049786 | -0.019856 | -0.0049749 | 9.9609e-06 | 3.6131e-06 | 0.030266 | 0.030266 | 0.030266 | 0.9767 | -0.16373 | 0.97619 | -0.16735 | 11.2095
80 | 0.0089416 | 0.0022398 | -0.0089373 | -0.0022386 | 4.3651e-06 | 1.1902e-06 | 0.013501 | 0.013501 | 0.013501 | 0.98547 | -0.10193 | 0.98497 | -0.10546 | 5.0005
81 | 0.0086348 | 0.0021628 | -0.0086346 | -0.0021628 | 1.7322e-07 | 4.586e-08 | 0.013044 | 0.013044 | 0.013044 | 0.98497 | -0.10546 | 0.98495 | -0.10561 | 4.8312
82 | -0.036204 | -0.0090771 | 0.036221 | 0.0090836 | 1.7257e-05 | 6.5189e-06 | 0.054605 | 0.054605 | 0.054605 | 0.98659 | -0.093981 | 0.98707 | -0.090542 | 20.2242
83 | -0.056482 | -0.014162 | 0.056558 | 0.014191 | 7.558e-05 | 2.8855e-05 | 0.08515 | 0.08515 | 0.08515 | 0.98707 | -0.090542 | 0.98844 | -0.080898 | 31.5369
84 | 0.020261 | 0.0050788 | -0.02026 | -0.0050781 | 1.7352e-06 | 6.2928e-07 | 0.030544 | 0.030544 | 0.030544 | 0.98707 | -0.090542 | 0.98699 | -0.09116 | 11.3127
85 | -0.059881 | -0.015024 | 0.059904 | 0.015033 | 2.3065e-05 | 8.8128e-06 | 0.090152 | 0.090152 | 0.090152 | 0.98844 | -0.080898 | 0.98883 | -0.078123 | 33.3895
86 | 0.018781 | 0.0047075 | -0.018773 | -0.0047049 | 7.165e-06 | 2.5728e-06 | 0.028315 | 0.028315 | 0.028315 | 0.98699 | -0.09116 | 0.9866 | -0.093916 | 10.4869
87 | -0.0034578 | -0.00086661 | 0.0034578 | 0.00086661 | 1.0257e-08 | -3.6252e-09 | 0.0052404 | 0.0052404 | 0.0052404 | 0.98185 | -0.12696 | 0.98185 | -0.12694 | 1.9409
88 | 0.0026623 | 0.00066723 | -0.0026623 | -0.00066723 | 5.7089e-10 | -4.9153e-10 | 0.0040347 | 0.0040347 | 0.0040347 | 0.98185 | -0.12696 | 0.98185 | -0.12696 | 1.4943
89 | -0.0053573 | -0.0013427 | 0.0053583 | 0.0013427 | 9.6152e-07 | 7.4117e-08 | 0.0081191 | 0.008119 | 0.0081191 | 0.98185 | -0.12694 | 0.98204 | -0.12564 | 3.0071
90 | -0.001781 | -0.00044604 | 0.0017811 | 0.00044576 | 1.1638e-07 | -2.7877e-07 | 0.0026997 | 0.0026996 | 0.0026997 | 0.98162 | -0.1286 | 0.98169 | -0.12813 | 0.99989
91 | 0.001781 | 0.00044604 | -0.0017809 | -0.00044634 | 1.2466e-07 | -2.9852e-07 | 0.0026997 | 0.0026998 | 0.0026998 | 0.98162 | -0.1286 | 0.98155 | -0.12911 | 0.99993
92 | 0.0016742 | 0.00041937 | -0.0016741 | -0.00041958 | 7.4133e-08 | -2.0472e-07 | 0.0025376 | 0.0025377 | 0.0025377 | 0.98169 | -0.12813 | 0.98164 | -0.12845 | 0.9399
93 | -0.0046898 | -0.0011743 | 0.0046905 | 0.0011743 | 6.3398e-07 | -4.2682e-09 | 0.007152 | 0.0071519 | 0.007152 | 0.97569 | -0.17092 | 0.97583 | -0.16995 | 2.6489
94 | -0.015712 | -0.0039365 | 0.015718 | 0.0039385 | 5.6382e-06 | 1.9718e-06 | 0.023959 | 0.023958 | 0.023959 | 0.97583 | -0.16995 | 0.97619 | -0.16735 | 8.8735
95 | 0.004138 | 0.0010364 | -0.0041376 | -0.0010365 | 3.5668e-07 | -4.2428e-08 | 0.0063073 | 0.0063074 | 0.0063074 | 0.97619 | -0.16735 | 0.9761 | -0.16798 | 2.3361
96 | 0.0027947 | 0.0006999 | -0.0027943 | -0.00070015 | 3.4805e-07 | -2.5023e-07 | 0.0042602 | 0.0042603 | 0.0042603 | 0.9761 | -0.16798 | 0.97598 | -0.16888 | 1.5779
97 | 0.0015251 | 0.00038204 | -0.001525 | -0.00038221 | 4.9443e-08 | -1.6413e-07 | 0.0023251 | 0.0023252 | 0.0023252 | 0.97598 | -0.16888 | 0.97595 | -0.16911 | 0.86118
98 | -0.0021001 | -0.00052617 | 0.0021003 | 0.00052595 | 1.3632e-07 | -2.2372e-07 | 0.003173 | 0.0031729 | 0.003173 | 0.98486 | -0.10625 | 0.98493 | -0.10578 | 1.1752
99 | 0.00078593 | 0.0001968 | -0.00078592 | -0.00019697 | 1.1824e-08 | -1.6646e-07 | 0.0011874 | 0.0011875 | 0.0011875 | 0.98486 | -0.10625 | 0.98485 | -0.10636 | 0.4398
100 | -0.0038979 | -0.00097692 | 0.0038988 | 0.00097676 | 8.519e-07 | -1.5563e-07 | 0.0059426 | 0.0059424 | 0.0059426 | 0.97604 | -0.16845 | 0.97626 | -0.16687 | 2.201
101 | -0.015544 | -0.0038953 | 0.015549 | 0.0038971 | 4.9752e-06 | 1.7359e-06 | 0.023692 | 0.023692 | 0.023692 | 0.97626 | -0.16687 | 0.97658 | -0.16456 | 8.7749
102 | -0.015549 | -0.0038971 | 0.015557 | 0.0038998 | 7.7495e-06 | 2.7036e-06 | 0.023692 | 0.023692 | 0.023692 | 0.97658 | -0.16456 | 0.97708 | -0.16096 | 8.7748
103 | -0.024253 | -0.0060794 | 0.024275 | 0.0060872 | 2.1123e-05 | 7.813e-06 | 0.036936 | 0.036936 | 0.036936 | 0.97708 | -0.16096 | 0.97796 | -0.15468 | 13.6801
104 | -0.087447 | -0.021982 | 0.087617 | 0.022047 | 0.00017044 | 6.5348e-05 | 0.13088 | 0.13088 | 0.13088 | 0.99442 | -0.038877 | 0.99642 | -0.024909 | 48.4727
105 | 0.063862 | 0.016045 | -0.063706 | -0.015986 | 0.0001557 | 5.9537e-05 | 0.095873 | 0.095873 | 0.095873 | 0.99132 | -0.060555 | 0.98883 | -0.078123 | 35.5087
106 | -0.024275 | -0.0060872 | 0.024285 | 0.0060909 | 1.0067e-05 | 3.7236e-06 | 0.036936 | 0.036936 | 0.036936 | 0.97796 | -0.15468 | 0.97838 | -0.15168 | 13.6801
107 | -0.092116 | -0.023174 | 0.092375 | 0.023274 | 0.00025935 | 9.9464e-05 | 0.13759 | 0.13759 | 0.13759 | 0.99642 | -0.024909 | 0.99931 | -0.0047838 | 50.9608
108 | 0.005737 | 0.0014369 | -0.0057348 | -0.0014367 | 2.1626e-06 | 2.5305e-07 | 0.0086976 | 0.0086978 | 0.0086978 | 0.98146 | -0.12971 | 0.98108 | -0.13244 | 3.2214
109 | -0.13964 | -0.035265 | 0.13969 | 0.035287 | 5.5402e-05 | 2.1202e-05 | 0.20852 | 0.20852 | 0.20852 | 0.99693 | -0.021198 | 0.99734 | -0.018377 | 38.6146
110 | -0.14195 | -0.035853 | 0.14232 | 0.035994 | 0.00036777 | 0.00014076 | 0.21189 | 0.21189 | 0.21189 | 0.99734 | -0.018377 | 1 | 0 | 39.2394
111 | 0.093969 | 0.023682 | -0.093907 | -0.023658 | 6.2884e-05 | 2.4118e-05 | 0.13987 | 0.13987 | 0.13987 | 1 | 0 | 0.99931 | -0.0047838 | 51.8053
112 | 0.12592 | 0.031761 | -0.12581 | -0.031717 | 0.00011477 | 4.3874e-05 | 0.18877 | 0.18877 | 0.18877 | 0.99297 | -0.048691 | 0.99203 | -0.055197 | 34.9583
113 | 0.12546 | 0.031631 | -0.12529 | -0.031566 | 0.00016865 | 6.447e-05 | 0.18826 | 0.18826 | 0.18826 | 0.99203 | -0.055197 | 0.99066 | -0.064805 | 34.8623
114 | 0.00060624 | 0.00015189 | -0.00060624 | -0.00015194 | 1.8215e-09 | -4.5287e-08 | 0.00090729 | 0.00090731 | 0.00090731 | 0.99426 | -0.039743 | 0.99426 | -0.039765 | 0.33604
115 | -0.016158 | -0.0040489 | 0.016163 | 0.0040508 | 5.3671e-06 | 1.8795e-06 | 0.024378 | 0.024378 | 0.024378 | 0.98626 | -0.096316 | 0.9866 | -0.093916 | 9.029
116 | -0.025765 | -0.0064618 | 0.025781 | 0.0064679 | 1.6349e-05 | 6.0738e-06 | 0.039187 | 0.039187 | 0.039187 | 0.97838 | -0.15168 | 0.97902 | -0.14711 | 14.5137
117 | 0.02699 | 0.0067744 | -0.026962 | -0.0067639 | 2.8116e-05 | 1.0476e-05 | 0.040982 | 0.040982 | 0.040982 | 0.98007 | -0.1396 | 0.97902 | -0.14711 | 15.1786
118 | 0.002864 | 0.00071717 | -0.0028637 | -0.00071737 | 2.9681e-07 | -2.0415e-07 | 0.0043436 | 0.0043438 | 0.0043438 | 0.98108 | -0.13244 | 0.98098 | -0.13319 | 1.6088
119 | 0.0016034 | 0.00040151 | -0.0016033 | -0.00040183 | 1.0396e-07 | -3.1556e-07 | 0.0024321 | 0.0024322 | 0.0024322 | 0.98098 | -0.13319 | 0.98091 | -0.13366 | 0.90081

## res_trafo
| p_hv_mw | q_hv_mvar | p_lv_mw | q_lv_mvar | pl_mw | ql_mvar | i_hv_ka | i_lv_ka | vm_hv_pu | va_hv_degree | vm_lv_pu | va_lv_degree | loading_percent
0 | 2.5187e-16 | 8.8016e-16 | 0.00079998 | 7.4552e-08 | 0.00079998 | 7.4552e-08 | 2.6429e-17 | 0.0011547 | 0.99998 | 149.9947 | 1 | 0 | 0.31999

## res_ext_grid
| p_mw | q_mvar
0 | 0.23806 | 0.059918

## res_load
| p_mw | q_mvar
0 | 0.0010372 | 0.00025994
1 | 0.0031971 | 0.00080127
2 | 0.0028784 | 0.0007214
3 | 0.0051294 | 0.0012855
4 | 0.011266 | 0.0028236
5 | 0.0075027 | 0.0018804
6 | 0.0010117 | 0.00025355
7 | 0.0011205 | 0.00028081
8 | 0.0017057 | 0.00042749
9 | 0.0010502 | 0.00026321
10 | 0.0014992 | 0.00037573
11 | 0.0035302 | 0.00088474
12 | 0.00096788 | 0.00024257
13 | 0.0054688 | 0.0013706
14 | 0.0025537 | 0.00064001
15 | 0.00297 | 0.00074436
16 | 0.0040978 | 0.001027
17 | 0.0023929 | 0.00059972
18 | 0.00048623 | 0.00012186
19 | 0.00087564 | 0.00021946
20 | 0.0022509 | 0.00056412
21 | 0.0029215 | 0.0007322
22 | 0.001793 | 0.00044937
23 | 0.0038718 | 0.00097036
24 | 0.00018819 | 4.7165e-05
25 | 0.00030755 | 7.7079e-05
26 | 0.00020192 | 5.0606e-05
27 | 0.00022951 | 5.7521e-05
28 | 0.00035652 | 8.9352e-05
29 | 0.004138 | 0.0010371
30 | 0.00073404 | 0.00018397
31 | 0.001168 | 0.00029272
32 | 0.00132 | 0.00033083
33 | 0.0075478 | 0.0018917
34 | 0.002688 | 0.00067367
35 | 0.00094215 | 0.00023613
36 | 0.0047231 | 0.0011837
37 | 0.0020619 | 0.00051676
38 | 0.0027831 | 0.0006975
39 | 0.0011735 | 0.00029412
40 | 0.00051804 | 0.00012983
41 | 0.0010128 | 0.00025382
42 | 0.0013371 | 0.0003351
43 | 0.0011222 | 0.00028126
44 | 0.0013171 | 0.00033009
45 | 0.00092049 | 0.0002307
46 | 0.00095753 | 0.00023998
47 | 0.00024657 | 6.1797e-05
48 | 0.00030247 | 7.5806e-05
49 | 0.0032126 | 0.00080516
50 | 0.0034581 | 0.00086667
51 | 0.0033228 | 0.00083277
52 | 0.001479 | 0.00037067
53 | 0.00079554 | 0.00019938
54 | 0.0018995 | 0.00047606
55 | 0.0026623 | 0.00066723
56 | 0.0025566 | 0.00064075
57 | 0.0017809 | 0.00044634
58 | 0.0028964 | 0.00072591
59 | 0.011022 | 0.0027623
60 | 0.0013429 | 0.00033657
61 | 0.0012693 | 0.00031811
62 | 0.0034335 | 0.00086051
63 | 0.0016741 | 0.00041958
64 | 0.00048298 | 0.00012105
65 | 0.0013142 | 0.00032937
66 | 0.00031162 | 7.81e-05
67 | 0.00078592 | 0.00019697
68 | 0.0038979 | 0.00097692
69 | 0.011645 | 0.0029186
70 | 0.0086967 | 0.0021796
71 | 0.022514 | 0.0056426
72 | 0.0038023 | 0.00095294
73 | 0.0015604 | 0.00039108
74 | 0.0022614 | 0.00056677
75 | 0.00096651 | 0.00024223
76 | 0.0015312 | 0.00038375
77 | 0.0003458 | 8.6666e-05
78 | 0.00061242 | 0.00015349
79 | 0.0017096 | 0.00042848
80 | 0.0040635 | 0.0010184
81 | 0.00261 | 0.00065413
82 | 0.0014799 | 0.0003709
83 | 0.0013338 | 0.00033428
84 | 0.0011812 | 0.00029603
85 | 0.0028708 | 0.00071949
86 | 0.0012603 | 0.00031586
87 | 0.001525 | 0.00038221
88 | 0.0016033 | 0.00040183
89 | 0.00060624 | 0.00015194

## dtypes
| element | column | dtype
0 | bus | name | object
1 | bus | vn_kv | float64
2 | bus | type | object
3 | bus | zone | object
4 | bus | in_service | bool
5 | load | name | object
6 | load | bus | uint32
7 | load | p_mw | float64
8 | load | q_mvar | float64
9 | load | const_z_percent | float64
10 | load | const_i_percent | float64
11 | load | sn_mva | float64
12 | load | scaling | float64
13 | load | in_service | bool
14 | load | type | object
15 | ext_grid | name | object
16 | ext_grid | bus | uint32
17 | ext_grid | vm_pu | float64
18 | ext_grid | va_degree | float64
19 | ext_grid | slack_weight | float64
20 | ext_grid | in_service | bool
21 | line | name | object
22 | line | std_type | object
23 | line | from_bus | uint32
24 | line | to_bus | uint32
25 | line | length_km | float64
26 | line | r_ohm_per_km | float64
27 | line | x_ohm_per_km | float64
28 | line | c_nf_per_km | float64
29 | line | g_us_per_km | float64
30 | line | max_i_ka | float64
31 | line | df | float64
32 | line | parallel | uint32
33 | line | type | object
34 | line | in_service | bool
35 | trafo | name | object
36 | trafo | std_type | object
37 | trafo | hv_bus | uint32
38 | trafo | lv_bus | uint32
39 | trafo | sn_mva | float64
40 | trafo | vn_hv_kv | float64
41 | trafo | vn_lv_kv | float64
42 | trafo | vk_percent | float64
43 | trafo | vkr_percent | float64
44 | trafo | pfe_kw | float64
45 | trafo | i0_percent | float64
46 | trafo | shift_degree | float64
47 | trafo | tap_side | object
48 | trafo | tap_neutral | int32
49 | trafo | tap_min | int32
50 | trafo | tap_max | int32
51 | trafo | tap_step_percent | float64
52 | trafo | tap_step_degree | float64
53 | trafo | tap_pos | int32
54 | trafo | tap_phase_shifter | bool
55 | trafo | parallel | uint32
56 | trafo | df | float64
57 | trafo | in_service | bool
58 | line_geodata | coords | object
59 | bus_geodata | x | float64
60 | bus_geodata | y | float64
61 | bus_geodata | coords | object
62 | res_bus | vm_pu | float64
63 | res_bus | va_degree | float64
64 | res_bus | p_mw | float64
65 | res_bus | q_mvar | float64
66 | res_line | p_from_mw | float64
67 | res_line | q_from_mvar | float64
68 | res_line | p_to_mw | float64
69 | res_line | q_to_mvar | float64
70 | res_line | pl_mw | float64
71 | res_line | ql_mvar | float64
72 | res_line | i_from_ka | float64
73 | res_line | i_to_ka | float64
74 | res_line | i_ka | float64
75 | res_line | vm_from_pu | float64
76 | res_line | va_from_degree | float64
77 | res_line | vm_to_pu | float64
78 | res_line | va_to_degree | float64
79 | res_line | loading_percent | float64
80 | res_trafo | p_hv_mw | float64
81 | res_trafo | q_hv_mvar | float64
82 | res_trafo | p_lv_mw | float64
83 | res_trafo | q_lv_mvar | float64
84 | res_trafo | pl_mw | float64
85 | res_trafo | ql_mvar | float64
86 | res_trafo | i_hv_ka | float64
87 | res_trafo | i_lv_ka | float64
88 | res_trafo | vm_hv_pu | float64
89 | res_trafo | va_hv_degree | float64
90 | res_trafo | vm_lv_pu | float64
91 | res_trafo | va_lv_degree | float64
92 | res_trafo | loading_percent | float64
93 | res_ext_grid | p_mw | float64
94 | res_ext_grid | q_mvar | float64
95 | res_load | p_mw | float64
96 | res_load | q_mvar | float64

## parameters
| version | format_version | converged | OPF_converged | name | f_hz | sn_mva
0 | 2.14.6 | 2.14.0 | TRUE | FALSE |  | 50 | 1