## bus
| name | vn_kv | type | zone | in_service
0 | bus_LV_2428-1_0_4_node_0 | 0.4 | n |  | TRUE
1 | bus_LV_2428-1_0_4_node_1 | 0.4 | n |  | TRUE
2 | bus_LV_2428-1_0_4_node_2 | 0.4 | n |  | TRUE
3 | bus_LV_2428-1_0_4_node_94 | 0.4 | n |  | TRUE
4 | bus_LV_2428-1_0_4_node_3 | 0.4 | n |  | TRUE
5 | bus_LV_2428-1_0_4_node_4 | 0.4 | n |  | TRUE
6 | bus_LV_2428-1_0_4_node_95 | 0.4 | n |  | TRUE
7 | bus_LV_2428-1_0_4_node_55 | 0.4 | n |  | TRUE
8 | bus_LV_2428-1_0_4_node_119 | 0.4 | n |  | TRUE
9 | bus_LV_2428-1_0_4_node_76 | 0.4 | n |  | TRUE
10 | bus_LV_2428-1_0_4_node_129 | 0.4 | n |  | TRUE
11 | bus_LV_2428-1_0_4_node_77 | 0.4 | n |  | TRUE
12 | bus_LV_2428-1_0_4_node_5 | 0.4 | n |  | TRUE
13 | bus_LV_2428-1_0_4_node_6 | 0.4 | n |  | TRUE
14 | bus_LV_2428-1_0_4_node_7 | 0.4 | n |  | TRUE
15 | bus_LV_2428-1_0_4_node_8 | 0.4 | n |  | TRUE
16 | bus_LV_2428-1_0_4_node_19 | 0.4 | n |  | TRUE
17 | bus_LV_2428-1_0_4_node_46 | 0.4 | n |  | TRUE
18 | bus_LV_2428-1_0_4_node_20 | 0.4 | n |  | TRUE
19 | bus_LV_2428-1_0_4_node_26 | 0.4 | n |  | TRUE
20 | bus_LV_2428-1_0_4_node_9 | 0.4 | n |  | TRUE
21 | bus_LV_2428-1_0_4_node_10 | 0.4 | n |  | TRUE
22 | bus_LV_2428-1_0_4_node_12 | 0.4 | n |  | TRUE
23 | bus_LV_2428-1_0_4_node_63 | 0.4 | n |  | TRUE
24 | bus_LV_2428-1_0_4_node_83 | 0.4 | n |  | TRUE
25 | bus_LV_2428-1_0_4_node_84 | 0.4 | n |  | TRUE
26 | bus_LV_2428-1_0_4_node_62 | 0.4 | n |  | TRUE
27 | bus_LV_2428-1_0_4_node_32 | 0.4 | n |  | TRUE
28 | bus_LV_2428-1_0_4_node_33 | 0.4 | n |  | TRUE
29 | bus_LV_2428-1_0_4_node_14 | 0.4 | n |  | TRUE
30 | bus_LV_2428-1_0_4_node_15 | 0.4 | n |  | TRUE
31 | bus_LV_2428-1_0_4_node_16 | 0.4 | n |  | TRUE
32 | bus_LV_2428-1_0_4_node_17 | 0.4 | n |  | TRUE
33 | bus_LV_2428-1_0_4_node_18 | 0.4 | n |  | TRUE
34 | bus_LV_2428-1_0_4_node_104 | 0.4 | n |  | TRUE
35 | bus_LV_2428-1_0_4_node_110 | 0.4 | n |  | TRUE
36 | bus_LV_2428-1_0_4_node_103 | 0.4 | n |  | TRUE
37 | bus_LV_2428-1_0_4_node_100 | 0.4 | n |  | TRUE
38 | bus_LV_2428-1_0_4_node_67 | 0.4 | n |  | TRUE
39 | bus_LV_2428-1_0_4_node_111 | 0.4 | n |  | TRUE
40 | bus_LV_2428-1_0_4_node_87 | 0.4 | n |  | TRUE
41 | bus_LV_2428-1_0_4_node_21 | 0.4 | n |  | TRUE
42 | bus_LV_2428-1_0_4_node_22 | 0.4 | n |  | TRUE
43 | bus_LV_2428-1_0_4_node_75 | 0.4 | n |  | TRUE
44 | bus_LV_2428-1_0_4_node_82 | 0.4 | n |  | TRUE
45 | bus_LV_2428-1_0_4_node_74 | 0.4 | n |  | TRUE
46 | bus_LV_2428-1_0_4_node_81 | 0.4 | n |  | TRUE
47 | bus_LV_2428-1_0_4_node_23 | 0.4 | n |  | TRUE
48 | bus_LV_2428-1_0_4_node_24 | 0.4 | n |  | TRUE
49 | bus_LV_2428-1_0_4_node_27 | 0.4 | n |  | TRUE
50 | bus_LV_2428-1_0_4_node_28 | 0.4 | n |  | TRUE
51 | bus_LV_2428-1_0_4_node_29 | 0.4 | n |  | TRUE
52 | bus_LV_2428-1_0_4_node_30 | 0.4 | n |  | TRUE
53 | bus_LV_2428-1_0_4_node_31 | 0.4 | n |  | TRUE
54 | bus_LV_2428-1_0_4_node_52 | 0.4 | n |  | TRUE
55 | bus_LV_2428-1_0_4_node_105 | 0.4 | n |  | TRUE
56 | bus_LV_2428-1_0_4_node_53 | 0.4 | n |  | TRUE
57 | bus_LV_2428-1_0_4_node_85 | 0.4 | n |  | TRUE
58 | bus_LV_2428-1_0_4_node_34 | 0.4 | n |  | TRUE
59 | bus_LV_2428-1_0_4_node_92 | 0.4 | n |  | TRUE
60 | bus_LV_2428-1_0_4_node_91 | 0.4 | n |  | TRUE
61 | bus_LV_2428-1_0_4_node_102 | 0.4 | n |  | TRUE
62 | bus_LV_2428-1_0_4_node_66 | 0.4 | n |  | TRUE
63 | bus_LV_2428-1_0_4_node_114 | 0.4 | n |  | TRUE
64 | bus_LV_2428-1_0_4_node_36 | 0.4 | n |  | TRUE
65 | bus_LV_2428-1_0_4_node_37 | 0.4 | n |  | TRUE
66 | bus_LV_2428-1_0_4_node_38 | 0.4 | n |  | TRUE
67 | bus_LV_2428-1_0_4_node_39 | 0.4 | n |  | TRUE
68 | bus_LV_2428-1_0_4_node_78 | 0.4 | n |  | TRUE
69 | bus_LV_2428-1_0_4_node_79 | 0.4 | n |  | TRUE
70 | bus_LV_2428-1_0_4_node_40 | 0.4 | n |  | TRUE
71 | bus_LV_2428-1_0_4_node_41 | 0.4 | n |  | TRUE
72 | bus_LV_2428-1_0_4_node_42 | 0.4 | n |  | TRUE
73 | bus_LV_2428-1_0_4_node_43 | 0.4 | n |  | TRUE
74 | bus_LV_2428-1_0_4_node_45 | 0.4 | n |  | TRUE
75 | bus_LV_2428-1_0_4_node_112 | 0.4 | n |  | TRUE
76 | bus_LV_2428-1_0_4_node_89 | 0.4 | n |  | TRUE
77 | bus_LV_2428-1_0_4_node_90 | 0.4 | n |  | TRUE
78 | bus_LV_2428-1_0_4_node_72 | 0.4 | n |  | TRUE
79 | bus_LV_2428-1_0_4_node_113 | 0.4 | n |  | TRUE
80 | bus_LV_2428-1_0_4_node_69 | 0.4 | n |  | TRUE
81 | bus_LV_2428-1_0_4_node_47 | 0.4 | n |  | TRUE
82 | bus_LV_2428-1_0_4_node_48 | 0.4 | n |  | TRUE
83 | bus_LV_2428-1_0_4_node_49 | 0.4 | n |  | TRUE
84 | bus_LV_2428-1_0_4_node_50 | 0.4 | n |  | TRUE
85 | bus_LV_2428-1_0_4_node_51 | 0.4 | n |  | TRUE
86 | bus_LV_2428-1_0_4_node_70 | 0.4 | n |  | TRUE
87 | bus_LV_2428-1_0_4_node_88 | 0.4 | n |  | TRUE
88 | bus_LV_2428-1_0_4_node_71 | 0.4 | n |  | TRUE
89 | bus_LV_2428-1_0_4_node_86 | 0.4 | n |  | TRUE
90 | bus_LV_2428-1_0_4_node_54 | 0.4 | n |  | TRUE
91 | bus_LV_2428-1_0_4_node_80 | 0.4 | n |  | TRUE
92 | bus_LV_2428-1_0_4_node_115 | 0.4 | n |  | TRUE
93 | bus_LV_2428-1_0_4_node_116 | 0.4 | n |  | TRUE
94 | bus_LV_2428-1_0_4_node_117 | 0.4 | n |  | TRUE
95 | bus_LV_2428-1_0_4_node_133 | 0.4 | n |  | TRUE
96 | bus_LV_2428-1_0_4_node_126 | 0.4 | n |  | TRUE
97 | bus_LV_2428-1_0_4_node_128 | 0.4 | n |  | TRUE
98 | bus_LV_2428-1_0_4_node_130 | 0.4 | n |  | TRUE
99 | bus_LV_2428-1_0_4_node_134 | 0.4 | n |  | TRUE
100 | bus_LV_2428-1_0_4_node_56 | 0.4 | n |  | TRUE
101 | bus_LV_2428-1_0_4_node_57 | 0.4 | n |  | TRUE
102 | bus_LV_2428-1_0_4_node_58 | 0.4 | n |  | TRUE
103 | bus_LV_2428-1_0_4_node_59 | 0.4 | n |  | TRUE
104 | bus_LV_2428-1_0_4_node_60 | 0.4 | n |  | TRUE
105 | bus_LV_2428-1_0_4_node_61 | 0.4 | n |  | TRUE
106 | bus_LV_2428-1_0_4_node_101 | 0.4 | n |  | TRUE
107 | bus_LV_2428-1_0_4_node_98 | 0.4 | n |  | TRUE
108 | bus_LV_2428-1_0_4_node_68 | 0.4 | n |  | TRUE
109 | bus_LV_2428-1_0_4_node_73 | 0.4 | n |  | TRUE
110 | bus_LV_2428-1_0_4_node_97 | 0.4 | n |  | TRUE
111 | bus_LV_2428-1_0_4_node_64 | 0.4 | n |  | TRUE
112 | bus_LV_2428-1_0_4_node_65 | 0.4 | n |  | TRUE
113 | bus_LV_2428-1_0_4_node_93 | 0.4 | n |  | TRUE
114 | bus_LV_2428-1_0_4_node_109 | 0.4 | n |  | TRUE
115 | bus_LV_2428-1_0_4_node_99 | 0.4 | n |  | TRUE
116 | bus_LV_2428-1_0_4_node_108 | 0.4 | n |  | TRUE
117 | bus_LV_2428-1_0_4_node_106 | 0.4 | n |  | TRUE
118 | bus_LV_2428-1_0_4_node_107 | 0.4 | n |  | TRUE
119 | bus_LV_2428-1_0_4_node_135 | 0.4 | n |  | TRUE
120 | bus_LV_2428-1_0_4_node_121 | 0.4 | n |  | TRUE
121 | bus_LV_2428-1_0_4_node_122 | 0.4 | n |  | TRUE
122 | bus_LV_2428-1_0_4_node_123 | 0.4 | n |  | TRUE
123 | bus_LV_2428-1_0_4_node_124 | 0.4 | n |  | TRUE
124 | bus_LV_2428-1_0_4_node_125 | 0.4 | n |  | TRUE
125 | bus_LV_2428-1_0_4_node_132 | 0.4 | n |  | TRUE
126 | bus_LV_2428-1_0_4_node_136 | 0.4 | n |  | TRUE
127 | bus_MV_333_0_node_139 | 20 | n |  | TRUE

## load
| name | bus | p_mw | q_mvar | const_z_percent | const_i_percent | sn_mva | scaling | in_service | type
0 | LV_2428-1_0_4_load_0 | 0 | 0.00017783 | 4.4569e-05 | 0 | 0 |  | 1 | TRUE | wye
1 | LV_2428-1_0_4_load_1 | 1 | 0.00029035 | 7.2769e-05 | 0 | 0 |  | 1 | TRUE | wye
2 | LV_2428-1_0_4_load_2 | 2 | 0.00017742 | 4.4466e-05 | 0 | 0 |  | 1 | TRUE | wye
3 | LV_2428-1_0_4_load_94 | 3 | 0.00051093 | 0.00012805 | 0 | 0 |  | 1 | TRUE | wye
4 | LV_2428-1_0_4_load_3 | 4 | 0.00028659 | 7.1826e-05 | 0 | 0 |  | 1 | TRUE | wye
5 | LV_2428-1_0_4_load_4 | 5 | 0.00042793 | 0.00010725 | 0 | 0 |  | 1 | TRUE | wye
6 | LV_2428-1_0_4_load_95 | 6 | 0.0016968 | 0.00042527 | 0 | 0 |  | 1 | TRUE | wye
7 | LV_2428-1_0_4_load_55 | 7 | 0.00046126 | 0.0001156 | 0 | 0 |  | 1 | TRUE | wye
8 | LV_2428-1_0_4_load_119 | 8 | 0.00042072 | 0.00010544 | 0 | 0 |  | 1 | TRUE | wye
9 | LV_2428-1_0_4_load_76 | 9 | 0.00051167 | 0.00012824 | 0 | 0 |  | 1 | TRUE | wye
10 | LV_2428-1_0_4_load_129 | 10 | 0.00020438 | 5.1221e-05 | 0 | 0 |  | 1 | TRUE | wye
11 | LV_2428-1_0_4_load_77 | 11 | 0.0031049 | 0.00077817 | 0 | 0 |  | 1 | TRUE | wye
12 | LV_2428-1_0_4_load_5 | 12 | 0.0021156 | 0.00053021 | 0 | 0 |  | 1 | TRUE | wye
13 | LV_2428-1_0_4_load_7 | 14 | 0.0013391 | 0.00033562 | 0 | 0 |  | 1 | TRUE | wye
14 | LV_2428-1_0_4_load_8 | 15 | 0.0026154 | 0.00065547 | 0 | 0 |  | 1 | TRUE | wye
15 | LV_2428-1_0_4_load_19 | 16 | 0.0012063 | 0.00030231 | 0 | 0 |  | 1 | TRUE | wye
16 | LV_2428-1_0_4_load_46 | 17 | 0.0027562 | 0.00069076 | 0 | 0 |  | 1 | TRUE | wye
17 | LV_2428-1_0_4_load_26 | 19 | 0.0017173 | 0.0004304 | 0 | 0 |  | 1 | TRUE | wye
18 | LV_2428-1_0_4_load_9 | 20 | 0.0017268 | 0.00043278 | 0 | 0 |  | 1 | TRUE | wye
19 | LV_2428-1_0_4_load_12 | 22 | 0.0021505 | 0.00053897 | 0 | 0 |  | 1 | TRUE | wye
20 | LV_2428-1_0_4_load_63 | 23 | 0.0023227 | 0.00058212 | 0 | 0 |  | 1 | TRUE | wye
21 | LV_2428-1_0_4_load_83 | 24 | 0.0023362 | 0.00058551 | 0 | 0 |  | 1 | TRUE | wye
22 | LV_2428-1_0_4_load_84 | 25 | 0.0023397 | 0.00058638 | 0 | 0 |  | 1 | TRUE | wye
23 | LV_2428-1_0_4_load_62 | 26 | 0.0014306 | 0.00035854 | 0 | 0 |  | 1 | TRUE | wye
24 | LV_2428-1_0_4_load_32 | 27 | 0.0010696 | 0.00026808 | 0 | 0 |  | 1 | TRUE | wye
25 | LV_2428-1_0_4_load_33 | 28 | 0.0013364 | 0.00033492 | 0 | 0 |  | 1 | TRUE | wye
26 | LV_2428-1_0_4_load_14 | 29 | 0.0042765 | 0.0010718 | 0 | 0 |  | 1 | TRUE | wye
27 | LV_2428-1_0_4_load_15 | 30 | 0.0037607 | 0.00094252 | 0 | 0 |  | 1 | TRUE | wye
28 | LV_2428-1_0_4_load_16 | 31 | 0.0020653 | 0.0005176 | 0 | 0 |  | 1 | TRUE | wye
29 | LV_2428-1_0_4_load_18 | 33 | 0.0015809 | 0.00039622 | 0 | 0 |  | 1 | TRUE | wye
30 | LV_2428-1_0_4_load_110 | 35 | 0.01794 | 0.0044961 | 0 | 0 |  | 1 | TRUE | wye
31 | LV_2428-1_0_4_load_103 | 36 | 0.0037867 | 0.00094903 | 0 | 0 |  | 1 | TRUE | wye
32 | LV_2428-1_0_4_load_100 | 37 | 0.0046201 | 0.0011579 | 0 | 0 |  | 1 | TRUE | wye
33 | LV_2428-1_0_4_load_67 | 38 | 0.0012234 | 0.00030661 | 0 | 0 |  | 1 | TRUE | wye
34 | LV_2428-1_0_4_load_87 | 40 | 0.0010497 | 0.00026309 | 0 | 0 |  | 1 | TRUE | wye
35 | LV_2428-1_0_4_load_21 | 41 | 0.0021774 | 0.0005457 | 0 | 0 |  | 1 | TRUE | wye
36 | LV_2428-1_0_4_load_22 | 42 | 0.0012077 | 0.00030268 | 0 | 0 |  | 1 | TRUE | wye
37 | LV_2428-1_0_4_load_75 | 43 | 0.001582 | 0.00039648 | 0 | 0 |  | 1 | TRUE | wye
38 | LV_2428-1_0_4_load_82 | 44 | 0.0014978 | 0.00037538 | 0 | 0 |  | 1 | TRUE | wye
39 | LV_2428-1_0_4_load_74 | 45 | 0.0011914 | 0.00029859 | 0 | 0 |  | 1 | TRUE | wye
40 | LV_2428-1_0_4_load_81 | 46 | 0.0027609 | 0.00069194 | 0 | 0 |  | 1 | TRUE | wye
41 | LV_2428-1_0_4_load_23 | 47 | 0.0021795 | 0.00054624 | 0 | 0 |  | 1 | TRUE | wye
42 | LV_2428-1_0_4_load_24 | 48 | 0.0029386 | 0.00073647 | 0 | 0 |  | 1 | TRUE | wye
43 | LV_2428-1_0_4_load_27 | 49 | 0.00091874 | 0.00023026 | 0 | 0 |  | 1 | TRUE | wye
44 | LV_2428-1_0_4_load_29 | 51 | 0.0015514 | 0.00038881 | 0 | 0 |  | 1 | TRUE | wye
45 | LV_2428-1_0_4_load_30 | 52 | 0.0057118 | 0.0014315 | 0 | 0 |  | 1 | TRUE | wye
46 | LV_2428-1_0_4_load_31 | 53 | 0.001383 | 0.0003466 | 0 | 0 |  | 1 | TRUE | wye
47 | LV_2428-1_0_4_load_52 | 54 | 0.00077128 | 0.0001933 | 0 | 0 |  | 1 | TRUE | wye
48 | LV_2428-1_0_4_load_105 | 55 | 0.0012857 | 0.00032222 | 0 | 0 |  | 1 | TRUE | wye
49 | LV_2428-1_0_4_load_53 | 56 | 0.0018234 | 0.00045699 | 0 | 0 |  | 1 | TRUE | wye
50 | LV_2428-1_0_4_load_92 | 59 | 0.0026922 | 0.00067472 | 0 | 0 |  | 1 | TRUE | wye
51 | LV_2428-1_0_4_load_91 | 60 | 0.0025355 | 0.00063546 | 0 | 0 |  | 1 | TRUE | wye
52 | LV_2428-1_0_4_load_102 | 61 | 0.0011257 | 0.00028213 | 0 | 0 |  | 1 | TRUE | wye
53 | LV_2428-1_0_4_load_66 | 62 | 0.003266 | 0.00081854 | 0 | 0 |  | 1 | TRUE | wye
54 | LV_2428-1_0_4_load_114 | 63 | 0.0019968 | 0.00050043 | 0 | 0 |  | 1 | TRUE | wye
55 | LV_2428-1_0_4_load_36 | 64 | 0.00028114 | 7.0461e-05 | 0 | 0 |  | 1 | TRUE | wye
56 | LV_2428-1_0_4_load_37 | 65 | 0.00051828 | 0.00012989 | 0 | 0 |  | 1 | TRUE | wye
57 | LV_2428-1_0_4_load_38 | 66 | 0.00028741 | 7.2033e-05 | 0 | 0 |  | 1 | TRUE | wye
58 | LV_2428-1_0_4_load_39 | 67 | 0.002874 | 0.00072029 | 0 | 0 |  | 1 | TRUE | wye
59 | LV_2428-1_0_4_load_78 | 68 | 0.0024035 | 0.00060236 | 0 | 0 |  | 1 | TRUE | wye
60 | LV_2428-1_0_4_load_40 | 70 | 0.0013835 | 0.00034674 | 0 | 0 |  | 1 | TRUE | wye
61 | LV_2428-1_0_4_load_41 | 71 | 0.0022527 | 0.00056458 | 0 | 0 |  | 1 | TRUE | wye
62 | LV_2428-1_0_4_load_43 | 73 | 0.0037497 | 0.00093976 | 0 | 0 |  | 1 | TRUE | wye
63 | LV_2428-1_0_4_load_112 | 75 | 0.017191 | 0.0043084 | 0 | 0 |  | 1 | TRUE | wye
64 | LV_2428-1_0_4_load_89 | 76 | 0.0014942 | 0.00037448 | 0 | 0 |  | 1 | TRUE | wye
65 | LV_2428-1_0_4_load_72 | 78 | 0.0031441 | 0.00078799 | 0 | 0 |  | 1 | TRUE | wye
66 | LV_2428-1_0_4_load_113 | 79 | 0.0018353 | 0.00045996 | 0 | 0 |  | 1 | TRUE | wye
67 | LV_2428-1_0_4_load_69 | 80 | 0.0036826 | 0.00092295 | 0 | 0 |  | 1 | TRUE | wye
68 | LV_2428-1_0_4_load_47 | 81 | 0.00092137 | 0.00023092 | 0 | 0 |  | 1 | TRUE | wye
69 | LV_2428-1_0_4_load_48 | 82 | 0.00062021 | 0.00015544 | 0 | 0 |  | 1 | TRUE | wye
70 | LV_2428-1_0_4_load_49 | 83 | 0.0013873 | 0.0003477 | 0 | 0 |  | 1 | TRUE | wye
71 | LV_2428-1_0_4_load_50 | 84 | 0.0005132 | 0.00012862 | 0 | 0 |  | 1 | TRUE | wye
72 | LV_2428-1_0_4_load_51 | 85 | 0.00087055 | 0.00021818 | 0 | 0 |  | 1 | TRUE | wye
73 | LV_2428-1_0_4_load_70 | 86 | 0.0020266 | 0.00050791 | 0 | 0 |  | 1 | TRUE | wye
74 | LV_2428-1_0_4_load_88 | 87 | 0.0011381 | 0.00028525 | 0 | 0 |  | 1 | TRUE | wye
75 | LV_2428-1_0_4_load_71 | 88 | 0.0019729 | 0.00049445 | 0 | 0 |  | 1 | TRUE | wye
76 | LV_2428-1_0_4_load_86 | 89 | 0.0011029 | 0.0002764 | 0 | 0 |  | 1 | TRUE | wye
77 | LV_2428-1_0_4_load_54 | 90 | 0.0043634 | 0.0010936 | 0 | 0 |  | 1 | TRUE | wye
78 | LV_2428-1_0_4_load_115 | 92 | 0.00031228 | 7.8266e-05 | 0 | 0 |  | 1 | TRUE | wye
79 | LV_2428-1_0_4_load_116 | 93 | 3.4629e-05 | 8.6788e-06 | 0 | 0 |  | 1 | TRUE | wye
80 | LV_2428-1_0_4_load_117 | 94 | 3.7414e-05 | 9.3769e-06 | 0 | 0 |  | 1 | TRUE | wye
81 | LV_2428-1_0_4_load_126 | 96 | 0.0038879 | 0.0009744 | 0 | 0 |  | 1 | TRUE | wye
82 | LV_2428-1_0_4_load_130 | 98 | 0.00086797 | 0.00021753 | 0 | 0 |  | 1 | TRUE | wye
83 | LV_2428-1_0_4_load_134 | 99 | 0.00079856 | 0.00020014 | 0 | 0 |  | 1 | TRUE | wye
84 | LV_2428-1_0_4_load_56 | 100 | 0.016301 | 0.0040854 | 0 | 0 |  | 1 | TRUE | wye
85 | LV_2428-1_0_4_load_57 | 101 | 0.0040007 | 0.0010027 | 0 | 0 |  | 1 | TRUE | wye
86 | LV_2428-1_0_4_load_60 | 104 | 0.0026202 | 0.00065669 | 0 | 0 |  | 1 | TRUE | wye
87 | LV_2428-1_0_4_load_61 | 105 | 0.0034795 | 0.00087204 | 0 | 0 |  | 1 | TRUE | wye
88 | LV_2428-1_0_4_load_101 | 106 | 0.0045109 | 0.0011305 | 0 | 0 |  | 1 | TRUE | wye
89 | LV_2428-1_0_4_load_98 | 107 | 0.00093286 | 0.0002338 | 0 | 0 |  | 1 | TRUE | wye
90 | LV_2428-1_0_4_load_68 | 108 | 0.0024301 | 0.00060904 | 0 | 0 |  | 1 | TRUE | wye
91 | LV_2428-1_0_4_load_73 | 109 | 0.0011887 | 0.00029791 | 0 | 0 |  | 1 | TRUE | wye
92 | LV_2428-1_0_4_load_97 | 110 | 0.0017351 | 0.00043485 | 0 | 0 |  | 1 | TRUE | wye
93 | LV_2428-1_0_4_load_64 | 111 | 0.0014299 | 0.00035837 | 0 | 0 |  | 1 | TRUE | wye
94 | LV_2428-1_0_4_load_65 | 112 | 0.0014391 | 0.00036067 | 0 | 0 |  | 1 | TRUE | wye
95 | LV_2428-1_0_4_load_93 | 113 | 0.00063945 | 0.00016026 | 0 | 0 |  | 1 | TRUE | wye
96 | LV_2428-1_0_4_load_109 | 114 | 0.0012107 | 0.00030343 | 0 | 0 |  | 1 | TRUE | wye
97 | LV_2428-1_0_4_load_99 | 115 | 0.0011399 | 0.00028569 | 0 | 0 |  | 1 | TRUE | wye
98 | LV_2428-1_0_4_load_106 | 117 | 0.0012668 | 0.0003175 | 0 | 0 |  | 1 | TRUE | wye
99 | LV_2428-1_0_4_load_107 | 118 | 0.0027383 | 0.00068627 | 0 | 0 |  | 1 | TRUE | wye
100 | LV_2428-1_0_4_load_121 | 120 | 0.0014034 | 0.00035173 | 0 | 0 |  | 1 | TRUE | wye
101 | LV_2428-1_0_4_load_123 | 122 | 0.00068786 | 0.00017239 | 0 | 0 |  | 1 | TRUE | wye
102 | LV_2428-1_0_4_load_124 | 123 | 0.00065124 | 0.00016322 | 0 | 0 |  | 1 | TRUE | wye
103 | LV_2428-1_0_4_load_132 | 125 | 0.0003899 | 9.7717e-05 | 0 | 0 |  | 1 | TRUE | wye
104 | LV_2428-1_0_4_load_136 | 126 | 0.0001577 | 3.9524e-05 | 0 | 0 |  | 1 | TRUE | wye

## ext_grid
| name | bus | vm_pu | va_degree | slack_weight | in_service
0 |  | 55 | 1 | 0 | 1 | TRUE

## line
| name | std_type | from_bus | to_bus | length_km | r_ohm_per_km | x_ohm_per_km | c_nf_per_km | g_us_per_km | max_i_ka | df | parallel | type | in_service
0 | LV_2428-1_0_4_line_0 | NAYY 4x150 SE | 0 | 1 | 0.033411 | 0.208 | 0.08 | 261 | 0 | 0.27 | 1 | 1 | cs | TRUE
1 | LV_2428-1_0_4_line_1 | NAYY 4x150 SE | 0 | 2 | 0.0246 | 0.208 | 0.08 | 261 | 0 | 0.27 | 1 | 1 | cs | TRUE
2 | LV_2428-1_0_4_line_2 | NAYY 4x150 SE | 0 | 3 | 0.06844 | 0.208 | 0.08 | 261 | 0 | 0.27 | 1 | 1 | cs | TRUE
3 | LV_2428-1_0_4_line_3 | NAYY 4x150 SE | 1 | 4 | 0.0048047 | 0.208 | 0.08 | 261 | 0 | 0.27 | 1 | 1 | cs | TRUE
4 | LV_2428-1_0_4_line_4 | NAYY 4x150 SE | 2 | 5 | 0.013887 | 0.208 | 0.08 | 261 | 0 | 0.27 | 1 | 1 | cs | TRUE
5 | LV_2428-1_0_4_line_5 | NAYY 4x150 SE | 3 | 6 | 0.032349 | 0.208 | 0.08 | 261 | 0 | 0.27 | 1 | 1 | cs | TRUE
6 | LV_2428-1_0_4_line_6 | NAYY 4x150 SE | 4 | 7 | 0.024798 | 0.208 | 0.08 | 261 | 0 | 0.27 | 1 | 1 | cs | TRUE
7 | LV_2428-1_0_4_line_7 | NAYY 4x150 SE | 5 | 9 | 0.027218 | 0.208 | 0.08 | 261 | 0 | 0.27 | 1 | 1 | cs | TRUE
8 | LV_2428-1_0_4_line_8 | NAYY 4x150 SE | 6 | 8 | 0.024793 | 0.208 | 0.08 | 261 | 0 | 0.27 | 1 | 1 | cs | TRUE
9 | LV_2428-1_0_4_line_9 | NAYY 4x150 SE | 7 | 10 | 0.34705 | 0.208 | 0.08 | 261 | 0 | 0.27 | 1 | 1 | cs | TRUE
10 | LV_2428-1_0_4_line_10 | NAYY 4x150 SE | 9 | 11 | 0.075485 | 0.208 | 0.08 | 261 | 0 | 0.27 | 1 | 1 | cs | TRUE
11 | LV_2428-1_0_4_line_11 | NAYY 4x150 SE | 10 | 98 | 0.017365 | 0.208 | 0.08 | 261 | 0 | 0.27 | 1 | 1 | cs | TRUE
12 | LV_2428-1_0_4_line_12 | NAYY 4x150 SE | 10 | 97 | 0.061912 | 0.208 | 0.08 | 261 | 0 | 0.27 | 1 | 1 | cs | TRUE
13 | LV_2428-1_0_4_line_13 | NAYY 4x150 SE | 11 | 69 | 0.019694 | 0.208 | 0.08 | 261 | 0 | 0.27 | 1 | 1 | cs | TRUE
14 | LV_2428-1_0_4_line_14 | NAYY 4x150 SE | 12 | 13 | 0.0036075 | 0.208 | 0.08 | 261 | 0 | 0.27 | 1 | 1 | cs | TRUE
15 | LV_2428-1_0_4_line_15 | NAYY 4x150 SE | 13 | 14 | 0.021049 | 0.208 | 0.08 | 261 | 0 | 0.27 | 1 | 1 | cs | TRUE
16 | LV_2428-1_0_4_line_16 | NAYY 4x150 SE | 13 | 15 | 0.016619 | 0.208 | 0.08 | 261 | 0 | 0.27 | 1 | 1 | cs | TRUE
17 | LV_2428-1_0_4_line_17 | NAYY 4x150 SE | 14 | 16 | 0.018416 | 0.208 | 0.08 | 261 | 0 | 0.27 | 1 | 1 | cs | TRUE
18 | LV_2428-1_0_4_line_18 | NAYY 4x150 SE | 15 | 17 | 0.0019476 | 0.208 | 0.08 | 261 | 0 | 0.27 | 1 | 1 | cs | TRUE
19 | LV_2428-1_0_4_line_19 | NAYY 4x150 SE | 16 | 18 | 0.017586 | 0.208 | 0.08 | 261 | 0 | 0.27 | 1 | 1 | cs | TRUE
20 | LV_2428-1_0_4_line_20 | NAYY 4x150 SE | 17 | 19 | 0.023177 | 0.208 | 0.08 | 261 | 0 | 0.27 | 1 | 1 | cs | TRUE
21 | LV_2428-1_0_4_line_21 | NAYY 4x150 SE | 18 | 41 | 0.016356 | 0.208 | 0.08 | 261 | 0 | 0.27 | 1 | 1 | cs | TRUE
22 | LV_2428-1_0_4_line_22 | NAYY 4x150 SE | 18 | 42 | 0.034238 | 0.208 | 0.08 | 261 | 0 | 0.27 | 1 | 1 | cs | TRUE
23 | LV_2428-1_0_4_line_23 | NAYY 4x150 SE | 19 | 48 | 0.0084652 | 0.208 | 0.08 | 261 | 0 | 0.27 | 1 | 1 | cs | TRUE
24 | LV_2428-1_0_4_line_24 | NAYY 4x150 SE | 20 | 21 | 0.012291 | 0.208 | 0.08 | 261 | 0 | 0.27 | 1 | 1 | cs | TRUE
25 | LV_2428-1_0_4_line_25 | NAYY 4x150 SE | 21 | 22 | 0.031021 | 0.208 | 0.08 | 261 | 0 | 0.27 | 1 | 1 | cs | TRUE
26 | LV_2428-1_0_4_line_26 | NAYY 4x150 SE | 22 | 23 | 0.024708 | 0.208 | 0.08 | 261 | 0 | 0.27 | 1 | 1 | cs | TRUE
27 | LV_2428-1_0_4_line_27 | NAYY 4x150 SE | 23 | 26 | 0.022792 | 0.208 | 0.08 | 261 | 0 | 0.27 | 1 | 1 | cs | TRUE
28 | LV_2428-1_0_4_line_28 | NAYY 4x150 SE | 24 | 25 | 0.0096611 | 0.208 | 0.08 | 261 | 0 | 0.27 | 1 | 1 | cs | TRUE
29 | LV_2428-1_0_4_line_29 | NAYY 4x150 SE | 25 | 57 | 0.071752 | 0.208 | 0.08 | 261 | 0 | 0.27 | 1 | 3 | cs | TRUE
30 | LV_2428-1_0_4_line_30 | NAYY 4x150 SE | 25 | 26 | 0.044451 | 0.208 | 0.08 | 261 | 0 | 0.27 | 1 | 3 | cs | TRUE
31 | LV_2428-1_0_4_line_31 | NAYY 4x150 SE | 26 | 111 | 0.025217 | 0.208 | 0.08 | 261 | 0 | 0.27 | 1 | 3 | cs | TRUE
32 | LV_2428-1_0_4_line_32 | NAYY 4x150 SE | 27 | 28 | 0.045772 | 0.208 | 0.08 | 261 | 0 | 0.27 | 1 | 1 | cs | TRUE
33 | LV_2428-1_0_4_line_33 | NAYY 4x150 SE | 28 | 58 | 0.028817 | 0.208 | 0.08 | 261 | 0 | 0.27 | 1 | 1 | cs | TRUE
34 | LV_2428-1_0_4_line_34 | NAYY 4x150 SE | 29 | 30 | 0.021503 | 0.208 | 0.08 | 261 | 0 | 0.27 | 1 | 1 | cs | TRUE
35 | LV_2428-1_0_4_line_35 | NAYY 4x150 SE | 29 | 31 | 0.019316 | 0.208 | 0.08 | 261 | 0 | 0.27 | 1 | 1 | cs | TRUE
36 | LV_2428-1_0_4_line_36 | NAYY 4x150 SE | 30 | 32 | 0.011047 | 0.208 | 0.08 | 261 | 0 | 0.27 | 1 | 1 | cs | TRUE
37 | LV_2428-1_0_4_line_37 | NAYY 4x150 SE | 31 | 33 | 0.0077277 | 0.208 | 0.08 | 261 | 0 | 0.27 | 1 | 1 | cs | TRUE
38 | LV_2428-1_0_4_line_38 | NAYY 4x150 SE | 32 | 37 | 0.029387 | 0.208 | 0.08 | 261 | 0 | 0.27 | 1 | 1 | cs | TRUE
39 | LV_2428-1_0_4_line_39 | NAYY 4x150 SE | 33 | 38 | 0.019201 | 0.208 | 0.08 | 261 | 0 | 0.27 | 1 | 1 | cs | TRUE
40 | LV_2428-1_0_4_line_40 | NAYY 4x150 SE | 34 | 35 | 0.067709 | 0.208 | 0.08 | 261 | 0 | 0.27 | 1 | 3 | cs | TRUE
41 | LV_2428-1_0_4_line_41 | NAYY 4x150 SE | 34 | 36 | 0.017971 | 0.208 | 0.08 | 261 | 0 | 0.27 | 1 | 3 | cs | TRUE
42 | LV_2428-1_0_4_line_42 | NAYY 4x150 SE | 35 | 116 | 0.087098 | 0.208 | 0.08 | 261 | 0 | 0.27 | 1 | 3 | cs | TRUE
43 | LV_2428-1_0_4_line_43 | NAYY 4x150 SE | 36 | 61 | 0.028106 | 0.208 | 0.08 | 261 | 0 | 0.27 | 1 | 3 | cs | TRUE
44 | LV_2428-1_0_4_line_44 | NAYY 4x150 SE | 37 | 39 | 0.028393 | 0.208 | 0.08 | 261 | 0 | 0.27 | 1 | 2 | cs | TRUE
45 | LV_2428-1_0_4_line_45 | NAYY 4x150 SE | 38 | 40 | 0.0024942 | 0.208 | 0.08 | 261 | 0 | 0.27 | 1 | 1 | cs | TRUE
46 | LV_2428-1_0_4_line_46 | NAYY 4x150 SE | 39 | 116 | 0.036986 | 0.208 | 0.08 | 261 | 0 | 0.27 | 1 | 3 | cs | TRUE
47 | LV_2428-1_0_4_line_47 | NAYY 4x150 SE | 40 | 89 | 0.019318 | 0.208 | 0.08 | 261 | 0 | 0.27 | 1 | 1 | cs | TRUE
48 | LV_2428-1_0_4_line_48 | NAYY 4x150 SE | 41 | 43 | 0.025437 | 0.208 | 0.08 | 261 | 0 | 0.27 | 1 | 1 | cs | TRUE
49 | LV_2428-1_0_4_line_49 | NAYY 4x150 SE | 42 | 44 | 0.01324 | 0.208 | 0.08 | 261 | 0 | 0.27 | 1 | 1 | cs | TRUE
50 | LV_2428-1_0_4_line_50 | NAYY 4x150 SE | 43 | 45 | 0.02374 | 0.208 | 0.08 | 261 | 0 | 0.27 | 1 | 1 | cs | TRUE
51 | LV_2428-1_0_4_line_51 | NAYY 4x150 SE | 44 | 46 | 0.012428 | 0.208 | 0.08 | 261 | 0 | 0.27 | 1 | 1 | cs | TRUE
52 | LV_2428-1_0_4_line_52 | NAYY 4x150 SE | 45 | 109 | 0.022865 | 0.208 | 0.08 | 261 | 0 | 0.27 | 1 | 1 | cs | TRUE
53 | LV_2428-1_0_4_line_53 | NAYY 4x150 SE | 47 | 48 | 0.013955 | 0.208 | 0.08 | 261 | 0 | 0.27 | 1 | 1 | cs | TRUE
54 | LV_2428-1_0_4_line_54 | NAYY 4x150 SE | 49 | 50 | 0.01558 | 0.208 | 0.08 | 261 | 0 | 0.27 | 1 | 1 | cs | TRUE
55 | LV_2428-1_0_4_line_55 | NAYY 4x150 SE | 49 | 51 | 0.021276 | 0.208 | 0.08 | 261 | 0 | 0.27 | 1 | 1 | cs | TRUE
56 | LV_2428-1_0_4_line_56 | NAYY 4x150 SE | 50 | 52 | 0.0060786 | 0.208 | 0.08 | 261 | 0 | 0.27 | 1 | 1 | cs | TRUE
57 | LV_2428-1_0_4_line_57 | NAYY 4x150 SE | 50 | 53 | 0.029691 | 0.208 | 0.08 | 261 | 0 | 0.27 | 1 | 1 | cs | TRUE
58 | LV_2428-1_0_4_line_58 | NAYY 4x150 SE | 52 | 54 | 0.034711 | 0.208 | 0.08 | 261 | 0 | 0.27 | 1 | 1 | cs | TRUE
59 | LV_2428-1_0_4_line_59 | NAYY 4x150 SE | 53 | 55 | 0.0014334 | 0.208 | 0.08 | 261 | 0 | 0.27 | 1 | 1 | cs | TRUE
60 | LV_2428-1_0_4_line_60 | NAYY 4x150 SE | 54 | 56 | 0.0079604 | 0.208 | 0.08 | 261 | 0 | 0.27 | 1 | 1 | cs | TRUE
61 | LV_2428-1_0_4_line_61 | NAYY 4x150 SE | 55 | 57 | 0.044561 | 0.208 | 0.08 | 261 | 0 | 0.27 | 1 | 3 | cs | TRUE
62 | LV_2428-1_0_4_line_62 | NAYY 4x150 SE | 56 | 90 | 0.00030444 | 0.208 | 0.08 | 261 | 0 | 0.27 | 1 | 1 | cs | TRUE
63 | LV_2428-1_0_4_line_63 | NAYY 4x150 SE | 57 | 106 | 0.044366 | 0.208 | 0.08 | 261 | 0 | 0.27 | 1 | 1 | cs | TRUE
64 | LV_2428-1_0_4_line_64 | NAYY 4x150 SE | 58 | 59 | 0.017341 | 0.208 | 0.08 | 261 | 0 | 0.27 | 1 | 1 | cs | TRUE
65 | LV_2428-1_0_4_line_65 | NAYY 4x150 SE | 58 | 60 | 0.016739 | 0.208 | 0.08 | 261 | 0 | 0.27 | 1 | 1 | cs | TRUE
66 | LV_2428-1_0_4_line_66 | NAYY 4x150 SE | 59 | 63 | 0.0049207 | 0.208 | 0.08 | 261 | 0 | 0.27 | 1 | 1 | cs | TRUE
67 | LV_2428-1_0_4_line_67 | NAYY 4x150 SE | 61 | 62 | 0.031346 | 0.208 | 0.08 | 261 | 0 | 0.27 | 1 | 3 | cs | TRUE
68 | LV_2428-1_0_4_line_68 | NAYY 4x150 SE | 62 | 112 | 0.010552 | 0.208 | 0.08 | 261 | 0 | 0.27 | 1 | 3 | cs | TRUE
69 | LV_2428-1_0_4_line_69 | NAYY 4x150 SE | 63 | 114 | 0.033537 | 0.208 | 0.08 | 261 | 0 | 0.27 | 1 | 1 | cs | TRUE
70 | LV_2428-1_0_4_line_70 | NAYY 4x150 SE | 64 | 65 | 0.020669 | 0.208 | 0.08 | 261 | 0 | 0.27 | 1 | 1 | cs | TRUE
71 | LV_2428-1_0_4_line_71 | NAYY 4x150 SE | 64 | 66 | 0.0063574 | 0.208 | 0.08 | 261 | 0 | 0.27 | 1 | 1 | cs | TRUE
72 | LV_2428-1_0_4_line_72 | NAYY 4x150 SE | 65 | 67 | 0.027619 | 0.208 | 0.08 | 261 | 0 | 0.27 | 1 | 1 | cs | TRUE
73 | LV_2428-1_0_4_line_73 | NAYY 4x150 SE | 67 | 68 | 0.040119 | 0.208 | 0.08 | 261 | 0 | 0.27 | 1 | 1 | cs | TRUE
74 | LV_2428-1_0_4_line_74 | NAYY 4x150 SE | 68 | 69 | 0.020065 | 0.208 | 0.08 | 261 | 0 | 0.27 | 1 | 1 | cs | TRUE
75 | LV_2428-1_0_4_line_75 | NAYY 4x150 SE | 69 | 91 | 0.031385 | 0.208 | 0.08 | 261 | 0 | 0.27 | 1 | 1 | cs | TRUE
76 | LV_2428-1_0_4_line_76 | NAYY 4x150 SE | 69 | 90 | 0.043602 | 0.208 | 0.08 | 261 | 0 | 0.27 | 1 | 1 | cs | TRUE
77 | LV_2428-1_0_4_line_77 | NAYY 4x150 SE | 70 | 71 | 0.021433 | 0.208 | 0.08 | 261 | 0 | 0.27 | 1 | 1 | cs | TRUE
78 | LV_2428-1_0_4_line_78 | NAYY 4x150 SE | 70 | 72 | 0.044416 | 0.208 | 0.08 | 261 | 0 | 0.27 | 1 | 1 | cs | TRUE
79 | LV_2428-1_0_4_line_79 | NAYY 4x150 SE | 71 | 73 | 0.029797 | 0.208 | 0.08 | 261 | 0 | 0.27 | 1 | 1 | cs | TRUE
80 | LV_2428-1_0_4_line_80 | NAYY 4x150 SE | 72 | 74 | 0.034428 | 0.208 | 0.08 | 261 | 0 | 0.27 | 1 | 1 | cs | TRUE
81 | LV_2428-1_0_4_line_81 | NAYY 4x150 SE | 74 | 75 | 0.044007 | 0.208 | 0.08 | 261 | 0 | 0.27 | 1 | 1 | cs | TRUE
82 | LV_2428-1_0_4_line_82 | NAYY 4x150 SE | 75 | 80 | 0.027384 | 0.208 | 0.08 | 261 | 0 | 0.27 | 1 | 1 | cs | TRUE
83 | LV_2428-1_0_4_line_83 | NAYY 4x150 SE | 76 | 77 | 0.01996 | 0.208 | 0.08 | 261 | 0 | 0.27 | 1 | 1 | cs | TRUE
84 | LV_2428-1_0_4_line_84 | NAYY 4x150 SE | 76 | 78 | 0.015483 | 0.208 | 0.08 | 261 | 0 | 0.27 | 1 | 1 | cs | TRUE
85 | LV_2428-1_0_4_line_85 | NAYY 4x150 SE | 77 | 79 | 0.01557 | 0.208 | 0.08 | 261 | 0 | 0.27 | 1 | 1 | cs | TRUE
86 | LV_2428-1_0_4_line_86 | NAYY 4x150 SE | 78 | 88 | 0.012652 | 0.208 | 0.08 | 261 | 0 | 0.27 | 1 | 1 | cs | TRUE
87 | LV_2428-1_0_4_line_87 | NAYY 4x150 SE | 80 | 108 | 0.022964 | 0.208 | 0.08 | 261 | 0 | 0.27 | 1 | 1 | cs | TRUE
88 | LV_2428-1_0_4_line_88 | NAYY 4x150 SE | 81 | 82 | 0.0031844 | 0.208 | 0.08 | 261 | 0 | 0.27 | 1 | 1 | cs | TRUE
89 | LV_2428-1_0_4_line_89 | NAYY 4x150 SE | 81 | 83 | 0.024448 | 0.208 | 0.08 | 261 | 0 | 0.27 | 1 | 1 | cs | TRUE
90 | LV_2428-1_0_4_line_90 | NAYY 4x150 SE | 82 | 84 | 0.026085 | 0.208 | 0.08 | 261 | 0 | 0.27 | 1 | 1 | cs | TRUE
91 | LV_2428-1_0_4_line_91 | NAYY 4x150 SE | 83 | 85 | 0.00051074 | 0.208 | 0.08 | 261 | 0 | 0.27 | 1 | 1 | cs | TRUE
92 | LV_2428-1_0_4_line_92 | NAYY 4x150 SE | 84 | 86 | 0.012639 | 0.208 | 0.08 | 261 | 0 | 0.27 | 1 | 1 | cs | TRUE
93 | LV_2428-1_0_4_line_93 | NAYY 4x150 SE | 85 | 87 | 0.023122 | 0.208 | 0.08 | 261 | 0 | 0.27 | 1 | 1 | cs | TRUE
94 | LV_2428-1_0_4_line_94 | NAYY 4x150 SE | 86 | 88 | 0.013762 | 0.208 | 0.08 | 261 | 0 | 0.27 | 1 | 1 | cs | TRUE
95 | LV_2428-1_0_4_line_95 | NAYY 4x150 SE | 87 | 89 | 0.0014259 | 0.208 | 0.08 | 261 | 0 | 0.27 | 1 | 1 | cs | TRUE
96 | LV_2428-1_0_4_line_96 | NAYY 4x150 SE | 91 | 113 | 0.07855 | 0.208 | 0.08 | 261 | 0 | 0.27 | 1 | 1 | cs | TRUE
97 | LV_2428-1_0_4_line_97 | NAYY 4x150 SE | 92 | 93 | 0.0011289 | 0.208 | 0.08 | 261 | 0 | 0.27 | 1 | 1 | cs | TRUE
98 | LV_2428-1_0_4_line_98 | NAYY 4x150 SE | 92 | 94 | 0.028824 | 0.208 | 0.08 | 261 | 0 | 0.27 | 1 | 1 | cs | TRUE
99 | LV_2428-1_0_4_line_99 | NAYY 4x150 SE | 94 | 95 | 0.4462 | 0.208 | 0.08 | 261 | 0 | 0.27 | 1 | 1 | cs | TRUE
100 | LV_2428-1_0_4_line_100 | NAYY 4x150 SE | 95 | 99 | 0.032577 | 0.208 | 0.08 | 261 | 0 | 0.27 | 1 | 1 | cs | TRUE
101 | LV_2428-1_0_4_line_101 | NAYY 4x150 SE | 95 | 119 | 0.32533 | 0.208 | 0.08 | 261 | 0 | 0.27 | 1 | 1 | cs | TRUE
102 | LV_2428-1_0_4_line_102 | NAYY 4x150 SE | 96 | 97 | 0.015327 | 0.208 | 0.08 | 261 | 0 | 0.27 | 1 | 1 | cs | TRUE
103 | LV_2428-1_0_4_line_103 | NAYY 4x150 SE | 98 | 99 | 0.27518 | 0.208 | 0.08 | 261 | 0 | 0.27 | 1 | 1 | cs | TRUE
104 | LV_2428-1_0_4_line_104 | NAYY 4x150 SE | 100 | 101 | 0.010158 | 0.208 | 0.08 | 261 | 0 | 0.27 | 1 | 1 | cs | TRUE
105 | LV_2428-1_0_4_line_105 | NAYY 4x150 SE | 100 | 102 | 0.024014 | 0.208 | 0.08 | 261 | 0 | 0.27 | 1 | 1 | cs | TRUE
106 | LV_2428-1_0_4_line_106 | NAYY 4x150 SE | 101 | 103 | 0.0073057 | 0.208 | 0.08 | 261 | 0 | 0.27 | 1 | 1 | cs | TRUE
107 | LV_2428-1_0_4_line_107 | NAYY 4x150 SE | 102 | 104 | 0.0025017 | 0.208 | 0.08 | 261 | 0 | 0.27 | 1 | 1 | cs | TRUE
108 | LV_2428-1_0_4_line_108 | NAYY 4x150 SE | 102 | 105 | 0.014748 | 0.208 | 0.08 | 261 | 0 | 0.27 | 1 | 1 | cs | TRUE
109 | LV_2428-1_0_4_line_109 | NAYY 4x150 SE | 103 | 106 | 0.02116 | 0.208 | 0.08 | 261 | 0 | 0.27 | 1 | 1 | cs | TRUE
110 | LV_2428-1_0_4_line_110 | NAYY 4x150 SE | 103 | 107 | 0.039008 | 0.208 | 0.08 | 261 | 0 | 0.27 | 1 | 1 | cs | TRUE
111 | LV_2428-1_0_4_line_111 | NAYY 4x150 SE | 104 | 108 | 0.016014 | 0.208 | 0.08 | 261 | 0 | 0.27 | 1 | 1 | cs | TRUE
112 | LV_2428-1_0_4_line_112 | NAYY 4x150 SE | 105 | 109 | 0.023175 | 0.208 | 0.08 | 261 | 0 | 0.27 | 1 | 1 | cs | TRUE
113 | LV_2428-1_0_4_line_113 | NAYY 4x150 SE | 107 | 110 | 0.051655 | 0.208 | 0.08 | 261 | 0 | 0.27 | 1 | 1 | cs | TRUE
114 | LV_2428-1_0_4_line_114 | NAYY 4x150 SE | 110 | 115 | 0.0072561 | 0.208 | 0.08 | 261 | 0 | 0.27 | 1 | 1 | cs | TRUE
115 | LV_2428-1_0_4_line_115 | NAYY 4x150 SE | 111 | 112 | 0.0080528 | 0.208 | 0.08 | 261 | 0 | 0.27 | 1 | 3 | cs | TRUE
116 | LV_2428-1_0_4_line_116 | NAYY 4x150 SE | 114 | 118 | 0.0021436 | 0.208 | 0.08 | 261 | 0 | 0.27 | 1 | 1 | cs | TRUE
117 | LV_2428-1_0_4_line_117 | NAYY 4x150 SE | 116 | 117 | 0.0017674 | 0.208 | 0.08 | 261 | 0 | 0.27 | 1 | 1 | cs | TRUE
118 | LV_2428-1_0_4_line_118 | NAYY 4x150 SE | 117 | 118 | 0.029931 | 0.208 | 0.08 | 261 | 0 | 0.27 | 1 | 1 | cs | TRUE
119 | LV_2428-1_0_4_line_119 | NAYY 4x150 SE | 119 | 126 | 0.066306 | 0.208 | 0.08 | 261 | 0 | 0.27 | 1 | 1 | cs | TRUE
120 | LV_2428-1_0_4_line_120 | NAYY 4x150 SE | 119 | 125 | 0.35942 | 0.208 | 0.08 | 261 | 0 | 0.27 | 1 | 1 | cs | TRUE
121 | LV_2428-1_0_4_line_121 | NAYY 4x150 SE | 120 | 121 | 0.027909 | 0.208 | 0.08 | 261 | 0 | 0.27 | 1 | 1 | cs | TRUE
122 | LV_2428-1_0_4_line_122 | NAYY 4x150 SE | 120 | 122 | 0.0070169 | 0.208 | 0.08 | 261 | 0 | 0.27 | 1 | 1 | cs | TRUE
123 | LV_2428-1_0_4_line_123 | NAYY 4x150 SE | 121 | 123 | 0.0085468 | 0.208 | 0.08 | 261 | 0 | 0.27 | 1 | 1 | cs | TRUE
124 | LV_2428-1_0_4_line_124 | NAYY 4x150 SE | 121 | 124 | 0.030289 | 0.208 | 0.08 | 261 | 0 | 0.27 | 1 | 1 | cs | TRUE
125 | LV_2428-1_0_4_line_125 | NAYY 4x150 SE | 124 | 125 | 0.028174 | 0.208 | 0.08 | 261 | 0 | 0.27 | 1 | 1 | cs | TRUE

## trafo
| name | std_type | hv_bus | lv_bus | sn_mva | vn_hv_kv | vn_lv_kv | vk_percent | vkr_percent | pfe_kw | i0_percent | shift_degree | tap_side | tap_neutral | tap_min | tap_max | tap_step_percent | tap_step_degree | tap_pos | tap_phase_shifter | parallel | df | in_service
0 | LV_2428-1_0_4_trafo_105 | 0.25 MVA 20/0.4 kV | 127 | 55 | 0.25 | 20 | 0.4 | 6 | 1.44 | 0.8 | 0.32 | 150 | hv | 0 | -2 | 2 | 2.5 | 0 | 0 | FALSE | 1 | 1 | TRUE

## line_geodata
| x0 | y0 | x1 | y1 | x2 | y2 | x3 | y3 | x4 | y4 | x5 | y5
0 | 2619417.7825 | 1243668.9318 | 2619410.4855 | 1243673.9921 | 2619396.3841 | 1243680.9617 | 2619389.8133 | 1243686.8179
1 | 2619417.7825 | 1243668.9318 | 2619429.1557 | 1243661.0448 | 2619438.7882 | 1243656.2493
2 | 2619417.7825 | 1243668.9318 | 2619376.7059 | 1243614.1896
3 | 2619386.2265 | 1243690.0147 | 2619389.8133 | 1243686.8179
4 | 2619451.2194 | 1243650.0604 | 2619438.7882 | 1243656.2493
5 | 2619376.7059 | 1243614.1896 | 2619344.6476 | 1243618.5153
6 | 2619365.7608 | 1243703.6318 | 2619372.3107 | 1243700.8959 | 2619379.7785 | 1243695.7614 | 2619386.2265 | 1243690.0147
7 | 2619451.2194 | 1243650.0604 | 2619458.7971 | 1243646.2879 | 2619469.3656 | 1243642.8203 | 2619476.621 | 1243640.4594
8 | 2619344.6476 | 1243618.5153 | 2619320.0777 | 1243621.8306
9 | 2619365.7608 | 1243703.6318 | 2619199.9849 | 1244008.5255
10 | 2619547.4679 | 1243614.811 | 2619532.1484 | 1243622.3908 | 2619476.621 | 1243640.4594
11 | 2619199.9849 | 1244008.5255 | 2619184.368 | 1244000.9326
12 | 2619239.1025 | 1244051.8975 | 2619224.4012 | 1244020.3966 | 2619199.9849 | 1244008.5255
13 | 2619562.5188 | 1243602.1111 | 2619547.4839 | 1243614.8031 | 2619547.4679 | 1243614.811
14 | 2619612.6331 | 1243805.0269 | 2619610.2074 | 1243807.6972
15 | 2619612.6331 | 1243805.0269 | 2619626.0156 | 1243788.7804
16 | 2619612.6331 | 1243805.0269 | 2619627.1885 | 1243813.0469
17 | 2619637.4064 | 1243774.3213 | 2619633.8773 | 1243779.2362 | 2619626.0156 | 1243788.7804
18 | 2619627.1885 | 1243813.0469 | 2619628.8943 | 1243813.9868
19 | 2619647.664 | 1243760.0362 | 2619637.4064 | 1243774.3213
20 | 2619649.1938 | 1243825.1717 | 2619628.8943 | 1243813.9868
21 | 2619647.664 | 1243760.0362 | 2619645.3677 | 1243750.5781 | 2619646.7438 | 1243744.0994
22 | 2619647.664 | 1243760.0362 | 2619655.0044 | 1243766.0642 | 2619672.7359 | 1243771.971 | 2619678.1153 | 1243774.7392
23 | 2619649.1938 | 1243825.1717 | 2619656.608 | 1243829.2569
24 | 2619823.8235 | 1243478.5198 | 2619835.0032 | 1243473.4138
25 | 2619823.8235 | 1243478.5198 | 2619822.7987 | 1243486.6993 | 2619809.1532 | 1243504.9366
26 | 2619793.1046 | 1243523.5683 | 2619799.2818 | 1243518.1298 | 2619809.1532 | 1243504.9366
27 | 2619772.4714 | 1243533.2338 | 2619782.4464 | 1243528.8806 | 2619793.1046 | 1243523.5683 | 2619793.1046 | 1243523.5683
28 | 2619789.8829 | 1243576.6764 | 2619780.2273 | 1243577.0026
29 | 2619708.8892 | 1243584.6163 | 2619777.2 | 1243577.1049 | 2619780.2273 | 1243577.0026
30 | 2619780.2273 | 1243577.0026 | 2619772.4714 | 1243533.2338
31 | 2619772.4714 | 1243533.2338 | 2619749.3592 | 1243543.32
32 | 2619824.8575 | 1243391.1853 | 2619838.8974 | 1243363.8085 | 2619840.9989 | 1243361.3695 | 2619843.4239 | 1243359.3763 | 2619851.5618 | 1243356.4547
33 | 2619823.213 | 1243419.069 | 2619821.0229 | 1243402.7624 | 2619821.3375 | 1243399.0611 | 2619822.2993 | 1243396.1736 | 2619824.8575 | 1243391.1853
34 | 2619683.5855 | 1243346.554 | 2619663.2573 | 1243353.5644
35 | 2619701.8461 | 1243340.2565 | 2619683.5855 | 1243346.554
36 | 2619654.9759 | 1243360.8407 | 2619662.9727 | 1243353.6626 | 2619663.2573 | 1243353.5644
37 | 2619701.8461 | 1243340.2565 | 2619709.1516 | 1243337.7372
38 | 2619654.9759 | 1243360.8407 | 2619662.192 | 1243368.058 | 2619675.0822 | 1243378.0069 | 2619677.6557 | 1243379.3397
39 | 2619727.3031 | 1243331.4774 | 2619709.1516 | 1243337.7372
40 | 2619681.4152 | 1243519.5953 | 2619666.7008 | 1243453.5048
41 | 2619686.4138 | 1243536.8561 | 2619684.0437 | 1243529.1434 | 2619682.707 | 1243524.3025 | 2619681.4152 | 1243519.5953
42 | 2619735.7007 | 1243409.5832 | 2619726.6618 | 1243414.2562 | 2619675.4006 | 1243434.7995 | 2619667.3992 | 1243443.4007 | 2619666.7008 | 1243453.5048
43 | 2619686.4138 | 1243536.8561 | 2619712.5219 | 1243526.4486
44 | 2619702.8682 | 1243392.3968 | 2619677.6557 | 1243379.3397
45 | 2619729.661 | 1243330.6642 | 2619727.3031 | 1243331.4774
46 | 2619735.7007 | 1243409.5832 | 2619721.4404 | 1243402.6537 | 2619714.4324 | 1243398.8059 | 2619702.8682 | 1243392.3968
47 | 2619747.9231 | 1243324.3663 | 2619729.661 | 1243330.6642
48 | 2619646.7438 | 1243744.0994 | 2619647.4019 | 1243741.001 | 2619652.5571 | 1243731.4231 | 2619660.4058 | 1243723.166 | 2619660.4058 | 1243723.166
49 | 2619689.8879 | 1243780.7975 | 2619678.1153 | 1243774.7392
50 | 2619681.3848 | 1243712.0533 | 2619660.4058 | 1243723.166
51 | 2619700.6949 | 1243786.8707 | 2619698.6345 | 1243785.2985 | 2619689.8879 | 1243780.7975
52 | 2619701.59 | 1243701.3504 | 2619681.3848 | 1243712.0533
53 | 2619656.608 | 1243829.2569 | 2619668.8304 | 1243835.9914
54 | 2619636.8021 | 1243607.5036 | 2619642.0183 | 1243622.1847
55 | 2619649.1414 | 1243642.233 | 2619642.0183 | 1243622.1847
56 | 2619636.8021 | 1243607.5036 | 2619631.0517 | 1243609.4741
57 | 2619636.8021 | 1243607.5036 | 2619665.3723 | 1243599.4244
58 | 2619631.0517 | 1243609.4741 | 2619598.2152 | 1243620.726
59 | 2619665.3723 | 1243599.4244 | 2619666.7516 | 1243599.0344
60 | 2619598.2152 | 1243620.726 | 2619590.6846 | 1243623.3065
61 | 2619708.8892 | 1243584.6163 | 2619693.1501 | 1243590.7681 | 2619667.2704 | 1243598.8877 | 2619666.7516 | 1243599.0344
62 | 2619590.6846 | 1243623.3065 | 2619590.3966 | 1243623.4052
63 | 2619708.8892 | 1243584.6163 | 2619711.4102 | 1243612.9093 | 2619716.2015 | 1243628.134
64 | 2619823.213 | 1243419.069 | 2619808.4005 | 1243421.3878 | 2619806.0709 | 1243421.6783
65 | 2619823.213 | 1243419.069 | 2619839.6838 | 1243416.0847
66 | 2619806.0709 | 1243421.6783 | 2619801.1881 | 1243422.2873
67 | 2619712.5219 | 1243526.4486 | 2619732.3076 | 1243550.7614
68 | 2619732.3076 | 1243550.7614 | 2619741.9786 | 1243546.5409
69 | 2619767.8915 | 1243419.7438 | 2619770.4513 | 1243420.3387 | 2619782.6122 | 1243422.2358 | 2619791.6643 | 1243422.7107 | 2619800.1521 | 1243422.4165 | 2619801.1881 | 1243422.2873
70 | 2619479.8749 | 1243630.4644 | 2619476.6598 | 1243630.7921 | 2619459.5247 | 1243627.5584
71 | 2619453.2776 | 1243626.3795 | 2619459.5247 | 1243627.5584
72 | 2619506.2457 | 1243623.307 | 2619492.0888 | 1243629.2194 | 2619479.8749 | 1243630.4644
73 | 2619544.0215 | 1243609.8447 | 2619514.4354 | 1243619.8867 | 2619506.2457 | 1243623.307
74 | 2619562.5188 | 1243602.1111 | 2619548.76 | 1243608.2364 | 2619544.0215 | 1243609.8447
75 | 2619575.347 | 1243575.6921 | 2619576.1007 | 1243585.5008 | 2619571.3755 | 1243593.0011 | 2619562.5188 | 1243602.1111
76 | 2619562.5188 | 1243602.1111 | 2619564.9006 | 1243615.5052 | 2619568.375 | 1243620.6532 | 2619575.0033 | 1243625 | 2619583.1015 | 1243625.905 | 2619590.3966 | 1243623.4052
77 | 2619798.9703 | 1243600.9446 | 2619777.8614 | 1243604.6596
78 | 2619842.9013 | 1243599.8047 | 2619820.4656 | 1243597.1615 | 2619798.9703 | 1243600.9446
79 | 2619777.8614 | 1243604.6596 | 2619750.8999 | 1243609.4047 | 2619748.5534 | 1243610.0031
80 | 2619835.4001 | 1243632.9006 | 2619835.6169 | 1243624.5294 | 2619837.2678 | 1243612.1715 | 2619842.9013 | 1243599.8047
81 | 2619835.4001 | 1243632.9006 | 2619818.9933 | 1243637.5711 | 2619796.0845 | 1243647.7124 | 2619794.4514 | 1243648.6734
82 | 2619794.4514 | 1243648.6734 | 2619770.8503 | 1243662.562
83 | 2619887.0977 | 1243262.3051 | 2619875.0493 | 1243271.8709 | 2619871.3861 | 1243274.6141
84 | 2619857.094 | 1243280.3892 | 2619869.9352 | 1243275.7007 | 2619871.3861 | 1243274.6141
85 | 2619887.0977 | 1243262.3051 | 2619872.2941 | 1243257.4809
86 | 2619845.2093 | 1243284.7284 | 2619857.094 | 1243280.3892
87 | 2619770.8503 | 1243662.562 | 2619751.0585 | 1243674.2089
88 | 2619794.2622 | 1243307.0769 | 2619797.1517 | 1243305.7387
89 | 2619794.2622 | 1243307.0769 | 2619783.1974 | 1243312.2014 | 2619771.6129 | 1243316.1965
90 | 2619797.1517 | 1243305.7387 | 2619820.8211 | 1243294.7765
91 | 2619771.6129 | 1243316.1965 | 2619771.1301 | 1243316.363
92 | 2619832.2894 | 1243289.4651 | 2619820.8211 | 1243294.7765
93 | 2619771.1301 | 1243316.363 | 2619749.2711 | 1243323.9014
94 | 2619832.2894 | 1243289.4651 | 2619832.4876 | 1243289.3733 | 2619845.2093 | 1243284.7284
95 | 2619747.9231 | 1243324.3663 | 2619749.2711 | 1243323.9014
96 | 2619575.347 | 1243575.6921 | 2619513.4614 | 1243594.2784 | 2619499.7423 | 1243596.7144
97 | 2618728.123 | 1244389.3655 | 2618727.1845 | 1244389.9929
98 | 2618728.123 | 1244389.3655 | 2618734.7535 | 1244384.9331 | 2618744.5167 | 1244375.1021 | 2618747.6886 | 1244368.8696
99 | 2618898.7301 | 1243949.0082 | 2618747.6886 | 1244368.8696
100 | 2618898.7301 | 1243949.0082 | 2618920.0653 | 1243924.3381
101 | 2618898.7301 | 1243949.0082 | 2618582.5972 | 1243872.1973
102 | 2619239.1025 | 1244051.8975 | 2619224.612 | 1244056.8924
103 | 2619184.368 | 1244000.9326 | 2618920.0653 | 1243924.3381
104 | 2619722.7921 | 1243662.9794 | 2619717.5853 | 1243654.257
105 | 2619735.1012 | 1243683.5993 | 2619722.7921 | 1243662.9794
106 | 2619713.8406 | 1243647.984 | 2619717.5853 | 1243654.257
107 | 2619735.1012 | 1243683.5993 | 2619737.2573 | 1243682.3305
108 | 2619735.1012 | 1243683.5993 | 2619722.0691 | 1243690.5025
109 | 2619713.8406 | 1243647.984 | 2619718.6641 | 1243635.959 | 2619716.2015 | 1243628.134
110 | 2619713.8406 | 1243647.984 | 2619709.0589 | 1243645.1441 | 2619703.6196 | 1243644.6036 | 2619678.2706 | 1243656.4505
111 | 2619737.2573 | 1243682.3305 | 2619751.0585 | 1243674.2089
112 | 2619701.59 | 1243701.3504 | 2619722.0691 | 1243690.5025
113 | 2619631.4739 | 1243678.321 | 2619678.2706 | 1243656.4505
114 | 2619631.4739 | 1243678.321 | 2619624.9002 | 1243681.3932
115 | 2619741.9786 | 1243546.5409 | 2619749.3592 | 1243543.32
116 | 2619767.8915 | 1243419.7438 | 2619765.8036 | 1243419.2585
117 | 2619735.7007 | 1243409.5832 | 2619737.3318 | 1243410.2639
118 | 2619765.8036 | 1243419.2585 | 2619757.1531 | 1243417.2481 | 2619747.0587 | 1243414.3239 | 2619737.3318 | 1243410.2639
119 | 2618565.2011 | 1243935.3053 | 2618571.4005 | 1243927.0972 | 2618582.5972 | 1243872.1973
120 | 2618620.6986 | 1243514.8011 | 2618582.5972 | 1243872.1973
121 | 2618643.4985 | 1243468.999 | 2618648.2918 | 1243496.4937
122 | 2618649.4969 | 1243503.4063 | 2618648.2918 | 1243496.4937
123 | 2618643.4985 | 1243468.999 | 2618650.6909 | 1243464.382
124 | 2618643.4985 | 1243468.999 | 2618635.3706 | 1243472.6426 | 2618630.6851 | 1243475.085 | 2618628.0152 | 1243478.1786 | 2618624.0951 | 1243484.7705 | 2618620.1141 | 1243486.637
125 | 2618620.1141 | 1243486.637 | 2618620.6986 | 1243514.8011

## bus_geodata
| x | y | coords
0 | 2619417.7825 | 1243668.9318
1 | 2619389.8133 | 1243686.8179
2 | 2619438.7882 | 1243656.2493
3 | 2619376.7059 | 1243614.1896
4 | 2619386.2265 | 1243690.0147
5 | 2619451.2194 | 1243650.0604
6 | 2619344.6476 | 1243618.5153
7 | 2619365.7608 | 1243703.6318
8 | 2619320.0777 | 1243621.8306
9 | 2619476.621 | 1243640.4594
10 | 2619199.9849 | 1244008.5255
11 | 2619547.4679 | 1243614.811
12 | 2619610.2074 | 1243807.6972
13 | 2619612.6331 | 1243805.0269
14 | 2619626.0156 | 1243788.7804
15 | 2619627.1885 | 1243813.0469
16 | 2619637.4064 | 1243774.3213
17 | 2619628.8943 | 1243813.9868
18 | 2619647.664 | 1243760.0362
19 | 2619649.1938 | 1243825.1717
20 | 2619835.0032 | 1243473.4138
21 | 2619823.8235 | 1243478.5198
22 | 2619809.1532 | 1243504.9366
23 | 2619793.1046 | 1243523.5683
24 | 2619789.8829 | 1243576.6764
25 | 2619780.2273 | 1243577.0026
26 | 2619772.4714 | 1243533.2338
27 | 2619851.5618 | 1243356.4547
28 | 2619824.8575 | 1243391.1853
29 | 2619683.5855 | 1243346.554
30 | 2619663.2573 | 1243353.5644
31 | 2619701.8461 | 1243340.2565
32 | 2619654.9759 | 1243360.8407
33 | 2619709.1516 | 1243337.7372
34 | 2619681.4152 | 1243519.5953
35 | 2619666.7008 | 1243453.5048
36 | 2619686.4138 | 1243536.8561
37 | 2619677.6557 | 1243379.3397
38 | 2619727.3031 | 1243331.4774
39 | 2619702.8682 | 1243392.3968
40 | 2619729.661 | 1243330.6642
41 | 2619646.7438 | 1243744.0994
42 | 2619678.1153 | 1243774.7392
43 | 2619660.4058 | 1243723.166
44 | 2619689.8879 | 1243780.7975
45 | 2619681.3848 | 1243712.0533
46 | 2619700.6949 | 1243786.8707
47 | 2619668.8304 | 1243835.9914
48 | 2619656.608 | 1243829.2569
49 | 2619642.0183 | 1243622.1847
50 | 2619636.8021 | 1243607.5036
51 | 2619649.1414 | 1243642.233
52 | 2619631.0517 | 1243609.4741
53 | 2619665.3723 | 1243599.4244
54 | 2619598.2152 | 1243620.726
55 | 2619666.7516 | 1243599.0344
56 | 2619590.6846 | 1243623.3065
57 | 2619708.8892 | 1243584.6163
58 | 2619823.213 | 1243419.069
59 | 2619806.0709 | 1243421.6783
60 | 2619839.6838 | 1243416.0847
61 | 2619712.5219 | 1243526.4486
62 | 2619732.3076 | 1243550.7614
63 | 2619801.1881 | 1243422.2873
64 | 2619459.5247 | 1243627.5584
65 | 2619479.8749 | 1243630.4643
66 | 2619453.2776 | 1243626.3795
67 | 2619506.2457 | 1243623.307
68 | 2619544.0215 | 1243609.8447
69 | 2619562.5188 | 1243602.1111
70 | 2619798.9703 | 1243600.9446
71 | 2619777.8614 | 1243604.6596
72 | 2619842.9013 | 1243599.8047
73 | 2619748.5534 | 1243610.0031
74 | 2619835.4001 | 1243632.9006
75 | 2619794.4514 | 1243648.6734
76 | 2619871.3861 | 1243274.6141
77 | 2619887.0977 | 1243262.3051
78 | 2619857.094 | 1243280.3892
79 | 2619872.2941 | 1243257.4809
80 | 2619770.8503 | 1243662.562
81 | 2619794.2622 | 1243307.0769
82 | 2619797.1517 | 1243305.7387
83 | 2619771.6129 | 1243316.1965
84 | 2619820.8211 | 1243294.7765
85 | 2619771.1301 | 1243316.363
86 | 2619832.2894 | 1243289.4651
87 | 2619749.2711 | 1243323.9014
88 | 2619845.2093 | 1243284.7284
89 | 2619747.9231 | 1243324.3663
90 | 2619590.3966 | 1243623.4052
91 | 2619575.347 | 1243575.6921
92 | 2618728.123 | 1244389.3655
93 | 2618727.1845 | 1244389.9929
94 | 2618747.6886 | 1244368.8696
95 | 2618898.7301 | 1243949.0082
96 | 2619224.612 | 1244056.8924
97 | 2619239.1025 | 1244051.8975
98 | 2619184.368 | 1244000.9326
99 | 2618920.0653 | 1243924.3381
100 | 2619722.7921 | 1243662.9794
101 | 2619717.5853 | 1243654.257
102 | 2619735.1012 | 1243683.5993
103 | 2619713.8406 | 1243647.984
104 | 2619737.2573 | 1243682.3305
105 | 2619722.0691 | 1243690.5025
106 | 2619716.2015 | 1243628.134
107 | 2619678.2706 | 1243656.4505
108 | 2619751.0585 | 1243674.2089
109 | 2619701.59 | 1243701.3504
110 | 2619631.4739 | 1243678.321
111 | 2619749.3592 | 1243543.32
112 | 2619741.9786 | 1243546.5409
113 | 2619499.7423 | 1243596.7144
114 | 2619767.8915 | 1243419.7438
115 | 2619624.9002 | 1243681.3932
116 | 2619735.7007 | 1243409.5832
117 | 2619737.3318 | 1243410.2639
118 | 2619765.8036 | 1243419.2585
119 | 2618582.5972 | 1243872.1973
120 | 2618648.2918 | 1243496.4937
121 | 2618643.4985 | 1243468.999
122 | 2618649.4969 | 1243503.4063
123 | 2618650.6909 | 1243464.382
124 | 2618620.1141 | 1243486.637
125 | 2618620.6986 | 1243514.8011
126 | 2618565.2011 | 1243935.3053
127 | 2619636.8021 | 1243607.5036

## line_std_types
| c_nf_per_km | r_ohm_per_km | x_ohm_per_km | max_i_ka | type | q_mm2 | alpha | voltage_rating
NAYY 4x50 SE | 210 | 0.642 | 0.083 | 0.142 | cs | 50 | 0.00403 | LV
NAYY 4x120 SE | 264 | 0.225 | 0.08 | 0.242 | cs | 120 | 0.00403 | LV
NAYY 4x150 SE | 261 | 0.208 | 0.08 | 0.27 | cs | 150 | 0.00403 | LV
NA2XS2Y 1x95 RM/25 12/20 kV | 216 | 0.313 | 0.132 | 0.252 | cs | 95 | 0.00403 | MV
NA2XS2Y 1x185 RM/25 12/20 kV | 273 | 0.161 | 0.117 | 0.362 | cs | 185 | 0.00403 | MV
NA2XS2Y 1x240 RM/25 12/20 kV | 304 | 0.122 | 0.112 | 0.421 | cs | 240 | 0.00403 | MV
NA2XS2Y 1x95 RM/25 6/10 kV | 315 | 0.313 | 0.123 | 0.249 | cs | 95 | 0.00403 | MV
NA2XS2Y 1x185 RM/25 6/10 kV | 406 | 0.161 | 0.11 | 0.358 | cs | 185 | 0.00403 | MV
NA2XS2Y 1x240 RM/25 6/10 kV | 456 | 0.122 | 0.105 | 0.416 | cs | 240 | 0.00403 | MV
NA2XS2Y 1x150 RM/25 12/20 kV | 250 | 0.206 | 0.116 | 0.319 | cs | 150 | 0.00403 | MV
NA2XS2Y 1x120 RM/25 12/20 kV | 230 | 0.253 | 0.119 | 0.283 | cs | 120 | 0.00403 | MV
NA2XS2Y 1x70 RM/25 12/20 kV | 190 | 0.443 | 0.132 | 0.22 | cs | 70 | 0.00403 | MV
NA2XS2Y 1x150 RM/25 6/10 kV | 360 | 0.206 | 0.11 | 0.315 | cs | 150 | 0.00403 | MV
NA2XS2Y 1x120 RM/25 6/10 kV | 340 | 0.253 | 0.113 | 0.28 | cs | 120 | 0.00403 | MV
NA2XS2Y 1x70 RM/25 6/10 kV | 280 | 0.443 | 0.123 | 0.217 | cs | 70 | 0.00403 | MV
N2XS(FL)2Y 1x120 RM/35 64/110 kV | 112 | 0.153 | 0.166 | 0.366 | cs | 120 | 0.00393 | HV
N2XS(FL)2Y 1x185 RM/35 64/110 kV | 125 | 0.099 | 0.156 | 0.457 | cs | 185 | 0.00393 | HV
N2XS(FL)2Y 1x240 RM/35 64/110 kV | 135 | 0.075 | 0.149 | 0.526 | cs | 240 | 0.00393 | HV
N2XS(FL)2Y 1x300 RM/35 64/110 kV | 144 | 0.06 | 0.144 | 0.588 | cs | 300 | 0.00393 | HV
15-AL1/3-ST1A 0.4 | 11 | 1.8769 | 0.35 | 0.105 | ol | 16 | 0.00403 | LV
24-AL1/4-ST1A 0.4 | 11.25 | 1.2012 | 0.335 | 0.14 | ol | 24 | 0.00403 | LV
48-AL1/8-ST1A 0.4 | 12.2 | 0.5939 | 0.3 | 0.21 | ol | 48 | 0.00403 | LV
94-AL1/15-ST1A 0.4 | 13.2 | 0.306 | 0.29 | 0.35 | ol | 94 | 0.00403 | LV
34-AL1/6-ST1A 10.0 | 9.7 | 0.8342 | 0.36 | 0.17 | ol | 34 | 0.00403 | MV
48-AL1/8-ST1A 10.0 | 10.1 | 0.5939 | 0.35 | 0.21 | ol | 48 | 0.00403 | MV
70-AL1/11-ST1A 10.0 | 10.4 | 0.4132 | 0.339 | 0.29 | ol | 70 | 0.00403 | MV
94-AL1/15-ST1A 10.0 | 10.75 | 0.306 | 0.33 | 0.35 | ol | 94 | 0.00403 | MV
122-AL1/20-ST1A 10.0 | 11.1 | 0.2376 | 0.323 | 0.41 | ol | 122 | 0.00403 | MV
149-AL1/24-ST1A 10.0 | 11.25 | 0.194 | 0.315 | 0.47 | ol | 149 | 0.00403 | MV
34-AL1/6-ST1A 20.0 | 9.15 | 0.8342 | 0.382 | 0.17 | ol | 34 | 0.00403 | MV
48-AL1/8-ST1A 20.0 | 9.5 | 0.5939 | 0.372 | 0.21 | ol | 48 | 0.00403 | MV
70-AL1/11-ST1A 20.0 | 9.7 | 0.4132 | 0.36 | 0.29 | ol | 70 | 0.00403 | MV
94-AL1/15-ST1A 20.0 | 10 | 0.306 | 0.35 | 0.35 | ol | 94 | 0.00403 | MV
122-AL1/20-ST1A 20.0 | 10.3 | 0.2376 | 0.344 | 0.41 | ol | 122 | 0.00403 | MV
149-AL1/24-ST1A 20.0 | 10.5 | 0.194 | 0.337 | 0.47 | ol | 149 | 0.00403 | MV
184-AL1/30-ST1A 20.0 | 10.75 | 0.1571 | 0.33 | 0.535 | ol | 184 | 0.00403 | MV
243-AL1/39-ST1A 20.0 | 11 | 0.1188 | 0.32 | 0.645 | ol | 243 | 0.00403 | MV
48-AL1/8-ST1A 110.0 | 8 | 0.5939 | 0.46 | 0.21 | ol | 48 | 0.00403 | HV
70-AL1/11-ST1A 110.0 | 8.4 | 0.4132 | 0.45 | 0.29 | ol | 70 | 0.00403 | HV
94-AL1/15-ST1A 110.0 | 8.65 | 0.306 | 0.44 | 0.35 | ol | 94 | 0.00403 | HV
122-AL1/20-ST1A 110.0 | 8.5 | 0.2376 | 0.43 | 0.41 | ol | 122 | 0.00403 | HV
149-AL1/24-ST1A 110.0 | 8.75 | 0.194 | 0.41 | 0.47 | ol | 149 | 0.00403 | HV
184-AL1/30-ST1A 110.0 | 8.8 | 0.1571 | 0.4 | 0.535 | ol | 184 | 0.00403 | HV
243-AL1/39-ST1A 110.0 | 9 | 0.1188 | 0.39 | 0.645 | ol | 243 | 0.00403 | HV
305-AL1/39-ST1A 110.0 | 9.2 | 0.0949 | 0.38 | 0.74 | ol | 305 | 0.00403 | HV
490-AL1/64-ST1A 110.0 | 9.75 | 0.059 | 0.37 | 0.96 | ol | 490 | 0.00403 | HV
679-AL1/86-ST1A 110.0 | 9.95 | 0.042 | 0.36 | 1.15 | ol | 679 | 0.00403 | HV
490-AL1/64-ST1A 220.0 | 10 | 0.059 | 0.285 | 0.96 | ol | 490 | 0.00403 | HV
679-AL1/86-ST1A 220.0 | 11.7 | 0.042 | 0.275 | 1.15 | ol | 679 | 0.00403 | HV
490-AL1/64-ST1A 380.0 | 11 | 0.059 | 0.253 | 0.96 | ol | 490 | 0.00403 | HV
679-AL1/86-ST1A 380.0 | 14.6 | 0.042 | 0.25 | 1.15 | ol | 679 | 0.00403 | HV

## trafo_std_types
| i0_percent | pfe_kw | vkr_percent | sn_mva | vn_lv_kv | vn_hv_kv | vk_percent | shift_degree | vector_group | tap_side | tap_neutral | tap_min | tap_max | tap_step_degree | tap_step_percent | tap_phase_shifter
160 MVA 380/110 kV | 0.06 | 60 | 0.25 | 160 | 110 | 380 | 12.2 | 0 | Yy0 | hv | 0 | -9 | 9 | 0 | 1.5 | FALSE
100 MVA 220/110 kV | 0.06 | 55 | 0.26 | 100 | 110 | 220 | 12 | 0 | Yy0 | hv | 0 | -9 | 9 | 0 | 1.5 | FALSE
63 MVA 110/20 kV | 0.04 | 22 | 0.32 | 63 | 20 | 110 | 18 | 150 | YNd5 | hv | 0 | -9 | 9 | 0 | 1.5 | FALSE
40 MVA 110/20 kV | 0.05 | 18 | 0.34 | 40 | 20 | 110 | 16.2 | 150 | YNd5 | hv | 0 | -9 | 9 | 0 | 1.5 | FALSE
25 MVA 110/20 kV | 0.07 | 14 | 0.41 | 25 | 20 | 110 | 12 | 150 | YNd5 | hv | 0 | -9 | 9 | 0 | 1.5 | FALSE
63 MVA 110/10 kV | 0.04 | 22 | 0.32 | 63 | 10 | 110 | 18 | 150 | YNd5 | hv | 0 | -9 | 9 | 0 | 1.5 | FALSE
40 MVA 110/10 kV | 0.05 | 18 | 0.34 | 40 | 10 | 110 | 16.2 | 150 | YNd5 | hv | 0 | -9 | 9 | 0 | 1.5 | FALSE
25 MVA 110/10 kV | 0.07 | 14 | 0.41 | 25 | 10 | 110 | 12 | 150 | YNd5 | hv | 0 | -9 | 9 | 0 | 1.5 | FALSE
0.25 MVA 20/0.4 kV | 0.32 | 0.8 | 1.44 | 0.25 | 0.4 | 20 | 6 | 150 | Yzn5 | hv | 0 | -2 | 2 | 0 | 2.5 | FALSE
0.4 MVA 20/0.4 kV | 0.3375 | 1.35 | 1.425 | 0.4 | 0.4 | 20 | 6 | 150 | Dyn5 | hv | 0 | -2 | 2 | 0 | 2.5 | FALSE
0.63 MVA 20/0.4 kV | 0.2619 | 1.65 | 1.206 | 0.63 | 0.4 | 20 | 6 | 150 | Dyn5 | hv | 0 | -2 | 2 | 0 | 2.5 | FALSE
0.25 MVA 10/0.4 kV | 0.24 | 0.6 | 1.2 | 0.25 | 0.4 | 10 | 4 | 150 | Dyn5 | hv | 0 | -2 | 2 | 0 | 2.5 | FALSE
0.4 MVA 10/0.4 kV | 0.2375 | 0.95 | 1.325 | 0.4 | 0.4 | 10 | 4 | 150 | Dyn5 | hv | 0 | -2 | 2 | 0 | 2.5 | FALSE
0.63 MVA 10/0.4 kV | 0.1873 | 1.18 | 1.0794 | 0.63 | 0.4 | 10 | 4 | 150 | Dyn5 | hv | 0 | -2 | 2 | 0 | 2.5 | FALSE

## trafo3w_std_types
| sn_hv_mva | sn_mv_mva | sn_lv_mva | vn_hv_kv | vn_mv_kv | vn_lv_kv | vk_hv_percent | vk_mv_percent | vk_lv_percent | vkr_hv_percent | vkr_mv_percent | vkr_lv_percent | pfe_kw | i0_percent | shift_mv_degree | shift_lv_degree | vector_group | tap_side | tap_neutral | tap_min | tap_max | tap_step_percent
63/25/38 MVA 110/20/10 kV | 63 | 25 | 38 | 110 | 20 | 10 | 10.4 | 10.4 | 10.4 | 0.28 | 0.32 | 0.35 | 35 | 0.89 | 0 | 0 | YN0yn0yn0 | hv | 0 | -10 | 10 | 1.2
63/25/38 MVA 110/10/10 kV | 63 | 25 | 38 | 110 | 10 | 10 | 10.4 | 10.4 | 10.4 | 0.28 | 0.32 | 0.35 | 35 | 0.89 | 0 | 0 | YN0yn0yn0 | hv | 0 | -10 | 10 | 1.2

## fuse_std_types
| fuse_type | i_rated_a | t_avg | t_min | t_total | x_avg | x_min | x_total
HV 100A | HV 100A | 100 | 0 | [10.0, 3.64, 0.854, 0.281, 0.1, 0.0531, 0.022, 0.01] | [10.0, 4.267, 1.21, 0.403, 0.1, 0.058, 0.022, 0.01] | 0 | [300.0, 350.0, 450.0, 550.0, 700.0, 850.0, 1200.0, 1752.0] | [600.0, 700.0, 900.0, 1150.0, 1665.0, 2000.0, 3000.0, 4313.0]
HV 10A | HV 10A | 10 | 0 | [10.0, 1675.0, 0.344, 0.156, 0.1, 0.0417, 0.0171, 0.01] | [10.0, 1.3, 0.3, 0.155, 0.1, 0.0555, 0.023, 0.01] | 0 | [30.0, 32.0, 35.0, 37.0, 39.0, 50.0, 70.0, 88.0] | [60.0, 70.0, 80.0, 87.0, 94.0, 110.0, 150.0, 216.0]
HV 125A | HV 125A | 125 | 0 | [10.0, 1.82, 0.344, 0.1, 0.0467, 0.0269, 0.01] | [10.0, 2.478, 0.426, 0.1, 0.0427, 0.0211, 0.01] | 0 | [375.0, 500.0, 700.0, 925.0, 1200.0, 1500.0, 2341.0] | [750.0, 1000.0, 1500.0, 2200.0, 3000.0, 4000.0, 5765.0]
HV 160A | HV 160A | 160 | 0 | [10.0, 4.15, 1.03, 0.198, 0.1, 0.051, 0.0172, 0.01] | [10.0, 2.3, 0.734, 0.274, 0.1, 0.046, 0.0177, 0.01] | 0 | [480.0, 550.0, 700.0, 1000.0, 1260.0, 1600.0, 2500.0, 3227.0] | [960.0, 1300.0, 1700.0, 2200.0, 2996.0, 4000.0, 6000.0, 7946.0]
HV 16A | HV 16A | 16 | 0 | [10.0, 0.352, 0.164, 0.1, 0.0649, 0.0342, 0.01] | [10.0, 2.34, 0.722, 0.181, 0.1, 0.055, 0.0296, 0.01] | 0 | [48.0, 60.0, 65.0, 71.0, 80.0, 100.0, 162.0] | [96.0, 110.0, 125.0, 150.0, 168.0, 200.0, 250.0, 398.0]
HV 200A | HV 200A | 200 | 0 | [10.0, 4.267, 1.21, 0.403, 0.1, 0.058, 0.022, 0.01] | [10.0, 3.73, 1.654, 0.328, 0.1, 0.0531, 0.019, 0.01] | 0 | [600.0, 700.0, 900.0, 1150.0, 1665.0, 2000.0, 3000.0, 4313.0] | [1200.0, 1500.0, 1800.0, 2700.0, 3960.0, 5000.0, 7500.0, 10620.0]
HV 20A | HV 20A | 20 | 0 | [10.0, 1.3, 0.3, 0.155, 0.1, 0.0555, 0.023, 0.01] | [10.0, 1.3, 0.161, 0.1, 0.0611, 0.0399, 0.0141, 0.01] | 0 | [60.0, 70.0, 80.0, 87.0, 94.0, 110.0, 150.0, 216.0] | [120.0, 150.0, 200.0, 223.0, 260.0, 300.0, 450.0, 532.0]
HV 25A | HV 25A | 25 | 0 | [10.0, 2.512, 0.833, 0.299, 0.1, 0.0372, 0.0223, 0.01] | [10.0, 3.125, 0.597, 0.198, 0.1, 0.0378, 0.022, 0.01] | 0 | [75.0, 82.0, 90.0, 100.0, 124.0, 170.0, 200.0, 289.0] | [150.0, 170.0, 210.0, 250.0, 294.0, 400.0, 500.0, 711.0]
HV 31.5A | HV 31.5A | 31.5 | 0 | [10.0, 2.34, 0.722, 0.181, 0.1, 0.055, 0.0296, 0.01] | [10.0, 2.84, 0.368, 0.164, 0.1, 0.0621, 0.0378, 0.0195, 0.01] | 0 | [95.0, 110.0, 125.0, 150.0, 165.0, 200.0, 250.0, 390.0] | [189.0, 220.0, 300.0, 350.0, 393.0, 450.0, 530.0, 700.0, 960.0]
HV 40A | HV 40A | 40 | 0 | [10.0, 1.3, 0.161, 0.1, 0.0611, 0.0399, 0.0141, 0.01] | [10.0, 2.05, 0.369, 0.198, 0.1, 0.051, 0.0298, 0.01] | 0 | [120.0, 150.0, 200.0, 223.0, 260.0, 300.0, 450.0, 532.0] | [240.0, 300.0, 400.0, 450.0, 530.0, 650.0, 800.0, 1311.0]
HV 50A | HV 50A | 50 | 0 | [10.0, 3.215, 0.597, 0.198, 0.1, 0.0378, 0.022, 0.01] | [10.0, 3.64, 0.854, 0.281, 0.1, 0.0531, 0.022, 0.01] | 0 | [150.0, 170.0, 210.0, 250.0, 294.0, 400.0, 500.0, 711.0] | [300.0, 350.0, 450.0, 550.0, 700.0, 850.0, 1200.0, 1752.0]
HV 6.3A | HV 6.3A | 6.3 | 0 | [10.0, 1.39, 0.344, 0.168, 0.1, 0.056, 0.0263, 0.01] | [10.0, 1.711, 0.516, 0.198, 0.1, 0.0634, 0.0303, 0.01] | 0 | [19.0, 19.5, 20.4, 20.8, 22.0, 25.0, 32.0, 48.0] | [38.0, 40.0, 43.0, 48.0, 53.0, 60.0, 75.0, 118.0]
HV 63A | HV 63A | 63 | 0 | [10.0, 2.84, 0.368, 0.164, 0.1, 0.0621, 0.0378, 0.0195, 0.01] | [10.0, 1.82, 0.344, 0.1, 0.0467, 0.0269, 0.01] | 0 | [189.0, 220.0, 300.0, 350.0, 393.0, 450.0, 530.0, 700.0, 961.0] | [378.0, 500.0, 700.0, 934.0, 1200.0, 1500.0, 2366.0]
HV 80A | HV 80A | 80 | 0 | [10.0, 2.05, 0.369, 0.198, 0.1, 0.051, 0.0298, 0.01] | [10.0, 4.15, 1.03, 0.198, 0.1, 0.051, 0.0172, 0.01] | 0 | [240.0, 300.0, 400.0, 450.0, 530.0, 650.0, 800.0, 1311.0] | [480.0, 550.0, 700.0, 1000.0, 1260.0, 1600.0, 2500.0, 3227.0]
Siemens NH-1-100 | Siemens NH-1-100 | 100 | [5400.0, 2000.0, 400.0, 20.0, 1.0, 0.2, 0.012, 0.004] | 0 | 0 | [150.0, 190.0, 250.0, 430.0, 900.0, 1250.0, 2700.0, 3600.0] | 0 | 0
Siemens NH-1-125 | Siemens NH-1-125 | 125 | [4800.0, 120.0, 7.0, 0.1, 0.004] | 0 | 0 | [180.0, 400.0, 740.0, 2000.0, 4250.0] | 0 | 0
Siemens NH-1-16 | Siemens NH-1-16 | 16 | [4000.0, 400.0, 2.0, 0.1, 0.04, 0.01] | 0 | 0 | [26.0, 35.0, 75.0, 150.0, 200.0, 300.0] | 0 | 0
Siemens NH-1-160 | Siemens NH-1-160 | 160 | [4800.0, 120.0, 7.0, 0.1, 0.004] | 0 | 0 | [210.0, 500.0, 900.0, 2300.0, 5000.0] | 0 | 0
Siemens NH-1-25 | Siemens NH-1-25 | 25 | [4000.0, 1000.0, 10.0, 0.2, 0.02, 0.01] | 0 | 0 | [40.0, 50.0, 100.0, 210.0, 400.0, 500.0] | 0 | 0
Siemens NH-1-50 | Siemens NH-1-50 | 50 | [4000.0, 40.0, 4.0, 1.0, 0.02, 0.01] | 0 | 0 | [86.0, 200.0, 300.0, 400.0, 1000.0, 1280.0] | 0 | 0
Siemens NH-1-63 | Siemens NH-1-63 | 63 | [4000.0, 100.0, 10.0, 2.0, 0.04, 0.01] | 0 | 0 | [100.0, 200.0, 300.0, 400.0, 1000.0, 1500.0] | 0 | 0
Siemens NH-1-80 | Siemens NH-1-80 | 80 | [4800.0, 120.0, 7.0, 0.1, 0.01] | 0 | 0 | [150.58, 250.0, 450.0, 1150.0, 2470.0] | 0 | 0
Siemens NH-2-1000 | Siemens NH-2-1000 | 1000 | [4800.0, 120.0, 7.0, 0.1, 0.004] | 0 | 0 | [1900.0, 3500.0, 8400.0, 24000.0, 52000.0] | 0 | 0
Siemens NH-2-200 | Siemens NH-2-200 | 200 | [4800.0, 120.0, 7.0, 0.1, 0.004] | 0 | 0 | [280.0, 650.0, 1200.0, 3000.0, 7000.0] | 0 | 0
Siemens NH-2-224 | Siemens NH-2-224 | 224 | [4800.0, 120.0, 7.0, 0.2, 0.04, 0.004] | 0 | 0 | [400.0, 750.0, 1453.0, 3025.0, 4315.0, 7600.0] | 0 | 0
Siemens NH-2-250 | Siemens NH-2-250 | 250 | [4800.0, 120.0, 7.0, 0.1, 0.004] | 0 | 0 | [450.0, 800.0, 1650.0, 4000.0, 8500.0] | 0 | 0
Siemens NH-2-315 | Siemens NH-2-315 | 315 | [4800.0, 120.0, 7.0, 0.1, 0.004] | 0 | 0 | [550.0, 920.0, 1900.0, 5000.0, 11000.0] | 0 | 0
Siemens NH-2-355 | Siemens NH-2-355 | 355 | [4800.0, 120.0, 6.0, 0.1, 0.004] | 0 | 0 | [650.0, 1116.27, 2350.0, 5840.0, 12790.0] | 0 | 0
Siemens NH-2-400 | Siemens NH-2-400 | 400 | [4800.0, 120.0, 7.0, 0.1, 0.004] | 0 | 0 | [720.0, 1350.0, 2800.0, 6500.0, 15000.0] | 0 | 0
Siemens NH-2-425 | Siemens NH-2-425 | 425 | [4800.0, 120.0, 7.0, 0.1, 0.004] | 0 | 0 | [850.0, 1500.0, 3050.0, 7500.0, 16500.0] | 0 | 0
Siemens NH-2-630 | Siemens NH-2-630 | 630 | [4800.0, 120.0, 7.0, 0.1, 0.004] | 0 | 0 | [1200.0, 2000.0, 4800.0, 12000.0, 26000.0] | 0 | 0

## res_bus
| vm_pu | va_degree | p_mw | q_mvar
0 | 0.99107 | -0.063099 | 0.00017783 | 4.4569e-05
1 | 0.99056 | -0.066724 | 0.00029035 | 7.2769e-05
2 | 0.99154 | -0.059728 | 0.00017742 | 4.4466e-05
3 | 0.99081 | -0.064933 | 0.00051093 | 0.00012805
4 | 0.99049 | -0.067231 | 0.00028659 | 7.1826e-05
5 | 0.99181 | -0.057801 | 0.00042793 | 0.00010725
6 | 0.99071 | -0.065631 | 0.0016968 | 0.00042527
7 | 0.99014 | -0.069778 | 0.00046126 | 0.0001156
8 | 0.9907 | -0.065738 | 0.00042072 | 0.00010544
9 | 0.99236 | -0.053908 | 0.00051167 | 0.00012824
10 | 0.9854 | -0.10391 | 0.00020438 | 5.1221e-05
11 | 0.99393 | -0.042742 | 0.0031049 | 0.00077817
12 | 0.97659 | -0.16459 | 0.0021156 | 0.00053021
13 | 0.9766 | -0.16451 | 0 | 0
14 | 0.97704 | -0.16136 | 0.0013391 | 0.00033562
15 | 0.9763 | -0.16664 | 0.0026154 | 0.00065547
16 | 0.97746 | -0.15834 | 0.0012063 | 0.00030231
17 | 0.97628 | -0.16683 | 0.0027562 | 0.00069076
18 | 0.97789 | -0.15524 | 0 | 0
19 | 0.97605 | -0.16849 | 0.0017173 | 0.0004304
20 | 0.99049 | -0.066141 | 0.0017268 | 0.00043278
21 | 0.99052 | -0.065925 | 0 | 0
22 | 0.9906 | -0.06538 | 0.0021505 | 0.00053897
23 | 0.99074 | -0.064404 | 0.0023227 | 0.00058212
24 | 0.99278 | -0.050084 | 0.0023362 | 0.00058551
25 | 0.99281 | -0.049856 | 0.0023397 | 0.00058638
26 | 0.99094 | -0.062966 | 0.0014306 | 0.00035854
27 | 0.98072 | -0.13524 | 0.0010696 | 0.00026808
28 | 0.98079 | -0.13473 | 0.0013364 | 0.00033492
29 | 0.97814 | -0.15358 | 0.0042765 | 0.0010718
30 | 0.97899 | -0.14748 | 0.0037607 | 0.00094252
31 | 0.97749 | -0.15821 | 0.0020653 | 0.0005176
32 | 0.97949 | -0.14391 | 0 | 0
33 | 0.97725 | -0.1599 | 0.0015809 | 0.00039622
34 | 0.98658 | -0.093624 | 0 | 0
35 | 0.98433 | -0.10951 | 0.01794 | 0.0044961
36 | 0.98718 | -0.089419 | 0.0037867 | 0.00094903
37 | 0.98082 | -0.13444 | 0.0046201 | 0.0011579
38 | 0.97671 | -0.16378 | 0.0012234 | 0.00030661
39 | 0.98156 | -0.1292 | 0 | 0
40 | 0.97665 | -0.16425 | 0.0010497 | 0.00026309
41 | 0.97843 | -0.15143 | 0.0021774 | 0.0005457
42 | 0.97762 | -0.1572 | 0.0012077 | 0.00030268
43 | 0.97934 | -0.14493 | 0.001582 | 0.00039648
44 | 0.97754 | -0.15778 | 0.0014978 | 0.00037538
45 | 0.98024 | -0.13848 | 0.0011914 | 0.00029859
46 | 0.97749 | -0.15814 | 0.0027609 | 0.00069194
47 | 0.97594 | -0.16926 | 0.0021795 | 0.00054624
48 | 0.97598 | -0.16894 | 0.0029386 | 0.00073647
49 | 0.99817 | -0.012825 | 0.00091874 | 0.00023026
50 | 0.99823 | -0.012439 | 0 | 0
51 | 0.99812 | -0.013156 | 0.0015514 | 0.00038881
52 | 0.9979 | -0.014719 | 0.0057118 | 0.0014315
53 | 0.99992 | -0.00059081 | 0.001383 | 0.0003466
54 | 0.99633 | -0.025771 | 0.00077128 | 0.0001933
55 | 1 | 0 | -0.2311 | -0.058135
56 | 0.99598 | -0.028249 | 0.0018234 | 0.00045699
57 | 0.996 | -0.027668 | 0 | 0
58 | 0.98089 | -0.13401 | 0 | 0
59 | 0.98101 | -0.13312 | 0.0026922 | 0.00067472
60 | 0.98083 | -0.13445 | 0.0025355 | 0.00063546
61 | 0.98816 | -0.08249 | 0.0011257 | 0.00028213
62 | 0.98927 | -0.074657 | 0.003266 | 0.00081854
63 | 0.98107 | -0.13273 | 0.0019968 | 0.00050043
64 | 0.99396 | -0.042538 | 0.00028114 | 7.0461e-05
65 | 0.99397 | -0.042419 | 0.00051828 | 0.00012989
66 | 0.99395 | -0.042557 | 0.00028741 | 7.2033e-05
67 | 0.99402 | -0.042115 | 0.002874 | 0.00072029
68 | 0.99424 | -0.040507 | 0.0024035 | 0.00060236
69 | 0.99443 | -0.039216 | 0 | 0
70 | 0.97872 | -0.14941 | 0.0013835 | 0.00034674
71 | 0.97853 | -0.15075 | 0.0022527 | 0.00056458
72 | 0.9792 | -0.14599 | 0 | 0
73 | 0.97837 | -0.15191 | 0.0037497 | 0.00093976
74 | 0.97957 | -0.14334 | 0 | 0
75 | 0.98004 | -0.13995 | 0.017191 | 0.0043084
76 | 0.97414 | -0.18223 | 0.0014942 | 0.00037448
77 | 0.97409 | -0.18262 | 0 | 0
78 | 0.97422 | -0.18169 | 0.0031441 | 0.00078799
79 | 0.97405 | -0.18292 | 0.0018353 | 0.00045996
80 | 0.98102 | -0.13296 | 0.0036826 | 0.00092295
81 | 0.97517 | -0.17481 | 0.00092137 | 0.00023092
82 | 0.97512 | -0.1752 | 0.00062021 | 0.00015544
83 | 0.97562 | -0.1716 | 0.0013873 | 0.0003477
84 | 0.9747 | -0.17821 | 0.0005132 | 0.00012862
85 | 0.97563 | -0.17152 | 0.00087055 | 0.00021818
86 | 0.97451 | -0.1796 | 0.0020266 | 0.00050791
87 | 0.97613 | -0.16793 | 0.0011381 | 0.00028525
88 | 0.97434 | -0.18083 | 0.0019729 | 0.00049445
89 | 0.97617 | -0.1677 | 0.0011029 | 0.0002764
90 | 0.99597 | -0.028338 | 0.0043634 | 0.0010936
91 | 0.9944 | -0.039421 | 0 | 0
92 | 0.98304 | -0.12123 | 0.00031228 | 7.8266e-05
93 | 0.98304 | -0.12123 | 3.4629e-05 | 8.6788e-06
94 | 0.98305 | -0.12113 | 3.7414e-05 | 9.3769e-06
95 | 0.9833 | -0.11924 | 0 | 0
96 | 0.98496 | -0.107 | 0.0038879 | 0.0009744
97 | 0.98505 | -0.10638 | 0 | 0
98 | 0.98526 | -0.10489 | 0.00086797 | 0.00021753
99 | 0.98347 | -0.11797 | 0.00079856 | 0.00020014
100 | 0.98508 | -0.10412 | 0.016301 | 0.0040854
101 | 0.98629 | -0.095598 | 0.0040007 | 0.0010027
102 | 0.9828 | -0.12028 | 0 | 0
103 | 0.9872 | -0.089187 | 0 | 0
104 | 0.98268 | -0.12115 | 0.0026202 | 0.00065669
105 | 0.98211 | -0.12516 | 0.0034795 | 0.00087204
106 | 0.98995 | -0.06986 | 0.0045109 | 0.0011305
107 | 0.98698 | -0.090711 | 0.00093286 | 0.0002338
108 | 0.98197 | -0.12623 | 0.0024301 | 0.00060904
109 | 0.98115 | -0.132 | 0.0011887 | 0.00029791
110 | 0.98677 | -0.092235 | 0.0017351 | 0.00043485
111 | 0.98997 | -0.069771 | 0.0014299 | 0.00035837
112 | 0.98966 | -0.071907 | 0.0014391 | 0.00036067
113 | 0.99433 | -0.039931 | 0.00063945 | 0.00016026
114 | 0.98154 | -0.12938 | 0.0012107 | 0.00030343
115 | 0.98676 | -0.092319 | 0.0011399 | 0.00028569
116 | 0.9822 | -0.12465 | 0 | 0
117 | 0.98216 | -0.12492 | 0.0012668 | 0.0003175
118 | 0.98157 | -0.12913 | 0.0027383 | 0.00068627
119 | 0.98175 | -0.13053 | 0 | 0
120 | 0.97979 | -0.14458 | 0.0014034 | 0.00035173
121 | 0.97988 | -0.14398 | 0 | 0
122 | 0.97978 | -0.14463 | 0.00068786 | 0.00017239
123 | 0.97987 | -0.14403 | 0.00065124 | 0.00016322
124 | 0.98 | -0.14311 | 0 | 0
125 | 0.98011 | -0.14231 | 0.0003899 | 9.7717e-05
126 | 0.98173 | -0.13064 | 0.0001577 | 3.9524e-05
127 | 0.99998 | 149.9947 | 0 | 0

## res_line
| p_from_mw | q_from_mvar | p_to_mw | q_to_mvar | pl_mw | ql_mvar | i_from_ka | i_to_ka | i_ka | vm_from_pu | va_from_degree | vm_to_pu | va_to_degree | loading_percent
0 | 0.010547 | 0.0026262 | -0.010542 | -0.0026246 | 5.2241e-06 | 1.5789e-06 | 0.015829 | 0.015829 | 0.015829 | 0.99107 | -0.063099 | 0.99056 | -0.066724 | 5.8628
1 | -0.013354 | -0.0033283 | 0.01336 | 0.0033303 | 6.167e-06 | 2.0548e-06 | 0.020044 | 0.020043 | 0.020044 | 0.99107 | -0.063099 | 0.99154 | -0.059728 | 7.4236
2 | 0.0026294 | 0.00065748 | -0.0026287 | -0.00065811 | 6.6545e-07 | -6.2574e-07 | 0.0039473 | 0.0039476 | 0.0039476 | 0.99107 | -0.063099 | 0.99081 | -0.064933 | 1.4621
3 | 0.010251 | 0.0025519 | -0.010251 | -0.0025517 | 7.1042e-07 | 2.1139e-07 | 0.015393 | 0.015393 | 0.015393 | 0.99056 | -0.066724 | 0.99049 | -0.067231 | 5.7012
4 | -0.013538 | -0.0033748 | 0.013541 | 0.003376 | 3.5743e-06 | 1.1956e-06 | 0.02031 | 0.02031 | 0.02031 | 0.99154 | -0.059728 | 0.99181 | -0.057801 | 7.5221
5 | 0.0021178 | 0.00053006 | -0.0021176 | -0.00053039 | 2.0417e-07 | -3.3806e-07 | 0.0031803 | 0.0031804 | 0.0031804 | 0.99081 | -0.064933 | 0.99071 | -0.065631 | 1.1779
6 | 0.009964 | 0.0024798 | -0.0099606 | -0.0024788 | 3.4644e-06 | 1.0134e-06 | 0.014963 | 0.014963 | 0.014963 | 0.99049 | -0.067231 | 0.99014 | -0.069778 | 5.5418
7 | -0.013969 | -0.0034832 | 0.013977 | 0.0034858 | 7.4554e-06 | 2.516e-06 | 0.020952 | 0.020952 | 0.020952 | 0.99181 | -0.057801 | 0.99236 | -0.053908 | 7.7599
8 | 0.00042072 | 0.00010512 | -0.00042072 | -0.00010544 | 6.1765e-09 | -3.1687e-07 | 0.0006318 | 0.00063191 | 0.00063191 | 0.99071 | -0.065631 | 0.9907 | -0.065738 | 0.23404
9 | 0.0094993 | 0.0023632 | -0.0094552 | -0.0023507 | 4.4101e-05 | 1.252e-05 | 0.01427 | 0.014271 | 0.014271 | 0.99014 | -0.069778 | 0.9854 | -0.10391 | 5.2857
10 | -0.014488 | -0.003614 | 0.014511 | 0.0036216 | 2.2218e-05 | 7.5688e-06 | 0.021719 | 0.021718 | 0.021719 | 0.99236 | -0.053908 | 0.99393 | -0.042742 | 8.044
11 | 0.0053613 | 0.0013254 | -0.0053606 | -0.0013254 | 7.0908e-07 | 5.1546e-08 | 0.0080895 | 0.0080895 | 0.0080895 | 0.9854 | -0.10391 | 0.98526 | -0.10489 | 2.9961
12 | 0.0038896 | 0.00097405 | -0.0038882 | -0.00097433 | 1.3327e-06 | -2.7583e-07 | 0.0058732 | 0.0058735 | 0.0058735 | 0.9854 | -0.10391 | 0.98505 | -0.10638 | 2.1754
13 | -0.017615 | -0.0043997 | 0.017624 | 0.0044028 | 8.5433e-06 | 3.0305e-06 | 0.026367 | 0.026367 | 0.026367 | 0.99393 | -0.042742 | 0.99443 | -0.039216 | 9.7655
14 | -0.0021156 | -0.00053021 | 0.0021156 | 0.00053018 | 2.339e-08 | -3.6142e-08 | 0.0032235 | 0.0032234 | 0.0032235 | 0.97659 | -0.16459 | 0.9766 | -0.16451 | 1.1939
15 | -0.014328 | -0.003591 | 0.014335 | 0.0035931 | 6.2601e-06 | 2.1442e-06 | 0.021832 | 0.021832 | 0.021832 | 0.9766 | -0.16451 | 0.97704 | -0.16136 | 8.0858
16 | 0.012213 | 0.0030608 | -0.012209 | -0.0030596 | 3.5908e-06 | 1.1732e-06 | 0.018608 | 0.018608 | 0.018608 | 0.9766 | -0.16451 | 0.9763 | -0.16664 | 6.892
17 | -0.015674 | -0.0039287 | 0.01568 | 0.003931 | 6.5481e-06 | 2.2878e-06 | 0.023871 | 0.023871 | 0.023871 | 0.97704 | -0.16136 | 0.97746 | -0.15834 | 8.8411
18 | 0.0095938 | 0.0024041 | -0.0095936 | -0.0024041 | 2.5984e-07 | 7.5585e-08 | 0.014622 | 0.014622 | 0.014622 | 0.9763 | -0.16664 | 0.97628 | -0.16683 | 5.4156
19 | -0.016887 | -0.0042333 | 0.016894 | 0.0042359 | 7.2523e-06 | 2.5688e-06 | 0.025707 | 0.025707 | 0.025707 | 0.97746 | -0.15834 | 0.97789 | -0.15524 | 9.5212
20 | 0.0068374 | 0.0017133 | -0.0068358 | -0.001713 | 1.5707e-06 | 3.1436e-07 | 0.010421 | 0.010421 | 0.010421 | 0.97628 | -0.16683 | 0.97605 | -0.16849 | 3.8598
21 | -0.022362 | -0.0056059 | 0.022374 | 0.0056102 | 1.1818e-05 | 4.34e-06 | 0.034028 | 0.034028 | 0.034028 | 0.97789 | -0.15524 | 0.97843 | -0.15143 | 12.6029
22 | 0.0054683 | 0.00137 | -0.0054669 | -0.0013699 | 1.4792e-06 | 1.395e-07 | 0.0083207 | 0.0083209 | 0.0083209 | 0.97789 | -0.15524 | 0.97762 | -0.1572 | 3.0818
23 | 0.0051185 | 0.0012826 | -0.0051182 | -0.0012826 | 3.2164e-07 | 1.7915e-08 | 0.0078032 | 0.0078033 | 0.0078033 | 0.97605 | -0.16849 | 0.97598 | -0.16894 | 2.8901
24 | -0.0017268 | -0.00043278 | 0.0017268 | 0.00043264 | 5.1611e-08 | -1.3835e-07 | 0.0025942 | 0.0025941 | 0.0025942 | 0.99049 | -0.066141 | 0.99052 | -0.065925 | 0.9608
25 | -0.0017268 | -0.00043264 | 0.001727 | 0.00043229 | 1.3025e-07 | -3.4922e-07 | 0.0025941 | 0.002594 | 0.0025941 | 0.99052 | -0.065925 | 0.9906 | -0.06538 | 0.96078
26 | -0.0038775 | -0.00097126 | 0.003878 | 0.00097114 | 5.23e-07 | -1.1697e-07 | 0.0058243 | 0.0058242 | 0.0058243 | 0.9906 | -0.06538 | 0.99074 | -0.064404 | 2.1572
27 | -0.0062007 | -0.0015533 | 0.0062019 | 0.0015534 | 1.2334e-06 | 1.8084e-07 | 0.0093127 | 0.0093126 | 0.0093127 | 0.99074 | -0.064404 | 0.99094 | -0.062966 | 3.4492
28 | -0.0023362 | -0.00058551 | 0.0023363 | 0.00058541 | 7.3917e-08 | -9.6498e-08 | 0.0035016 | 0.0035016 | 0.0035016 | 0.99278 | -0.050084 | 0.99281 | -0.049856 | 1.2969
29 | -0.092691 | -0.023336 | 0.092979 | 0.023444 | 0.00028819 | 0.00010805 | 0.13896 | 0.13896 | 0.13896 | 0.99281 | -0.049856 | 0.996 | -0.027668 | 17.1557
30 | 0.088015 | 0.022164 | -0.087854 | -0.022104 | 0.00016098 | 6.0196e-05 | 0.13195 | 0.13195 | 0.13195 | 0.99281 | -0.049856 | 0.99094 | -0.062966 | 16.2906
31 | 0.080221 | 0.020192 | -0.080145 | -0.020164 | 7.6152e-05 | 2.8316e-05 | 0.12049 | 0.12049 | 0.12049 | 0.99094 | -0.062966 | 0.98997 | -0.069771 | 14.8757
32 | -0.0010696 | -0.00026808 | 0.0010697 | 0.00026753 | 7.522e-08 | -5.4867e-07 | 0.0016229 | 0.0016227 | 0.0016229 | 0.98072 | -0.13524 | 0.98079 | -0.13473 | 0.60109
33 | -0.0024061 | -0.00060245 | 0.0024063 | 0.00060218 | 2.3958e-07 | -2.7156e-07 | 0.0036502 | 0.0036501 | 0.0036502 | 0.98079 | -0.13473 | 0.98089 | -0.13401 | 1.3519
34 | -0.027285 | -0.0068438 | 0.027309 | 0.0068525 | 2.3121e-05 | 8.6224e-06 | 0.041511 | 0.04151 | 0.041511 | 0.97814 | -0.15358 | 0.97899 | -0.14748 | 15.3743
35 | 0.023009 | 0.005772 | -0.022994 | -0.0057666 | 1.4769e-05 | 5.4382e-06 | 0.035005 | 0.035005 | 0.035005 | 0.97814 | -0.15358 | 0.97749 | -0.15821 | 12.9648
36 | -0.031069 | -0.007795 | 0.031085 | 0.0078007 | 1.5374e-05 | 5.7743e-06 | 0.047227 | 0.047226 | 0.047227 | 0.97899 | -0.14748 | 0.97949 | -0.14391 | 17.4913
37 | 0.020929 | 0.005249 | -0.020924 | -0.0052472 | 4.895e-06 | 1.7859e-06 | 0.031861 | 0.031861 | 0.031861 | 0.97749 | -0.15821 | 0.97725 | -0.1599 | 11.8004
38 | -0.031085 | -0.0078007 | 0.031126 | 0.0078161 | 4.0899e-05 | 1.536e-05 | 0.047226 | 0.047226 | 0.047226 | 0.97949 | -0.14391 | 0.98082 | -0.13444 | 17.4913
39 | 0.019343 | 0.004851 | -0.019333 | -0.0048472 | 1.0394e-05 | 3.7572e-06 | 0.029454 | 0.029454 | 0.029454 | 0.97725 | -0.1599 | 0.97671 | -0.16378 | 10.9088
40 | 0.068854 | 0.017305 | -0.068702 | -0.017249 | 0.00015194 | 5.5849e-05 | 0.10387 | 0.10387 | 0.10387 | 0.98658 | -0.093624 | 0.98433 | -0.10951 | 12.8231
41 | -0.068854 | -0.017305 | 0.068894 | 0.017319 | 4.0326e-05 | 1.4821e-05 | 0.10387 | 0.10387 | 0.10387 | 0.98658 | -0.093624 | 0.98718 | -0.089419 | 12.823
42 | 0.050762 | 0.012753 | -0.050655 | -0.012715 | 0.00010671 | 3.7728e-05 | 0.076748 | 0.076749 | 0.076749 | 0.98433 | -0.10951 | 0.9822 | -0.12465 | 9.4752
43 | -0.072681 | -0.018268 | 0.072751 | 0.018294 | 7.019e-05 | 2.5917e-05 | 0.10957 | 0.10957 | 0.10957 | 0.98718 | -0.089419 | 0.98816 | -0.08249 | 13.5276
44 | -0.035746 | -0.008974 | 0.035772 | 0.0089833 | 2.6057e-05 | 9.3048e-06 | 0.054236 | 0.054235 | 0.054236 | 0.98082 | -0.13444 | 0.98156 | -0.1292 | 10.0436
45 | 0.018109 | 0.0045406 | -0.018108 | -0.0045402 | 1.1848e-06 | 4.2446e-07 | 0.02759 | 0.02759 | 0.02759 | 0.97671 | -0.16378 | 0.97665 | -0.16425 | 10.2185
46 | -0.035772 | -0.0089833 | 0.035794 | 0.0089906 | 2.2629e-05 | 7.2999e-06 | 0.054235 | 0.054235 | 0.054235 | 0.98156 | -0.1292 | 0.9822 | -0.12465 | 6.6957
47 | 0.017058 | 0.0042771 | -0.01705 | -0.0042742 | 8.1428e-06 | 2.8902e-06 | 0.025991 | 0.025991 | 0.025991 | 0.97665 | -0.16425 | 0.97617 | -0.1677 | 9.6262
48 | -0.024551 | -0.0061559 | 0.024573 | 0.0061641 | 2.213e-05 | 8.1917e-06 | 0.037339 | 0.037339 | 0.037339 | 0.97843 | -0.15143 | 0.97934 | -0.14493 | 13.8294
49 | 0.0042591 | 0.0010672 | -0.0042588 | -0.0010672 | 3.472e-07 | -3.2459e-08 | 0.0064826 | 0.0064827 | 0.0064827 | 0.97762 | -0.1572 | 0.97754 | -0.15778 | 2.401
50 | -0.026155 | -0.0065606 | 0.026179 | 0.0065693 | 2.3399e-05 | 8.7005e-06 | 0.039743 | 0.039743 | 0.039743 | 0.97934 | -0.14493 | 0.98024 | -0.13848 | 14.7196
51 | 0.002761 | 0.00069184 | -0.0027609 | -0.00069194 | 1.3699e-07 | -1.0311e-07 | 0.0042028 | 0.0042028 | 0.0042028 | 0.97754 | -0.15778 | 0.97749 | -0.15814 | 1.5566
52 | -0.02737 | -0.0068679 | 0.027395 | 0.0068771 | 2.4633e-05 | 9.1858e-06 | 0.041551 | 0.041551 | 0.041551 | 0.98024 | -0.13848 | 0.98115 | -0.132 | 15.3894
53 | -0.0021795 | -0.00054624 | 0.0021796 | 0.0005461 | 9.6159e-08 | -1.374e-07 | 0.0033231 | 0.003323 | 0.0033231 | 0.97594 | -0.16926 | 0.97598 | -0.16894 | 1.2308
54 | -0.0024702 | -0.00061881 | 0.0024703 | 0.00061866 | 1.3182e-07 | -1.5296e-07 | 0.0036823 | 0.0036822 | 0.0036823 | 0.99817 | -0.012825 | 0.99823 | -0.012439 | 1.3638
55 | 0.0015514 | 0.00038856 | -0.0015514 | -0.00038881 | 7.1012e-08 | -2.5078e-07 | 0.0023127 | 0.0023128 | 0.0023128 | 0.99817 | -0.012825 | 0.99812 | -0.013156 | 0.85659
56 | 0.037408 | 0.0093717 | -0.037396 | -0.0093672 | 1.1794e-05 | 4.4566e-06 | 0.055761 | 0.055761 | 0.055761 | 0.99823 | -0.012439 | 0.9979 | -0.014719 | 20.6523
57 | -0.039878 | -0.0099903 | 0.039944 | 0.010015 | 6.5465e-05 | 2.479e-05 | 0.059443 | 0.059443 | 0.059443 | 0.99823 | -0.012439 | 0.99992 | -0.00059081 | 22.016
58 | 0.031684 | 0.0079357 | -0.031636 | -0.0079176 | 4.8344e-05 | 1.8141e-05 | 0.047244 | 0.047244 | 0.047244 | 0.9979 | -0.014719 | 0.99633 | -0.025771 | 17.4978
59 | -0.041326 | -0.010362 | 0.04133 | 0.010363 | 3.3832e-06 | 1.2824e-06 | 0.061501 | 0.061501 | 0.061501 | 0.99992 | -0.00059081 | 1 | 0 | 22.7782
60 | 0.030865 | 0.0077243 | -0.030854 | -0.0077203 | 1.0553e-05 | 3.9552e-06 | 0.046092 | 0.046092 | 0.046092 | 0.99633 | -0.025771 | 0.99598 | -0.028249 | 17.0712
61 | 0.18897 | 0.047772 | -0.18823 | -0.047492 | 0.00073361 | 0.00028041 | 0.28133 | 0.28133 | 0.28133 | 1 | 0 | 0.996 | -0.027668 | 34.7326
62 | 0.029031 | 0.0072633 | -0.02903 | -0.0072632 | 3.573e-07 | 1.3346e-07 | 0.043368 | 0.043368 | 0.043368 | 0.99598 | -0.028249 | 0.99597 | -0.028338 | 16.0623
63 | 0.095256 | 0.024048 | -0.094695 | -0.023832 | 0.00056117 | 0.00021526 | 0.14237 | 0.14237 | 0.14237 | 0.996 | -0.027668 | 0.98995 | -0.06986 | 52.731
64 | -0.004942 | -0.0012375 | 0.0049426 | 0.0012375 | 6.081e-07 | 1.4975e-08 | 0.0074967 | 0.0074966 | 0.0074967 | 0.98089 | -0.13401 | 0.98101 | -0.13312 | 2.7765
65 | 0.0025357 | 0.00063531 | -0.0025355 | -0.00063546 | 1.5455e-07 | -1.5183e-07 | 0.0038466 | 0.0038467 | 0.0038467 | 0.98089 | -0.13401 | 0.98083 | -0.13445 | 1.4247
66 | -0.0076348 | -0.0019122 | 0.0076352 | 0.0019123 | 4.1175e-07 | 9.6234e-08 | 0.01158 | 0.01158 | 0.01158 | 0.98101 | -0.13312 | 0.98107 | -0.13273 | 4.2889
67 | -0.073877 | -0.018576 | 0.073957 | 0.018606 | 8.0722e-05 | 2.9841e-05 | 0.11127 | 0.11127 | 0.11127 | 0.98816 | -0.08249 | 0.98927 | -0.074657 | 13.7368
68 | -0.077223 | -0.019425 | 0.077253 | 0.019436 | 2.9625e-05 | 1.0988e-05 | 0.11618 | 0.11618 | 0.11618 | 0.98927 | -0.074657 | 0.98966 | -0.071907 | 14.3433
69 | -0.0096319 | -0.0024128 | 0.0096364 | 0.0024141 | 4.4661e-06 | 1.294e-06 | 0.014609 | 0.014608 | 0.014609 | 0.98107 | -0.13273 | 0.98154 | -0.12938 | 5.4106
70 | -0.00056856 | -0.00014241 | 0.00056857 | 0.00014215 | 9.3425e-09 | -2.6431e-07 | 0.00085114 | 0.00085105 | 0.00085114 | 0.99396 | -0.042538 | 0.99397 | -0.042419 | 0.31524
71 | 0.00028742 | 7.1951e-05 | -0.00028741 | -7.2033e-05 | 7.3442e-10 | -8.2116e-08 | 0.00043025 | 0.00043028 | 0.00043028 | 0.99396 | -0.042538 | 0.99395 | -0.042557 | 0.15936
72 | -0.0010868 | -0.00027204 | 0.0010869 | 0.0002717 | 4.5614e-08 | -3.4046e-07 | 0.0016269 | 0.0016268 | 0.0016269 | 0.99397 | -0.042419 | 0.99402 | -0.042115 | 0.60256
73 | -0.0039609 | -0.00099199 | 0.0039617 | 0.0009918 | 8.8003e-07 | -1.817e-07 | 0.0059291 | 0.0059289 | 0.0059291 | 0.99402 | -0.042115 | 0.99424 | -0.040507 | 2.196
74 | -0.0063652 | -0.0015942 | 0.0063663 | 0.0015943 | 1.1361e-06 | 1.7672e-07 | 0.009526 | 0.0095259 | 0.009526 | 0.99424 | -0.040507 | 0.99443 | -0.039216 | 3.5281
75 | 0.00063951 | 0.00015886 | -0.00063949 | -0.00015926 | 1.7918e-08 | -4.0027e-07 | 0.00095643 | 0.00095658 | 0.00095658 | 0.99443 | -0.039216 | 0.9944 | -0.039421 | 0.35429
76 | -0.02463 | -0.006156 | 0.024667 | 0.0061696 | 3.6943e-05 | 1.3642e-05 | 0.036849 | 0.036849 | 0.036849 | 0.99443 | -0.039216 | 0.99597 | -0.028338 | 13.6478
77 | 0.0060041 | 0.0015044 | -0.006003 | -0.0015042 | 1.1144e-06 | 1.5933e-07 | 0.0091283 | 0.0091284 | 0.0091284 | 0.97872 | -0.14941 | 0.97853 | -0.15075 | 3.3809
78 | -0.0073876 | -0.0018511 | 0.0073911 | 0.0018519 | 3.4963e-06 | 7.8629e-07 | 0.011232 | 0.011232 | 0.011232 | 0.97872 | -0.14941 | 0.9792 | -0.14599 | 4.1599
79 | 0.0037503 | 0.00093961 | -0.0037497 | -0.00093976 | 6.0471e-07 | -1.4167e-07 | 0.0057028 | 0.0057029 | 0.0057029 | 0.97853 | -0.15075 | 0.97837 | -0.15191 | 2.1122
80 | -0.0073911 | -0.0018519 | 0.0073938 | 0.0018525 | 2.71e-06 | 6.0906e-07 | 0.011232 | 0.011231 | 0.011232 | 0.9792 | -0.14599 | 0.97957 | -0.14334 | 4.1598
81 | -0.0073938 | -0.0018525 | 0.0073973 | 0.0018533 | 3.4639e-06 | 7.78e-07 | 0.011231 | 0.011231 | 0.011231 | 0.97957 | -0.14334 | 0.98004 | -0.13995 | 4.1598
82 | -0.024588 | -0.0061616 | 0.024612 | 0.0061704 | 2.3815e-05 | 8.8141e-06 | 0.037332 | 0.037332 | 0.037332 | 0.98004 | -0.13995 | 0.98102 | -0.13296 | 13.8267
83 | 0.0018354 | 0.00045958 | -0.0018353 | -0.0004598 | 9.7898e-08 | -2.1083e-07 | 0.0028035 | 0.0028036 | 0.0028036 | 0.97414 | -0.18223 | 0.97409 | -0.18262 | 1.0384
84 | -0.0033296 | -0.00083407 | 0.0033299 | 0.00083397 | 2.4991e-07 | -9.6655e-08 | 0.0050859 | 0.0050859 | 0.0050859 | 0.97414 | -0.18223 | 0.97422 | -0.18169 | 1.8837
85 | 0.0018353 | 0.0004598 | -0.0018353 | -0.00045996 | 7.6367e-08 | -1.6444e-07 | 0.0028036 | 0.0028037 | 0.0028037 | 0.97409 | -0.18262 | 0.97405 | -0.18292 | 1.0384
86 | -0.006474 | -0.001622 | 0.0064748 | 0.0016221 | 7.7193e-07 | 1.3934e-07 | 0.0098882 | 0.0098881 | 0.0098882 | 0.97422 | -0.18169 | 0.97434 | -0.18083 | 3.6623
87 | -0.028294 | -0.0070934 | 0.028321 | 0.0071033 | 2.6394e-05 | 9.8615e-06 | 0.042918 | 0.042918 | 0.042918 | 0.98102 | -0.13296 | 0.98197 | -0.12623 | 15.8954
88 | 0.011616 | 0.0029112 | -0.011616 | -0.002911 | 6.243e-07 | 2.0039e-07 | 0.017725 | 0.017725 | 0.017725 | 0.97517 | -0.17481 | 0.97512 | -0.1752 | 6.5649
89 | -0.012538 | -0.0031421 | 0.012543 | 0.0031439 | 5.5835e-06 | 1.8423e-06 | 0.019131 | 0.019131 | 0.019131 | 0.97517 | -0.17481 | 0.97562 | -0.1716 | 7.0856
90 | 0.010995 | 0.0027555 | -0.010991 | -0.0027541 | 4.5824e-06 | 1.4372e-06 | 0.016779 | 0.016779 | 0.016779 | 0.97512 | -0.1752 | 0.9747 | -0.17821 | 6.2144
91 | -0.013931 | -0.0034916 | 0.013931 | 0.0034917 | 1.4387e-07 | 4.8958e-08 | 0.021247 | 0.021247 | 0.021247 | 0.97562 | -0.1716 | 0.97563 | -0.17152 | 7.8693
92 | 0.010478 | 0.0026255 | -0.010476 | -0.0026248 | 2.0178e-06 | 6.1858e-07 | 0.015995 | 0.015996 | 0.015996 | 0.9747 | -0.17821 | 0.97451 | -0.1796 | 5.9243
93 | -0.014801 | -0.0037098 | 0.014809 | 0.0037124 | 7.3529e-06 | 2.5392e-06 | 0.022575 | 0.022575 | 0.022575 | 0.97563 | -0.17152 | 0.97613 | -0.16793 | 8.361
94 | 0.0084491 | 0.0021169 | -0.0084477 | -0.0021166 | 1.4292e-06 | 3.7828e-07 | 0.012901 | 0.012901 | 0.012901 | 0.97451 | -0.1796 | 0.97434 | -0.18083 | 4.7782
95 | -0.015947 | -0.0039976 | 0.015947 | 0.0039978 | 5.258e-07 | 1.8441e-07 | 0.02431 | 0.02431 | 0.02431 | 0.97613 | -0.16793 | 0.97617 | -0.1677 | 9.0036
96 | 0.00063949 | 0.00015926 | -0.00063945 | -0.00016026 | 4.4868e-08 | -1.0017e-06 | 0.00095658 | 0.00095694 | 0.00095694 | 0.9944 | -0.039421 | 0.99433 | -0.039931 | 0.35442
97 | 3.4629e-05 | 8.6645e-06 | -3.4629e-05 | -8.6788e-06 | 2.0508e-12 | -1.4312e-08 | 5.2412e-05 | 5.2417e-05 | 5.2417e-05 | 0.98304 | -0.12123 | 0.98304 | -0.12123 | 0.019414
98 | -0.00034691 | -8.693e-05 | 0.00034692 | 8.6567e-05 | 4.9584e-09 | -3.6353e-07 | 0.00052511 | 0.00052498 | 0.00052511 | 0.98304 | -0.12123 | 0.98305 | -0.12113 | 0.19449
99 | -0.00038433 | -9.5944e-05 | 0.00038443 | 9.0321e-05 | 9.3866e-08 | -5.6225e-06 | 0.00058162 | 0.00057966 | 0.00058162 | 0.98305 | -0.12113 | 0.9833 | -0.11924 | 0.21541
100 | -0.0036855 | -0.00090834 | 0.0036861 | 0.00090817 | 6.3107e-07 | -1.7059e-07 | 0.0055718 | 0.0055717 | 0.0055718 | 0.9833 | -0.11924 | 0.98347 | -0.11797 | 2.0636
101 | 0.0033011 | 0.00081802 | -0.003296 | -0.00082019 | 5.0608e-06 | -2.1738e-06 | 0.0049922 | 0.0049936 | 0.0049936 | 0.9833 | -0.11924 | 0.98175 | -0.13053 | 1.8495
102 | -0.0038879 | -0.0009744 | 0.0038882 | 0.00097433 | 3.2995e-07 | -6.8192e-08 | 0.0058736 | 0.0058735 | 0.0058736 | 0.98496 | -0.107 | 0.98505 | -0.10638 | 2.1754
103 | 0.0044926 | 0.0011078 | -0.0044847 | -0.0011083 | 7.8916e-06 | -4.6292e-07 | 0.0067787 | 0.0067799 | 0.0067799 | 0.98526 | -0.10489 | 0.98347 | -0.11797 | 2.5111
104 | -0.081957 | -0.020586 | 0.082054 | 0.020623 | 9.7176e-05 | 3.7246e-05 | 0.12382 | 0.12382 | 0.12382 | 0.98508 | -0.10412 | 0.98629 | -0.095598 | 45.8578
105 | 0.065656 | 0.0165 | -0.065509 | -0.016444 | 0.00014744 | 5.6403e-05 | 0.099193 | 0.099193 | 0.099193 | 0.98508 | -0.10412 | 0.9828 | -0.12028 | 36.7382
106 | -0.086055 | -0.021626 | 0.086132 | 0.021655 | 7.6868e-05 | 2.9471e-05 | 0.12985 | 0.12985 | 0.12985 | 0.98629 | -0.095598 | 0.9872 | -0.089187 | 48.0933
107 | 0.033397 | 0.0083786 | -0.033393 | -0.0083771 | 3.9917e-06 | 1.5036e-06 | 0.050568 | 0.050568 | 0.050568 | 0.9828 | -0.12028 | 0.98268 | -0.12115 | 18.7287
108 | 0.032112 | 0.0080654 | -0.03209 | -0.0080572 | 2.1759e-05 | 8.182e-06 | 0.048626 | 0.048626 | 0.048626 | 0.9828 | -0.12028 | 0.98211 | -0.12516 | 18.0095
109 | -0.089941 | -0.022609 | 0.090184 | 0.022702 | 0.00024276 | 9.3096e-05 | 0.13559 | 0.13559 | 0.13559 | 0.9872 | -0.089187 | 0.98995 | -0.06986 | 50.2197
110 | 0.0038093 | 0.00095364 | -0.0038085 | -0.00095383 | 8.024e-07 | -1.9002e-07 | 0.0057414 | 0.0057416 | 0.0057416 | 0.9872 | -0.089187 | 0.98698 | -0.090711 | 2.1265
111 | 0.030772 | 0.0077204 | -0.030751 | -0.0077123 | 2.1699e-05 | 8.1431e-06 | 0.0466 | 0.0466 | 0.0466 | 0.98268 | -0.12115 | 0.98197 | -0.12623 | 17.2593
112 | 0.028611 | 0.0071852 | -0.028584 | -0.007175 | 2.718e-05 | 1.0161e-05 | 0.043354 | 0.043354 | 0.043354 | 0.98211 | -0.12516 | 0.98115 | -0.132 | 16.057
113 | 0.0028756 | 0.00072003 | -0.002875 | -0.00072046 | 6.0581e-07 | -4.27e-07 | 0.0043352 | 0.0043354 | 0.0043354 | 0.98698 | -0.090711 | 0.98677 | -0.092235 | 1.6057
114 | 0.0011399 | 0.00028561 | -0.0011399 | -0.00028569 | 1.3379e-08 | -8.7546e-08 | 0.001719 | 0.001719 | 0.001719 | 0.98677 | -0.092235 | 0.98676 | -0.092319 | 0.63667
115 | 0.078715 | 0.019805 | -0.078692 | -0.019796 | 2.3459e-05 | 8.7121e-06 | 0.11834 | 0.11834 | 0.11834 | 0.98997 | -0.069771 | 0.98966 | -0.071907 | 14.6104
116 | -0.010847 | -0.0027175 | 0.010847 | 0.0027176 | 3.6169e-07 | 1.1202e-07 | 0.016444 | 0.016444 | 0.016444 | 0.98154 | -0.12938 | 0.98157 | -0.12913 | 6.0903
117 | 0.014861 | 0.0037242 | -0.014861 | -0.003724 | 5.5903e-07 | 1.9264e-07 | 0.022514 | 0.022514 | 0.022514 | 0.9822 | -0.12465 | 0.98216 | -0.12492 | 8.3386
118 | 0.013594 | 0.0034065 | -0.013586 | -0.0034039 | 7.9217e-06 | 2.6683e-06 | 0.020595 | 0.020595 | 0.020595 | 0.98216 | -0.12492 | 0.98157 | -0.12913 | 7.6278
119 | 0.00015771 | 3.8687e-05 | -0.0001577 | -3.9524e-05 | 2.361e-09 | -8.375e-07 | 0.00023873 | 0.00023903 | 0.00023903 | 0.98175 | -0.13053 | 0.98173 | -0.13064 | 0.08853
120 | 0.0031383 | 0.0007815 | -0.0031332 | -0.00078409 | 5.0725e-06 | -2.5862e-06 | 0.0047549 | 0.0047565 | 0.0047565 | 0.98175 | -0.13053 | 0.98011 | -0.14231 | 1.7617
121 | -0.0020913 | -0.00052404 | 0.0020915 | 0.00052376 | 1.7567e-07 | -2.8397e-07 | 0.003176 | 0.0031759 | 0.003176 | 0.97979 | -0.14458 | 0.97988 | -0.14398 | 1.1763
122 | 0.00068786 | 0.00017231 | -0.00068786 | -0.00017239 | 4.7782e-09 | -8.6535e-08 | 0.0010446 | 0.0010447 | 0.0010447 | 0.97979 | -0.14458 | 0.97978 | -0.14463 | 0.38691
123 | 0.00065125 | 0.00016311 | -0.00065124 | -0.00016322 | 5.216e-09 | -1.0565e-07 | 0.00098893 | 0.00098897 | 0.00098897 | 0.97988 | -0.14398 | 0.97987 | -0.14403 | 0.36629
124 | -0.0027427 | -0.00068687 | 0.002743 | 0.00068661 | 3.2783e-07 | -2.5549e-07 | 0.0041648 | 0.0041647 | 0.0041648 | 0.97988 | -0.14398 | 0.98 | -0.14311 | 1.5425
125 | -0.002743 | -0.00068661 | 0.0027433 | 0.00068637 | 3.0492e-07 | -2.3775e-07 | 0.0041647 | 0.0041646 | 0.0041647 | 0.98 | -0.14311 | 0.98011 | -0.14231 | 1.5425

## res_trafo
| p_hv_mw | q_hv_mvar | p_lv_mw | q_lv_mvar | pl_mw | ql_mvar | i_hv_ka | i_lv_ka | vm_hv_pu | va_hv_degree | vm_lv_pu | va_lv_degree | loading_percent
0 | 2.5187e-16 | 8.8016e-16 | 0.00079998 | 7.4552e-08 | 0.00079998 | 7.4552e-08 | 2.6429e-17 | 0.0011547 | 0.99998 | 149.9947 | 1 | 0 | 0.31999

## res_ext_grid
| p_mw | q_mvar
0 | 0.23238 | 0.058457

## res_load
| p_mw | q_mvar
0 | 0.00017783 | 4.4569e-05
1 | 0.00029035 | 7.2769e-05
2 | 0.00017742 | 4.4466e-05
3 | 0.00051093 | 0.00012805
4 | 0.00028659 | 7.1826e-05
5 | 0.00042793 | 0.00010725
6 | 0.0016968 | 0.00042527
7 | 0.00046126 | 0.0001156
8 | 0.00042072 | 0.00010544
9 | 0.00051167 | 0.00012824
10 | 0.00020438 | 5.1221e-05
11 | 0.0031049 | 0.00077817
12 | 0.0021156 | 0.00053021
13 | 0.0013391 | 0.00033562
14 | 0.0026154 | 0.00065547
15 | 0.0012063 | 0.00030231
16 | 0.0027562 | 0.00069076
17 | 0.0017173 | 0.0004304
18 | 0.0017268 | 0.00043278
19 | 0.0021505 | 0.00053897
20 | 0.0023227 | 0.00058212
21 | 0.0023362 | 0.00058551
22 | 0.0023397 | 0.00058638
23 | 0.0014306 | 0.00035854
24 | 0.0010696 | 0.00026808
25 | 0.0013364 | 0.00033492
26 | 0.0042765 | 0.0010718
27 | 0.0037607 | 0.00094252
28 | 0.0020653 | 0.0005176
29 | 0.0015809 | 0.00039622
30 | 0.01794 | 0.0044961
31 | 0.0037867 | 0.00094903
32 | 0.0046201 | 0.0011579
33 | 0.0012234 | 0.00030661
34 | 0.0010497 | 0.00026309
35 | 0.0021774 | 0.0005457
36 | 0.0012077 | 0.00030268
37 | 0.001582 | 0.00039648
38 | 0.0014978 | 0.00037538
39 | 0.0011914 | 0.00029859
40 | 0.0027609 | 0.00069194
41 | 0.0021795 | 0.00054624
42 | 0.0029386 | 0.00073647
43 | 0.00091874 | 0.00023026
44 | 0.0015514 | 0.00038881
45 | 0.0057118 | 0.0014315
46 | 0.001383 | 0.0003466
47 | 0.00077128 | 0.0001933
48 | 0.0012857 | 0.00032222
49 | 0.0018234 | 0.00045699
50 | 0.0026922 | 0.00067472
51 | 0.0025355 | 0.00063546
52 | 0.0011257 | 0.00028213
53 | 0.003266 | 0.00081854
54 | 0.0019968 | 0.00050043
55 | 0.00028114 | 7.0461e-05
56 | 0.00051828 | 0.00012989
57 | 0.00028741 | 7.2033e-05
58 | 0.002874 | 0.00072029
59 | 0.0024035 | 0.00060236
60 | 0.0013835 | 0.00034674
61 | 0.0022527 | 0.00056458
62 | 0.0037497 | 0.00093976
63 | 0.017191 | 0.0043084
64 | 0.0014942 | 0.00037448
65 | 0.0031441 | 0.00078799
66 | 0.0018353 | 0.00045996
67 | 0.0036826 | 0.00092295
68 | 0.00092137 | 0.00023092
69 | 0.00062021 | 0.00015544
70 | 0.0013873 | 0.0003477
71 | 0.0005132 | 0.00012862
72 | 0.00087055 | 0.00021818
73 | 0.0020266 | 0.00050791
74 | 0.0011381 | 0.00028525
75 | 0.0019729 | 0.00049445
76 | 0.0011029 | 0.0002764
77 | 0.0043634 | 0.0010936
78 | 0.00031228 | 7.8266e-05
79 | 3.4629e-05 | 8.6788e-06
80 | 3.7414e-05 | 9.3769e-06
81 | 0.0038879 | 0.0009744
82 | 0.00086797 | 0.00021753
83 | 0.00079856 | 0.00020014
84 | 0.016301 | 0.0040854
85 | 0.0040007 | 0.0010027
86 | 0.0026202 | 0.00065669
87 | 0.0034795 | 0.00087204
88 | 0.0045109 | 0.0011305
89 | 0.00093286 | 0.0002338
90 | 0.0024301 | 0.00060904
91 | 0.0011887 | 0.00029791
92 | 0.0017351 | 0.00043485
93 | 0.0014299 | 0.00035837
94 | 0.0014391 | 0.00036067
95 | 0.00063945 | 0.00016026
96 | 0.0012107 | 0.00030343
97 | 0.0011399 | 0.00028569
98 | 0.0012668 | 0.0003175
99 | 0.0027383 | 0.00068627
100 | 0.0014034 | 0.00035173
101 | 0.00068786 | 0.00017239
102 | 0.00065124 | 0.00016322
103 | 0.0003899 | 9.7717e-05
104 | 0.0001577 | 3.9524e-05

## dtypes
| element | column | dtype
0 | bus | name | object
1 | bus | vn_kv | float64
2 | bus | type | object
3 | bus | zone | object
4 | bus | in_service | bool
5 | load | name | object
6 | load | bus | uint32
7 | load | p_mw | float64
8 | load | q_mvar | float64
9 | load | const_z_percent | float64
10 | load | const_i_percent | float64
11 | load | sn_mva | float64
12 | load | scaling | float64
13 | load | in_service | bool
14 | load | type | object
15 | ext_grid | name | object
16 | ext_grid | bus | uint32
17 | ext_grid | vm_pu | float64
18 | ext_grid | va_degree | float64
19 | ext_grid | slack_weight | float64
20 | ext_grid | in_service | bool
21 | line | name | object
22 | line | std_type | object
23 | line | from_bus | uint32
24 | line | to_bus | uint32
25 | line | length_km | float64
26 | line | r_ohm_per_km | float64
27 | line | x_ohm_per_km | float64
28 | line | c_nf_per_km | float64
29 | line | g_us_per_km | float64
30 | line | max_i_ka | float64
31 | line | df | float64
32 | line | parallel | uint32
33 | line | type | object
34 | line | in_service | bool
35 | trafo | name | object
36 | trafo | std_type | object
37 | trafo | hv_bus | uint32
38 | trafo | lv_bus | uint32
39 | trafo | sn_mva | float64
40 | trafo | vn_hv_kv | float64
41 | trafo | vn_lv_kv | float64
42 | trafo | vk_percent | float64
43 | trafo | vkr_percent | float64
44 | trafo | pfe_kw | float64
45 | trafo | i0_percent | float64
46 | trafo | shift_degree | float64
47 | trafo | tap_side | object
48 | trafo | tap_neutral | int32
49 | trafo | tap_min | int32
50 | trafo | tap_max | int32
51 | trafo | tap_step_percent | float64
52 | trafo | tap_step_degree | float64
53 | trafo | tap_pos | int32
54 | trafo | tap_phase_shifter | bool
55 | trafo | parallel | uint32
56 | trafo | df | float64
57 | trafo | in_service | bool
58 | line_geodata | coords | object
59 | bus_geodata | x | float64
60 | bus_geodata | y | float64
61 | bus_geodata | coords | object
62 | res_bus | vm_pu | float64
63 | res_bus | va_degree | float64
64 | res_bus | p_mw | float64
65 | res_bus | q_mvar | float64
66 | res_line | p_from_mw | float64
67 | res_line | q_from_mvar | float64
68 | res_line | p_to_mw | float64
69 | res_line | q_to_mvar | float64
70 | res_line | pl_mw | float64
71 | res_line | ql_mvar | float64
72 | res_line | i_from_ka | float64
73 | res_line | i_to_ka | float64
74 | res_line | i_ka | float64
75 | res_line | vm_from_pu | float64
76 | res_line | va_from_degree | float64
77 | res_line | vm_to_pu | float64
78 | res_line | va_to_degree | float64
79 | res_line | loading_percent | float64
80 | res_trafo | p_hv_mw | float64
81 | res_trafo | q_hv_mvar | float64
82 | res_trafo | p_lv_mw | float64
83 | res_trafo | q_lv_mvar | float64
84 | res_trafo | pl_mw | float64
85 | res_trafo | ql_mvar | float64
86 | res_trafo | i_hv_ka | float64
87 | res_trafo | i_lv_ka | float64
88 | res_trafo | vm_hv_pu | float64
89 | res_trafo | va_hv_degree | float64
90 | res_trafo | vm_lv_pu | float64
91 | res_trafo | va_lv_degree | float64
92 | res_trafo | loading_percent | float64
93 | res_ext_grid | p_mw | float64
94 | res_ext_grid | q_mvar | float64
95 | res_load | p_mw | float64
96 | res_load | q_mvar | float64

## parameters
| version | format_version | converged | OPF_converged | name | f_hz | sn_mva
0 | 2.14.6 | 2.14.0 | TRUE | FALSE |  | 50 | 1