## bus
| name | vn_kv | type | zone | in_service
0 | bus_LV_4185-7_0_4_node_0 | 0.4 | n |  | TRUE
1 | bus_LV_4185-7_0_4_node_1 | 0.4 | n |  | TRUE
2 | bus_LV_4185-7_0_4_node_3 | 0.4 | n |  | TRUE
3 | bus_LV_4185-7_0_4_node_7 | 0.4 | n |  | TRUE
4 | bus_LV_4185-7_0_4_node_10 | 0.4 | n |  | TRUE
5 | bus_LV_4185-7_0_4_node_5 | 0.4 | n |  | TRUE
6 | bus_LV_4185-7_0_4_node_193 | 0.4 | n |  | TRUE
7 | bus_LV_4185-7_0_4_node_4 | 0.4 | n |  | TRUE
8 | bus_LV_4185-7_0_4_node_6 | 0.4 | n |  | TRUE
9 | bus_LV_4185-7_0_4_node_50 | 0.4 | n |  | TRUE
10 | bus_LV_4185-7_0_4_node_8 | 0.4 | n |  | TRUE
11 | bus_LV_4185-7_0_4_node_48 | 0.4 | n |  | TRUE
12 | bus_LV_4185-7_0_4_node_11 | 0.4 | n |  | TRUE
13 | bus_LV_4185-7_0_4_node_9 | 0.4 | n |  | TRUE
14 | bus_LV_4185-7_0_4_node_38 | 0.4 | n |  | TRUE
15 | bus_LV_4185-7_0_4_node_57 | 0.4 | n |  | TRUE
16 | bus_LV_4185-7_0_4_node_37 | 0.4 | n |  | TRUE
17 | bus_LV_4185-7_0_4_node_13 | 0.4 | n |  | TRUE
18 | bus_LV_4185-7_0_4_node_15 | 0.4 | n |  | TRUE
19 | bus_LV_4185-7_0_4_node_14 | 0.4 | n |  | TRUE
20 | bus_LV_4185-7_0_4_node_16 | 0.4 | n |  | TRUE
21 | bus_LV_4185-7_0_4_node_17 | 0.4 | n |  | TRUE
22 | bus_LV_4185-7_0_4_node_43 | 0.4 | n |  | TRUE
23 | bus_LV_4185-7_0_4_node_87 | 0.4 | n |  | TRUE
24 | bus_LV_4185-7_0_4_node_46 | 0.4 | n |  | TRUE
25 | bus_LV_4185-7_0_4_node_45 | 0.4 | n |  | TRUE
26 | bus_LV_4185-7_0_4_node_18 | 0.4 | n |  | TRUE
27 | bus_LV_4185-7_0_4_node_88 | 0.4 | n |  | TRUE
28 | bus_LV_4185-7_0_4_node_41 | 0.4 | n |  | TRUE
29 | bus_LV_4185-7_0_4_node_108 | 0.4 | n |  | TRUE
30 | bus_LV_4185-7_0_4_node_113 | 0.4 | n |  | TRUE
31 | bus_LV_4185-7_0_4_node_24 | 0.4 | n |  | TRUE
32 | bus_LV_4185-7_0_4_node_89 | 0.4 | n |  | TRUE
33 | bus_LV_4185-7_0_4_node_19 | 0.4 | n |  | TRUE
34 | bus_LV_4185-7_0_4_node_20 | 0.4 | n |  | TRUE
35 | bus_LV_4185-7_0_4_node_21 | 0.4 | n |  | TRUE
36 | bus_LV_4185-7_0_4_node_22 | 0.4 | n |  | TRUE
37 | bus_LV_4185-7_0_4_node_23 | 0.4 | n |  | TRUE
38 | bus_LV_4185-7_0_4_node_56 | 0.4 | n |  | TRUE
39 | bus_LV_4185-7_0_4_node_25 | 0.4 | n |  | TRUE
40 | bus_LV_4185-7_0_4_node_26 | 0.4 | n |  | TRUE
41 | bus_LV_4185-7_0_4_node_28 | 0.4 | n |  | TRUE
42 | bus_LV_4185-7_0_4_node_27 | 0.4 | n |  | TRUE
43 | bus_LV_4185-7_0_4_node_29 | 0.4 | n |  | TRUE
44 | bus_LV_4185-7_0_4_node_30 | 0.4 | n |  | TRUE
45 | bus_LV_4185-7_0_4_node_34 | 0.4 | n |  | TRUE
46 | bus_LV_4185-7_0_4_node_58 | 0.4 | n |  | TRUE
47 | bus_LV_4185-7_0_4_node_67 | 0.4 | n |  | TRUE
48 | bus_LV_4185-7_0_4_node_61 | 0.4 | n |  | TRUE
49 | bus_LV_4185-7_0_4_node_75 | 0.4 | n |  | TRUE
50 | bus_LV_4185-7_0_4_node_32 | 0.4 | n |  | TRUE
51 | bus_LV_4185-7_0_4_node_44 | 0.4 | n |  | TRUE
52 | bus_LV_4185-7_0_4_node_65 | 0.4 | n |  | TRUE
53 | bus_LV_4185-7_0_4_node_63 | 0.4 | n |  | TRUE
54 | bus_LV_4185-7_0_4_node_59 | 0.4 | n |  | TRUE
55 | bus_LV_4185-7_0_4_node_76 | 0.4 | n |  | TRUE
56 | bus_LV_4185-7_0_4_node_31 | 0.4 | n |  | TRUE
57 | bus_LV_4185-7_0_4_node_33 | 0.4 | n |  | TRUE
58 | bus_LV_4185-7_0_4_node_36 | 0.4 | n |  | TRUE
59 | bus_LV_4185-7_0_4_node_54 | 0.4 | n |  | TRUE
60 | bus_LV_4185-7_0_4_node_52 | 0.4 | n |  | TRUE
61 | bus_LV_4185-7_0_4_node_39 | 0.4 | n |  | TRUE
62 | bus_LV_4185-7_0_4_node_40 | 0.4 | n |  | TRUE
63 | bus_LV_4185-7_0_4_node_42 | 0.4 | n |  | TRUE
64 | bus_LV_4185-7_0_4_node_190 | 0.4 | n |  | TRUE
65 | bus_LV_4185-7_0_4_node_73 | 0.4 | n |  | TRUE
66 | bus_LV_4185-7_0_4_node_71 | 0.4 | n |  | TRUE
67 | bus_LV_4185-7_0_4_node_47 | 0.4 | n |  | TRUE
68 | bus_LV_4185-7_0_4_node_49 | 0.4 | n |  | TRUE
69 | bus_LV_4185-7_0_4_node_51 | 0.4 | n |  | TRUE
70 | bus_LV_4185-7_0_4_node_105 | 0.4 | n |  | TRUE
71 | bus_LV_4185-7_0_4_node_104 | 0.4 | n |  | TRUE
72 | bus_LV_4185-7_0_4_node_53 | 0.4 | n |  | TRUE
73 | bus_LV_4185-7_0_4_node_55 | 0.4 | n |  | TRUE
74 | bus_LV_4185-7_0_4_node_70 | 0.4 | n |  | TRUE
75 | bus_LV_4185-7_0_4_node_69 | 0.4 | n |  | TRUE
76 | bus_LV_4185-7_0_4_node_60 | 0.4 | n |  | TRUE
77 | bus_LV_4185-7_0_4_node_62 | 0.4 | n |  | TRUE
78 | bus_LV_4185-7_0_4_node_68 | 0.4 | n |  | TRUE
79 | bus_LV_4185-7_0_4_node_64 | 0.4 | n |  | TRUE
80 | bus_LV_4185-7_0_4_node_66 | 0.4 | n |  | TRUE
81 | bus_LV_4185-7_0_4_node_72 | 0.4 | n |  | TRUE
82 | bus_LV_4185-7_0_4_node_74 | 0.4 | n |  | TRUE
83 | bus_LV_4185-7_0_4_node_77 | 0.4 | n |  | TRUE
84 | bus_LV_4185-7_0_4_node_83 | 0.4 | n |  | TRUE
85 | bus_LV_4185-7_0_4_node_84 | 0.4 | n |  | TRUE
86 | bus_LV_4185-7_0_4_node_78 | 0.4 | n |  | TRUE
87 | bus_LV_4185-7_0_4_node_79 | 0.4 | n |  | TRUE
88 | bus_LV_4185-7_0_4_node_81 | 0.4 | n |  | TRUE
89 | bus_LV_4185-7_0_4_node_86 | 0.4 | n |  | TRUE
90 | bus_LV_4185-7_0_4_node_85 | 0.4 | n |  | TRUE
91 | bus_LV_4185-7_0_4_node_101 | 0.4 | n |  | TRUE
92 | bus_LV_4185-7_0_4_node_99 | 0.4 | n |  | TRUE
93 | bus_LV_4185-7_0_4_node_97 | 0.4 | n |  | TRUE
94 | bus_LV_4185-7_0_4_node_102 | 0.4 | n |  | TRUE
95 | bus_LV_4185-7_0_4_node_94 | 0.4 | n |  | TRUE
96 | bus_LV_4185-7_0_4_node_90 | 0.4 | n |  | TRUE
97 | bus_LV_4185-7_0_4_node_91 | 0.4 | n |  | TRUE
98 | bus_LV_4185-7_0_4_node_92 | 0.4 | n |  | TRUE
99 | bus_LV_4185-7_0_4_node_93 | 0.4 | n |  | TRUE
100 | bus_LV_4185-7_0_4_node_109 | 0.4 | n |  | TRUE
101 | bus_LV_4185-7_0_4_node_110 | 0.4 | n |  | TRUE
102 | bus_LV_4185-7_0_4_node_111 | 0.4 | n |  | TRUE
103 | bus_LV_4185-7_0_4_node_95 | 0.4 | n |  | TRUE
104 | bus_LV_4185-7_0_4_node_96 | 0.4 | n |  | TRUE
105 | bus_LV_4185-7_0_4_node_98 | 0.4 | n |  | TRUE
106 | bus_LV_4185-7_0_4_node_100 | 0.4 | n |  | TRUE
107 | bus_LV_4185-7_0_4_node_191 | 0.4 | n |  | TRUE
108 | bus_LV_4185-7_0_4_node_126 | 0.4 | n |  | TRUE
109 | bus_LV_4185-7_0_4_node_103 | 0.4 | n |  | TRUE
110 | bus_LV_4185-7_0_4_node_112 | 0.4 | n |  | TRUE
111 | bus_LV_4185-7_0_4_node_106 | 0.4 | n |  | TRUE
112 | bus_LV_4185-7_0_4_node_107 | 0.4 | n |  | TRUE
113 | bus_LV_4185-7_0_4_node_169 | 0.4 | n |  | TRUE
114 | bus_LV_4185-7_0_4_node_166 | 0.4 | n |  | TRUE
115 | bus_LV_4185-7_0_4_node_167 | 0.4 | n |  | TRUE
116 | bus_LV_4185-7_0_4_node_125 | 0.4 | n |  | TRUE
117 | bus_LV_4185-7_0_4_node_114 | 0.4 | n |  | TRUE
118 | bus_LV_4185-7_0_4_node_115 | 0.4 | n |  | TRUE
119 | bus_LV_4185-7_0_4_node_116 | 0.4 | n |  | TRUE
120 | bus_LV_4185-7_0_4_node_117 | 0.4 | n |  | TRUE
121 | bus_LV_4185-7_0_4_node_118 | 0.4 | n |  | TRUE
122 | bus_LV_4185-7_0_4_node_119 | 0.4 | n |  | TRUE
123 | bus_LV_4185-7_0_4_node_122 | 0.4 | n |  | TRUE
124 | bus_LV_4185-7_0_4_node_157 | 0.4 | n |  | TRUE
125 | bus_LV_4185-7_0_4_node_176 | 0.4 | n |  | TRUE
126 | bus_LV_4185-7_0_4_node_124 | 0.4 | n |  | TRUE
127 | bus_LV_4185-7_0_4_node_120 | 0.4 | n |  | TRUE
128 | bus_LV_4185-7_0_4_node_177 | 0.4 | n |  | TRUE
129 | bus_LV_4185-7_0_4_node_121 | 0.4 | n |  | TRUE
130 | bus_LV_4185-7_0_4_node_123 | 0.4 | n |  | TRUE
131 | bus_LV_4185-7_0_4_node_132 | 0.4 | n |  | TRUE
132 | bus_LV_4185-7_0_4_node_180 | 0.4 | n |  | TRUE
133 | bus_LV_4185-7_0_4_node_133 | 0.4 | n |  | TRUE
134 | bus_LV_4185-7_0_4_node_130 | 0.4 | n |  | TRUE
135 | bus_LV_4185-7_0_4_node_179 | 0.4 | n |  | TRUE
136 | bus_LV_4185-7_0_4_node_127 | 0.4 | n |  | TRUE
137 | bus_LV_4185-7_0_4_node_128 | 0.4 | n |  | TRUE
138 | bus_LV_4185-7_0_4_node_129 | 0.4 | n |  | TRUE
139 | bus_LV_4185-7_0_4_node_131 | 0.4 | n |  | TRUE
140 | bus_LV_4185-7_0_4_node_170 | 0.4 | n |  | TRUE
141 | bus_LV_4185-7_0_4_node_175 | 0.4 | n |  | TRUE
142 | bus_LV_4185-7_0_4_node_165 | 0.4 | n |  | TRUE
143 | bus_LV_4185-7_0_4_node_168 | 0.4 | n |  | TRUE
144 | bus_LV_4185-7_0_4_node_173 | 0.4 | n |  | TRUE
145 | bus_LV_4185-7_0_4_node_152 | 0.4 | n |  | TRUE
146 | bus_LV_4185-7_0_4_node_134 | 0.4 | n |  | TRUE
147 | bus_LV_4185-7_0_4_node_135 | 0.4 | n |  | TRUE
148 | bus_LV_4185-7_0_4_node_189 | 0.4 | n |  | TRUE
149 | bus_LV_4185-7_0_4_node_136 | 0.4 | n |  | TRUE
150 | bus_LV_4185-7_0_4_node_182 | 0.4 | n |  | TRUE
151 | bus_LV_4185-7_0_4_node_183 | 0.4 | n |  | TRUE
152 | bus_LV_4185-7_0_4_node_184 | 0.4 | n |  | TRUE
153 | bus_LV_4185-7_0_4_node_185 | 0.4 | n |  | TRUE
154 | bus_LV_4185-7_0_4_node_186 | 0.4 | n |  | TRUE
155 | bus_LV_4185-7_0_4_node_187 | 0.4 | n |  | TRUE
156 | bus_LV_4185-7_0_4_node_188 | 0.4 | n |  | TRUE
157 | bus_LV_4185-7_0_4_node_137 | 0.4 | n |  | TRUE
158 | bus_LV_4185-7_0_4_node_138 | 0.4 | n |  | TRUE
159 | bus_LV_4185-7_0_4_node_139 | 0.4 | n |  | TRUE
160 | bus_LV_4185-7_0_4_node_143 | 0.4 | n |  | TRUE
161 | bus_LV_4185-7_0_4_node_145 | 0.4 | n |  | TRUE
162 | bus_LV_4185-7_0_4_node_141 | 0.4 | n |  | TRUE
163 | bus_LV_4185-7_0_4_node_142 | 0.4 | n |  | TRUE
164 | bus_LV_4185-7_0_4_node_144 | 0.4 | n |  | TRUE
165 | bus_LV_4185-7_0_4_node_146 | 0.4 | n |  | TRUE
166 | bus_LV_4185-7_0_4_node_149 | 0.4 | n |  | TRUE
167 | bus_LV_4185-7_0_4_node_147 | 0.4 | n |  | TRUE
168 | bus_LV_4185-7_0_4_node_150 | 0.4 | n |  | TRUE
169 | bus_LV_4185-7_0_4_node_148 | 0.4 | n |  | TRUE
170 | bus_LV_4185-7_0_4_node_192 | 0.4 | n |  | TRUE
171 | bus_LV_4185-7_0_4_node_151 | 0.4 | n |  | TRUE
172 | bus_LV_4185-7_0_4_node_161 | 0.4 | n |  | TRUE
173 | bus_LV_4185-7_0_4_node_162 | 0.4 | n |  | TRUE
174 | bus_LV_4185-7_0_4_node_164 | 0.4 | n |  | TRUE
175 | bus_LV_4185-7_0_4_node_163 | 0.4 | n |  | TRUE
176 | bus_LV_4185-7_0_4_node_178 | 0.4 | n |  | TRUE
177 | bus_LV_4185-7_0_4_node_174 | 0.4 | n |  | TRUE
178 | bus_LV_4185-7_0_4_node_154 | 0.4 | n |  | TRUE
179 | bus_LV_4185-7_0_4_node_155 | 0.4 | n |  | TRUE
180 | bus_LV_4185-7_0_4_node_156 | 0.4 | n |  | TRUE
181 | bus_LV_4185-7_0_4_node_171 | 0.4 | n |  | TRUE
182 | bus_LV_4185-7_0_4_node_172 | 0.4 | n |  | TRUE
183 | bus_LV_4185-7_0_4_node_181 | 0.4 | n |  | TRUE
184 | bus_MV_304_0_node_221 | 20 | n |  | TRUE

## load
| name | bus | p_mw | q_mvar | const_z_percent | const_i_percent | sn_mva | scaling | in_service | type
0 | LV_4185-7_0_4_load_0 | 0 | 0.00010666 | 2.6731e-05 | 0 | 0 |  | 1 | TRUE | wye
1 | LV_4185-7_0_4_load_5 | 5 | 0.00016145 | 4.0463e-05 | 0 | 0 |  | 1 | TRUE | wye
2 | LV_4185-7_0_4_load_193 | 6 | 0.00019681 | 4.9325e-05 | 0 | 0 |  | 1 | TRUE | wye
3 | LV_4185-7_0_4_load_4 | 7 | 0.00019132 | 4.7949e-05 | 0 | 0 |  | 1 | TRUE | wye
4 | LV_4185-7_0_4_load_6 | 8 | 0.0004346 | 0.00010892 | 0 | 0 |  | 1 | TRUE | wye
5 | LV_4185-7_0_4_load_50 | 9 | 0.0015685 | 0.00039311 | 0 | 0 |  | 1 | TRUE | wye
6 | LV_4185-7_0_4_load_8 | 10 | 0.00020725 | 5.1941e-05 | 0 | 0 |  | 1 | TRUE | wye
7 | LV_4185-7_0_4_load_48 | 11 | 0.0018035 | 0.00045201 | 0 | 0 |  | 1 | TRUE | wye
8 | LV_4185-7_0_4_load_11 | 12 | 0.00039791 | 9.9725e-05 | 0 | 0 |  | 1 | TRUE | wye
9 | LV_4185-7_0_4_load_9 | 13 | 0.00046214 | 0.00011582 | 0 | 0 |  | 1 | TRUE | wye
10 | LV_4185-7_0_4_load_38 | 14 | 0.00029891 | 7.4913e-05 | 0 | 0 |  | 1 | TRUE | wye
11 | LV_4185-7_0_4_load_57 | 15 | 0.00052027 | 0.00013039 | 0 | 0 |  | 1 | TRUE | wye
12 | LV_4185-7_0_4_load_37 | 16 | 0.0025154 | 0.00063043 | 0 | 0 |  | 1 | TRUE | wye
13 | LV_4185-7_0_4_load_13 | 17 | 0.0052932 | 0.0013266 | 0 | 0 |  | 1 | TRUE | wye
14 | LV_4185-7_0_4_load_14 | 19 | 0.00031848 | 7.9818e-05 | 0 | 0 |  | 1 | TRUE | wye
15 | LV_4185-7_0_4_load_46 | 24 | 0.00035776 | 8.9663e-05 | 0 | 0 |  | 1 | TRUE | wye
16 | LV_4185-7_0_4_load_45 | 25 | 0.0027477 | 0.00068863 | 0 | 0 |  | 1 | TRUE | wye
17 | LV_4185-7_0_4_load_18 | 26 | 0.00023477 | 5.8838e-05 | 0 | 0 |  | 1 | TRUE | wye
18 | LV_4185-7_0_4_load_88 | 27 | 0.00042923 | 0.00010757 | 0 | 0 |  | 1 | TRUE | wye
19 | LV_4185-7_0_4_load_108 | 29 | 0.0013104 | 0.00032841 | 0 | 0 |  | 1 | TRUE | wye
20 | LV_4185-7_0_4_load_113 | 30 | 0.00040654 | 0.00010189 | 0 | 0 |  | 1 | TRUE | wye
21 | LV_4185-7_0_4_load_24 | 31 | 0.00068317 | 0.00017122 | 0 | 0 |  | 1 | TRUE | wye
22 | LV_4185-7_0_4_load_89 | 32 | 0.00070421 | 0.00017649 | 0 | 0 |  | 1 | TRUE | wye
23 | LV_4185-7_0_4_load_19 | 33 | 0.00046065 | 0.00011545 | 0 | 0 |  | 1 | TRUE | wye
24 | LV_4185-7_0_4_load_20 | 34 | 0.0013014 | 0.00032615 | 0 | 0 |  | 1 | TRUE | wye
25 | LV_4185-7_0_4_load_21 | 35 | 0.00031733 | 7.953e-05 | 0 | 0 |  | 1 | TRUE | wye
26 | LV_4185-7_0_4_load_22 | 36 | 0.0012356 | 0.00030967 | 0 | 0 |  | 1 | TRUE | wye
27 | LV_4185-7_0_4_load_23 | 37 | 0.00024243 | 6.076e-05 | 0 | 0 |  | 1 | TRUE | wye
28 | LV_4185-7_0_4_load_56 | 38 | 0.00047136 | 0.00011814 | 0 | 0 |  | 1 | TRUE | wye
29 | LV_4185-7_0_4_load_25 | 39 | 0.00087497 | 0.00021929 | 0 | 0 |  | 1 | TRUE | wye
30 | LV_4185-7_0_4_load_26 | 40 | 0.00085458 | 0.00021418 | 0 | 0 |  | 1 | TRUE | wye
31 | LV_4185-7_0_4_load_29 | 43 | 0.0012121 | 0.00030378 | 0 | 0 |  | 1 | TRUE | wye
32 | LV_4185-7_0_4_load_34 | 45 | 0.00094712 | 0.00023737 | 0 | 0 |  | 1 | TRUE | wye
33 | LV_4185-7_0_4_load_58 | 46 | 0.0011411 | 0.00028598 | 0 | 0 |  | 1 | TRUE | wye
34 | LV_4185-7_0_4_load_67 | 47 | 0.00093571 | 0.00023451 | 0 | 0 |  | 1 | TRUE | wye
35 | LV_4185-7_0_4_load_75 | 49 | 0.0014791 | 0.00037069 | 0 | 0 |  | 1 | TRUE | wye
36 | LV_4185-7_0_4_load_32 | 50 | 0.001724 | 0.00043208 | 0 | 0 |  | 1 | TRUE | wye
37 | LV_4185-7_0_4_load_65 | 52 | 0.00084509 | 0.0002118 | 0 | 0 |  | 1 | TRUE | wye
38 | LV_4185-7_0_4_load_63 | 53 | 0.00080074 | 0.00020069 | 0 | 0 |  | 1 | TRUE | wye
39 | LV_4185-7_0_4_load_59 | 54 | 0.0010187 | 0.00025531 | 0 | 0 |  | 1 | TRUE | wye
40 | LV_4185-7_0_4_load_31 | 56 | 0.00079578 | 0.00019944 | 0 | 0 |  | 1 | TRUE | wye
41 | LV_4185-7_0_4_load_36 | 58 | 0.00084069 | 0.0002107 | 0 | 0 |  | 1 | TRUE | wye
42 | LV_4185-7_0_4_load_54 | 59 | 0.00081616 | 0.00020455 | 0 | 0 |  | 1 | TRUE | wye
43 | LV_4185-7_0_4_load_52 | 60 | 0.0007923 | 0.00019857 | 0 | 0 |  | 1 | TRUE | wye
44 | LV_4185-7_0_4_load_39 | 61 | 0.00053747 | 0.0001347 | 0 | 0 |  | 1 | TRUE | wye
45 | LV_4185-7_0_4_load_40 | 62 | 0.001206 | 0.00030224 | 0 | 0 |  | 1 | TRUE | wye
46 | LV_4185-7_0_4_load_42 | 63 | 0.00035713 | 8.9506e-05 | 0 | 0 |  | 1 | TRUE | wye
47 | LV_4185-7_0_4_load_190 | 64 | 0.0026158 | 0.00065558 | 0 | 0 |  | 1 | TRUE | wye
48 | LV_4185-7_0_4_load_73 | 65 | 0.002353 | 0.00058971 | 0 | 0 |  | 1 | TRUE | wye
49 | LV_4185-7_0_4_load_71 | 66 | 0.0019829 | 0.00049697 | 0 | 0 |  | 1 | TRUE | wye
50 | LV_4185-7_0_4_load_47 | 67 | 0.0016182 | 0.00040556 | 0 | 0 |  | 1 | TRUE | wye
51 | LV_4185-7_0_4_load_105 | 70 | 0.00028315 | 7.0965e-05 | 0 | 0 |  | 1 | TRUE | wye
52 | LV_4185-7_0_4_load_104 | 71 | 0.00049731 | 0.00012464 | 0 | 0 |  | 1 | TRUE | wye
53 | LV_4185-7_0_4_load_53 | 72 | 0.0007711 | 0.00019326 | 0 | 0 |  | 1 | TRUE | wye
54 | LV_4185-7_0_4_load_55 | 73 | 0.00098177 | 0.00024605 | 0 | 0 |  | 1 | TRUE | wye
55 | LV_4185-7_0_4_load_60 | 76 | 0.00074205 | 0.00018598 | 0 | 0 |  | 1 | TRUE | wye
56 | LV_4185-7_0_4_load_62 | 77 | 0.0010162 | 0.00025467 | 0 | 0 |  | 1 | TRUE | wye
57 | LV_4185-7_0_4_load_68 | 78 | 0.0010946 | 0.00027434 | 0 | 0 |  | 1 | TRUE | wye
58 | LV_4185-7_0_4_load_64 | 79 | 0.0018167 | 0.0004553 | 0 | 0 |  | 1 | TRUE | wye
59 | LV_4185-7_0_4_load_66 | 80 | 0.00084441 | 0.00021163 | 0 | 0 |  | 1 | TRUE | wye
60 | LV_4185-7_0_4_load_72 | 81 | 0.0018307 | 0.00045881 | 0 | 0 |  | 1 | TRUE | wye
61 | LV_4185-7_0_4_load_74 | 82 | 0.00065151 | 0.00016328 | 0 | 0 |  | 1 | TRUE | wye
62 | LV_4185-7_0_4_load_77 | 83 | 0.0005721 | 0.00014338 | 0 | 0 |  | 1 | TRUE | wye
63 | LV_4185-7_0_4_load_83 | 84 | 0.00065322 | 0.00016371 | 0 | 0 |  | 1 | TRUE | wye
64 | LV_4185-7_0_4_load_84 | 85 | 0.0012198 | 0.0003057 | 0 | 0 |  | 1 | TRUE | wye
65 | LV_4185-7_0_4_load_78 | 86 | 0.0011722 | 0.00029379 | 0 | 0 |  | 1 | TRUE | wye
66 | LV_4185-7_0_4_load_79 | 87 | 0.0018156 | 0.00045504 | 0 | 0 |  | 1 | TRUE | wye
67 | LV_4185-7_0_4_load_86 | 89 | 0.0018075 | 0.00045301 | 0 | 0 |  | 1 | TRUE | wye
68 | LV_4185-7_0_4_load_85 | 90 | 0.0013366 | 0.00033497 | 0 | 0 |  | 1 | TRUE | wye
69 | LV_4185-7_0_4_load_101 | 91 | 0.0023017 | 0.00057687 | 0 | 0 |  | 1 | TRUE | wye
70 | LV_4185-7_0_4_load_99 | 92 | 0.0046655 | 0.0011693 | 0 | 0 |  | 1 | TRUE | wye
71 | LV_4185-7_0_4_load_102 | 94 | 0.00095331 | 0.00023892 | 0 | 0 |  | 1 | TRUE | wye
72 | LV_4185-7_0_4_load_94 | 95 | 0.00035567 | 8.9139e-05 | 0 | 0 |  | 1 | TRUE | wye
73 | LV_4185-7_0_4_load_90 | 96 | 0.0003459 | 8.6692e-05 | 0 | 0 |  | 1 | TRUE | wye
74 | LV_4185-7_0_4_load_91 | 97 | 0.00066956 | 0.00016781 | 0 | 0 |  | 1 | TRUE | wye
75 | LV_4185-7_0_4_load_92 | 98 | 0.001614 | 0.00040449 | 0 | 0 |  | 1 | TRUE | wye
76 | LV_4185-7_0_4_load_93 | 99 | 0.00052759 | 0.00013223 | 0 | 0 |  | 1 | TRUE | wye
77 | LV_4185-7_0_4_load_110 | 101 | 0.00046212 | 0.00011582 | 0 | 0 |  | 1 | TRUE | wye
78 | LV_4185-7_0_4_load_95 | 103 | 0.0011078 | 0.00027763 | 0 | 0 |  | 1 | TRUE | wye
79 | LV_4185-7_0_4_load_96 | 104 | 0.002628 | 0.00065865 | 0 | 0 |  | 1 | TRUE | wye
80 | LV_4185-7_0_4_load_98 | 105 | 0.001686 | 0.00042255 | 0 | 0 |  | 1 | TRUE | wye
81 | LV_4185-7_0_4_load_100 | 106 | 0.00045609 | 0.00011431 | 0 | 0 |  | 1 | TRUE | wye
82 | LV_4185-7_0_4_load_191 | 107 | 0.001505 | 0.00037718 | 0 | 0 |  | 1 | TRUE | wye
83 | LV_4185-7_0_4_load_126 | 108 | 0.00053051 | 0.00013296 | 0 | 0 |  | 1 | TRUE | wye
84 | LV_4185-7_0_4_load_103 | 109 | 0.0011146 | 0.00027935 | 0 | 0 |  | 1 | TRUE | wye
85 | LV_4185-7_0_4_load_112 | 110 | 0.0036444 | 0.00091339 | 0 | 0 |  | 1 | TRUE | wye
86 | LV_4185-7_0_4_load_106 | 111 | 0.00075374 | 0.00018891 | 0 | 0 |  | 1 | TRUE | wye
87 | LV_4185-7_0_4_load_107 | 112 | 0.00068858 | 0.00017258 | 0 | 0 |  | 1 | TRUE | wye
88 | LV_4185-7_0_4_load_166 | 114 | 0.00041986 | 0.00010523 | 0 | 0 |  | 1 | TRUE | wye
89 | LV_4185-7_0_4_load_167 | 115 | 0.00037961 | 9.5138e-05 | 0 | 0 |  | 1 | TRUE | wye
90 | LV_4185-7_0_4_load_125 | 116 | 0.00085354 | 0.00021392 | 0 | 0 |  | 1 | TRUE | wye
91 | LV_4185-7_0_4_load_114 | 117 | 0.012266 | 0.003074 | 0 | 0 |  | 1 | TRUE | wye
92 | LV_4185-7_0_4_load_115 | 118 | 0.0024954 | 0.00062542 | 0 | 0 |  | 1 | TRUE | wye
93 | LV_4185-7_0_4_load_117 | 120 | 0.0034355 | 0.00086102 | 0 | 0 |  | 1 | TRUE | wye
94 | LV_4185-7_0_4_load_118 | 121 | 0.0062497 | 0.0015663 | 0 | 0 |  | 1 | TRUE | wye
95 | LV_4185-7_0_4_load_119 | 122 | 0.0038647 | 0.00096857 | 0 | 0 |  | 1 | TRUE | wye
96 | LV_4185-7_0_4_load_157 | 124 | 0.0011122 | 0.00027875 | 0 | 0 |  | 1 | TRUE | wye
97 | LV_4185-7_0_4_load_176 | 125 | 0.0038426 | 0.00096305 | 0 | 0 |  | 1 | TRUE | wye
98 | LV_4185-7_0_4_load_124 | 126 | 0.0058561 | 0.0014677 | 0 | 0 |  | 1 | TRUE | wye
99 | LV_4185-7_0_4_load_120 | 127 | 0.0035878 | 0.00089918 | 0 | 0 |  | 1 | TRUE | wye
100 | LV_4185-7_0_4_load_177 | 128 | 0.0027293 | 0.00068402 | 0 | 0 |  | 1 | TRUE | wye
101 | LV_4185-7_0_4_load_121 | 129 | 0.0017016 | 0.00042646 | 0 | 0 |  | 1 | TRUE | wye
102 | LV_4185-7_0_4_load_123 | 130 | 0.0049198 | 0.001233 | 0 | 0 |  | 1 | TRUE | wye
103 | LV_4185-7_0_4_load_132 | 131 | 0.00042351 | 0.00010614 | 0 | 0 |  | 1 | TRUE | wye
104 | LV_4185-7_0_4_load_180 | 132 | 0.00081445 | 0.00020412 | 0 | 0 |  | 1 | TRUE | wye
105 | LV_4185-7_0_4_load_133 | 133 | 0.0011526 | 0.00028886 | 0 | 0 |  | 1 | TRUE | wye
106 | LV_4185-7_0_4_load_130 | 134 | 0.0026134 | 0.00065497 | 0 | 0 |  | 1 | TRUE | wye
107 | LV_4185-7_0_4_load_179 | 135 | 0.00079001 | 0.000198 | 0 | 0 |  | 1 | TRUE | wye
108 | LV_4185-7_0_4_load_128 | 137 | 0.0013037 | 0.00032674 | 0 | 0 |  | 1 | TRUE | wye
109 | LV_4185-7_0_4_load_131 | 139 | 0.0022534 | 0.00056475 | 0 | 0 |  | 1 | TRUE | wye
110 | LV_4185-7_0_4_load_175 | 141 | 0.00091925 | 0.00023038 | 0 | 0 |  | 1 | TRUE | wye
111 | LV_4185-7_0_4_load_165 | 142 | 0.0012271 | 0.00030755 | 0 | 0 |  | 1 | TRUE | wye
112 | LV_4185-7_0_4_load_168 | 143 | 0.0027995 | 0.00070162 | 0 | 0 |  | 1 | TRUE | wye
113 | LV_4185-7_0_4_load_173 | 144 | 0.0014054 | 0.00035223 | 0 | 0 |  | 1 | TRUE | wye
114 | LV_4185-7_0_4_load_152 | 145 | 0.00050869 | 0.00012749 | 0 | 0 |  | 1 | TRUE | wye
115 | LV_4185-7_0_4_load_134 | 146 | 0.0017365 | 0.0004352 | 0 | 0 |  | 1 | TRUE | wye
116 | LV_4185-7_0_4_load_189 | 148 | 0.0003052 | 7.649e-05 | 0 | 0 |  | 1 | TRUE | wye
117 | LV_4185-7_0_4_load_182 | 150 | 0.0011553 | 0.00028953 | 0 | 0 |  | 1 | TRUE | wye
118 | LV_4185-7_0_4_load_184 | 152 | 0.00057775 | 0.0001448 | 0 | 0 |  | 1 | TRUE | wye
119 | LV_4185-7_0_4_load_186 | 154 | 0.0013503 | 0.00033842 | 0 | 0 |  | 1 | TRUE | wye
120 | LV_4185-7_0_4_load_187 | 155 | 0.00034926 | 8.7533e-05 | 0 | 0 |  | 1 | TRUE | wye
121 | LV_4185-7_0_4_load_137 | 157 | 0.00037993 | 9.5221e-05 | 0 | 0 |  | 1 | TRUE | wye
122 | LV_4185-7_0_4_load_138 | 158 | 0.0006267 | 0.00015707 | 0 | 0 |  | 1 | TRUE | wye
123 | LV_4185-7_0_4_load_139 | 159 | 0.0014055 | 0.00035225 | 0 | 0 |  | 1 | TRUE | wye
124 | LV_4185-7_0_4_load_145 | 161 | 0.0018399 | 0.00046113 | 0 | 0 |  | 1 | TRUE | wye
125 | LV_4185-7_0_4_load_141 | 162 | 0.00032848 | 8.2325e-05 | 0 | 0 |  | 1 | TRUE | wye
126 | LV_4185-7_0_4_load_142 | 163 | 0.00085125 | 0.00021334 | 0 | 0 |  | 1 | TRUE | wye
127 | LV_4185-7_0_4_load_144 | 164 | 0.0033524 | 0.0008402 | 0 | 0 |  | 1 | TRUE | wye
128 | LV_4185-7_0_4_load_146 | 165 | 0.00057543 | 0.00014422 | 0 | 0 |  | 1 | TRUE | wye
129 | LV_4185-7_0_4_load_149 | 166 | 0.00088804 | 0.00022256 | 0 | 0 |  | 1 | TRUE | wye
130 | LV_4185-7_0_4_load_147 | 167 | 0.001207 | 0.0003025 | 0 | 0 |  | 1 | TRUE | wye
131 | LV_4185-7_0_4_load_150 | 168 | 0.00088284 | 0.00022126 | 0 | 0 |  | 1 | TRUE | wye
132 | LV_4185-7_0_4_load_148 | 169 | 0.0027354 | 0.00068556 | 0 | 0 |  | 1 | TRUE | wye
133 | LV_4185-7_0_4_load_192 | 170 | 0.0013379 | 0.0003353 | 0 | 0 |  | 1 | TRUE | wye
134 | LV_4185-7_0_4_load_151 | 171 | 0.00071627 | 0.00017951 | 0 | 0 |  | 1 | TRUE | wye
135 | LV_4185-7_0_4_load_161 | 172 | 0.0029095 | 0.00072918 | 0 | 0 |  | 1 | TRUE | wye
136 | LV_4185-7_0_4_load_162 | 173 | 0.0027589 | 0.00069144 | 0 | 0 |  | 1 | TRUE | wye
137 | LV_4185-7_0_4_load_164 | 174 | 0.0014852 | 0.00037224 | 0 | 0 |  | 1 | TRUE | wye
138 | LV_4185-7_0_4_load_163 | 175 | 0.0011504 | 0.00028833 | 0 | 0 |  | 1 | TRUE | wye
139 | LV_4185-7_0_4_load_178 | 176 | 0.0023288 | 0.00058365 | 0 | 0 |  | 1 | TRUE | wye
140 | LV_4185-7_0_4_load_174 | 177 | 0.0014628 | 0.00036662 | 0 | 0 |  | 1 | TRUE | wye
141 | LV_4185-7_0_4_load_154 | 178 | 0.0011339 | 0.00028417 | 0 | 0 |  | 1 | TRUE | wye
142 | LV_4185-7_0_4_load_171 | 181 | 0.0015487 | 0.00038815 | 0 | 0 |  | 1 | TRUE | wye
143 | LV_4185-7_0_4_load_172 | 182 | 0.00093183 | 0.00023354 | 0 | 0 |  | 1 | TRUE | wye
144 | LV_4185-7_0_4_load_181 | 183 | 0.0012561 | 0.00031482 | 0 | 0 |  | 1 | TRUE | wye

## ext_grid
| name | bus | vm_pu | va_degree | slack_weight | in_service
0 |  | 100 | 1 | 0 | 1 | TRUE

## line
| name | std_type | from_bus | to_bus | length_km | r_ohm_per_km | x_ohm_per_km | c_nf_per_km | g_us_per_km | max_i_ka | df | parallel | type | in_service
0 | LV_4185-7_0_4_line_0 | NAYY 4x150 SE | 0 | 1 | 0.021844 | 0.208 | 0.08 | 261 | 0 | 0.27 | 1 | 1 | cs | TRUE
1 | LV_4185-7_0_4_line_1 | NAYY 4x150 SE | 1 | 2 | 0.04208 | 0.208 | 0.08 | 261 | 0 | 0.27 | 1 | 1 | cs | TRUE
2 | LV_4185-7_0_4_line_2 | NAYY 4x150 SE | 1 | 3 | 0.35269 | 0.208 | 0.08 | 261 | 0 | 0.27 | 1 | 1 | cs | TRUE
3 | LV_4185-7_0_4_line_3 | NAYY 4x150 SE | 2 | 6 | 0.028644 | 0.208 | 0.08 | 261 | 0 | 0.27 | 1 | 1 | cs | TRUE
4 | LV_4185-7_0_4_line_4 | NAYY 4x150 SE | 3 | 4 | 0.026029 | 0.208 | 0.08 | 261 | 0 | 0.27 | 1 | 1 | cs | TRUE
5 | LV_4185-7_0_4_line_5 | NAYY 4x150 SE | 3 | 5 | 0.051458 | 0.208 | 0.08 | 261 | 0 | 0.27 | 1 | 1 | cs | TRUE
6 | LV_4185-7_0_4_line_6 | NAYY 4x150 SE | 4 | 12 | 0.013188 | 0.208 | 0.08 | 261 | 0 | 0.27 | 1 | 1 | cs | TRUE
7 | LV_4185-7_0_4_line_7 | NAYY 4x150 SE | 4 | 13 | 0.036596 | 0.208 | 0.08 | 261 | 0 | 0.27 | 1 | 1 | cs | TRUE
8 | LV_4185-7_0_4_line_8 | NAYY 4x150 SE | 5 | 7 | 0.029662 | 0.208 | 0.08 | 261 | 0 | 0.27 | 1 | 1 | cs | TRUE
9 | LV_4185-7_0_4_line_9 | NAYY 4x150 SE | 7 | 8 | 0.012177 | 0.208 | 0.08 | 261 | 0 | 0.27 | 1 | 1 | cs | TRUE
10 | LV_4185-7_0_4_line_10 | NAYY 4x150 SE | 7 | 9 | 0.28196 | 0.208 | 0.08 | 261 | 0 | 0.27 | 1 | 1 | cs | TRUE
11 | LV_4185-7_0_4_line_11 | NAYY 4x150 SE | 8 | 10 | 0.026096 | 0.208 | 0.08 | 261 | 0 | 0.27 | 1 | 1 | cs | TRUE
12 | LV_4185-7_0_4_line_12 | NAYY 4x150 SE | 9 | 11 | 0.021359 | 0.208 | 0.08 | 261 | 0 | 0.27 | 1 | 1 | cs | TRUE
13 | LV_4185-7_0_4_line_13 | NAYY 4x150 SE | 11 | 67 | 0.077802 | 0.208 | 0.08 | 261 | 0 | 0.27 | 1 | 1 | cs | TRUE
14 | LV_4185-7_0_4_line_14 | NAYY 4x150 SE | 14 | 15 | 0.040804 | 0.208 | 0.08 | 261 | 0 | 0.27 | 1 | 1 | cs | TRUE
15 | LV_4185-7_0_4_line_15 | NAYY 4x150 SE | 14 | 16 | 0.022755 | 0.208 | 0.08 | 261 | 0 | 0.27 | 1 | 1 | cs | TRUE
16 | LV_4185-7_0_4_line_16 | NAYY 4x150 SE | 15 | 38 | 0.026155 | 0.208 | 0.08 | 261 | 0 | 0.27 | 1 | 1 | cs | TRUE
17 | LV_4185-7_0_4_line_17 | NAYY 4x150 SE | 16 | 58 | 0.0051515 | 0.208 | 0.08 | 261 | 0 | 0.27 | 1 | 1 | cs | TRUE
18 | LV_4185-7_0_4_line_18 | NAYY 4x150 SE | 17 | 18 | 0.042146 | 0.208 | 0.08 | 261 | 0 | 0.27 | 1 | 1 | cs | TRUE
19 | LV_4185-7_0_4_line_19 | NAYY 4x150 SE | 18 | 21 | 0.011788 | 0.208 | 0.08 | 261 | 0 | 0.27 | 1 | 1 | cs | TRUE
20 | LV_4185-7_0_4_line_20 | NAYY 4x150 SE | 19 | 20 | 0.014525 | 0.208 | 0.08 | 261 | 0 | 0.27 | 1 | 1 | cs | TRUE
21 | LV_4185-7_0_4_line_21 | NAYY 4x150 SE | 20 | 22 | 0.045327 | 0.208 | 0.08 | 261 | 0 | 0.27 | 1 | 1 | cs | TRUE
22 | LV_4185-7_0_4_line_22 | NAYY 4x150 SE | 20 | 23 | 0.049785 | 0.208 | 0.08 | 261 | 0 | 0.27 | 1 | 1 | cs | TRUE
23 | LV_4185-7_0_4_line_23 | NAYY 4x150 SE | 21 | 24 | 0.015627 | 0.208 | 0.08 | 261 | 0 | 0.27 | 1 | 1 | cs | TRUE
24 | LV_4185-7_0_4_line_24 | NAYY 4x150 SE | 21 | 25 | 0.013898 | 0.208 | 0.08 | 261 | 0 | 0.27 | 1 | 1 | cs | TRUE
25 | LV_4185-7_0_4_line_25 | NAYY 4x150 SE | 22 | 28 | 0.006691 | 0.208 | 0.08 | 261 | 0 | 0.27 | 1 | 1 | cs | TRUE
26 | LV_4185-7_0_4_line_26 | NAYY 4x150 SE | 23 | 29 | 0.015279 | 0.208 | 0.08 | 261 | 0 | 0.27 | 1 | 1 | cs | TRUE
27 | LV_4185-7_0_4_line_27 | NAYY 4x150 SE | 23 | 30 | 0.01743 | 0.208 | 0.08 | 261 | 0 | 0.27 | 1 | 1 | cs | TRUE
28 | LV_4185-7_0_4_line_28 | NAYY 4x150 SE | 25 | 31 | 0.042963 | 0.208 | 0.08 | 261 | 0 | 0.27 | 1 | 1 | cs | TRUE
29 | LV_4185-7_0_4_line_29 | NAYY 4x150 SE | 26 | 27 | 0.0083319 | 0.208 | 0.08 | 261 | 0 | 0.27 | 1 | 1 | cs | TRUE
30 | LV_4185-7_0_4_line_30 | NAYY 4x150 SE | 27 | 32 | 0.0064755 | 0.208 | 0.08 | 261 | 0 | 0.27 | 1 | 1 | cs | TRUE
31 | LV_4185-7_0_4_line_31 | NAYY 4x150 SE | 28 | 61 | 0.036283 | 0.208 | 0.08 | 261 | 0 | 0.27 | 1 | 1 | cs | TRUE
32 | LV_4185-7_0_4_line_32 | NAYY 4x150 SE | 29 | 95 | 0.0039143 | 0.208 | 0.08 | 261 | 0 | 0.27 | 1 | 1 | cs | TRUE
33 | LV_4185-7_0_4_line_33 | NAYY 4x150 SE | 30 | 32 | 0.036622 | 0.208 | 0.08 | 261 | 0 | 0.27 | 1 | 1 | cs | TRUE
34 | LV_4185-7_0_4_line_34 | NAYY 4x150 SE | 31 | 36 | 0.00093658 | 0.208 | 0.08 | 261 | 0 | 0.27 | 1 | 1 | cs | TRUE
35 | LV_4185-7_0_4_line_35 | NAYY 4x150 SE | 33 | 34 | 0.005323 | 0.208 | 0.08 | 261 | 0 | 0.27 | 1 | 1 | cs | TRUE
36 | LV_4185-7_0_4_line_36 | NAYY 4x150 SE | 33 | 35 | 0.020061 | 0.208 | 0.08 | 261 | 0 | 0.27 | 1 | 1 | cs | TRUE
37 | LV_4185-7_0_4_line_37 | NAYY 4x150 SE | 34 | 36 | 0.012748 | 0.208 | 0.08 | 261 | 0 | 0.27 | 1 | 1 | cs | TRUE
38 | LV_4185-7_0_4_line_38 | NAYY 4x150 SE | 35 | 37 | 0.0022489 | 0.208 | 0.08 | 261 | 0 | 0.27 | 1 | 1 | cs | TRUE
39 | LV_4185-7_0_4_line_39 | NAYY 4x150 SE | 37 | 38 | 0.02023 | 0.208 | 0.08 | 261 | 0 | 0.27 | 1 | 1 | cs | TRUE
40 | LV_4185-7_0_4_line_40 | NAYY 4x150 SE | 39 | 40 | 0.008641 | 0.208 | 0.08 | 261 | 0 | 0.27 | 1 | 1 | cs | TRUE
41 | LV_4185-7_0_4_line_41 | NAYY 4x150 SE | 40 | 41 | 0.032604 | 0.208 | 0.08 | 261 | 0 | 0.27 | 1 | 1 | cs | TRUE
42 | LV_4185-7_0_4_line_42 | NAYY 4x150 SE | 41 | 45 | 0.019168 | 0.208 | 0.08 | 261 | 0 | 0.27 | 1 | 1 | cs | TRUE
43 | LV_4185-7_0_4_line_43 | NAYY 4x150 SE | 41 | 46 | 0.0145 | 0.208 | 0.08 | 261 | 0 | 0.27 | 1 | 1 | cs | TRUE
44 | LV_4185-7_0_4_line_44 | NAYY 4x150 SE | 42 | 43 | 0.018549 | 0.208 | 0.08 | 261 | 0 | 0.27 | 1 | 1 | cs | TRUE
45 | LV_4185-7_0_4_line_45 | NAYY 4x150 SE | 42 | 44 | 0.005839 | 0.208 | 0.08 | 261 | 0 | 0.27 | 1 | 1 | cs | TRUE
46 | LV_4185-7_0_4_line_46 | NAYY 4x150 SE | 43 | 47 | 0.00047576 | 0.208 | 0.08 | 261 | 0 | 0.27 | 1 | 1 | cs | TRUE
47 | LV_4185-7_0_4_line_47 | NAYY 4x150 SE | 44 | 48 | 0.041847 | 0.208 | 0.08 | 261 | 0 | 0.27 | 1 | 1 | cs | TRUE
48 | LV_4185-7_0_4_line_48 | NAYY 4x150 SE | 44 | 49 | 0.01022 | 0.208 | 0.08 | 261 | 0 | 0.27 | 1 | 1 | cs | TRUE
49 | LV_4185-7_0_4_line_49 | NAYY 4x150 SE | 45 | 50 | 0.019567 | 0.208 | 0.08 | 261 | 0 | 0.27 | 1 | 1 | cs | TRUE
50 | LV_4185-7_0_4_line_50 | NAYY 4x150 SE | 46 | 51 | 0.021765 | 0.208 | 0.08 | 261 | 0 | 0.27 | 1 | 1 | cs | TRUE
51 | LV_4185-7_0_4_line_51 | NAYY 4x150 SE | 47 | 52 | 0.0096226 | 0.208 | 0.08 | 261 | 0 | 0.27 | 1 | 1 | cs | TRUE
52 | LV_4185-7_0_4_line_52 | NAYY 4x150 SE | 48 | 53 | 0.036292 | 0.208 | 0.08 | 261 | 0 | 0.27 | 1 | 1 | cs | TRUE
53 | LV_4185-7_0_4_line_53 | NAYY 4x150 SE | 48 | 54 | 0.014813 | 0.208 | 0.08 | 261 | 0 | 0.27 | 1 | 1 | cs | TRUE
54 | LV_4185-7_0_4_line_54 | NAYY 4x150 SE | 49 | 55 | 0.031937 | 0.208 | 0.08 | 261 | 0 | 0.27 | 1 | 1 | cs | TRUE
55 | LV_4185-7_0_4_line_55 | NAYY 4x150 SE | 50 | 56 | 0.0028172 | 0.208 | 0.08 | 261 | 0 | 0.27 | 1 | 1 | cs | TRUE
56 | LV_4185-7_0_4_line_56 | NAYY 4x150 SE | 51 | 65 | 0.012487 | 0.208 | 0.08 | 261 | 0 | 0.27 | 1 | 1 | cs | TRUE
57 | LV_4185-7_0_4_line_57 | NAYY 4x150 SE | 52 | 79 | 0.01173 | 0.208 | 0.08 | 261 | 0 | 0.27 | 1 | 1 | cs | TRUE
58 | LV_4185-7_0_4_line_58 | NAYY 4x150 SE | 53 | 78 | 0.076487 | 0.208 | 0.08 | 261 | 0 | 0.27 | 1 | 1 | cs | TRUE
59 | LV_4185-7_0_4_line_59 | NAYY 4x150 SE | 54 | 76 | 0.0023713 | 0.208 | 0.08 | 261 | 0 | 0.27 | 1 | 1 | cs | TRUE
60 | LV_4185-7_0_4_line_60 | NAYY 4x150 SE | 55 | 83 | 0.02761 | 0.208 | 0.08 | 261 | 0 | 0.27 | 1 | 1 | cs | TRUE
61 | LV_4185-7_0_4_line_61 | NAYY 4x150 SE | 55 | 82 | 0.035661 | 0.208 | 0.08 | 261 | 0 | 0.27 | 1 | 1 | cs | TRUE
62 | LV_4185-7_0_4_line_62 | NAYY 4x150 SE | 56 | 57 | 0.047269 | 0.208 | 0.08 | 261 | 0 | 0.27 | 1 | 1 | cs | TRUE
63 | LV_4185-7_0_4_line_63 | NAYY 4x150 SE | 57 | 58 | 0.01136 | 0.208 | 0.08 | 261 | 0 | 0.27 | 1 | 1 | cs | TRUE
64 | LV_4185-7_0_4_line_64 | NAYY 4x150 SE | 59 | 60 | 0.060473 | 0.208 | 0.08 | 261 | 0 | 0.27 | 1 | 1 | cs | TRUE
65 | LV_4185-7_0_4_line_65 | NAYY 4x150 SE | 60 | 72 | 0.020296 | 0.208 | 0.08 | 261 | 0 | 0.27 | 1 | 1 | cs | TRUE
66 | LV_4185-7_0_4_line_66 | NAYY 4x150 SE | 61 | 62 | 0.014671 | 0.208 | 0.08 | 261 | 0 | 0.27 | 1 | 1 | cs | TRUE
67 | LV_4185-7_0_4_line_67 | NAYY 4x150 SE | 62 | 63 | 0.022047 | 0.208 | 0.08 | 261 | 0 | 0.27 | 1 | 1 | cs | TRUE
68 | LV_4185-7_0_4_line_68 | NAYY 4x150 SE | 63 | 64 | 0.00066411 | 0.208 | 0.08 | 261 | 0 | 0.27 | 1 | 1 | cs | TRUE
69 | LV_4185-7_0_4_line_69 | NAYY 4x150 SE | 65 | 66 | 0.021204 | 0.208 | 0.08 | 261 | 0 | 0.27 | 1 | 1 | cs | TRUE
70 | LV_4185-7_0_4_line_70 | NAYY 4x150 SE | 66 | 81 | 0.030571 | 0.208 | 0.08 | 261 | 0 | 0.27 | 1 | 1 | cs | TRUE
71 | LV_4185-7_0_4_line_71 | NAYY 4x150 SE | 67 | 68 | 0.009176 | 0.208 | 0.08 | 261 | 0 | 0.27 | 1 | 1 | cs | TRUE
72 | LV_4185-7_0_4_line_72 | NAYY 4x150 SE | 68 | 69 | 0.10257 | 0.208 | 0.08 | 261 | 0 | 0.27 | 1 | 1 | cs | TRUE
73 | LV_4185-7_0_4_line_73 | NAYY 4x150 SE | 69 | 70 | 0.0085451 | 0.208 | 0.08 | 261 | 0 | 0.27 | 1 | 1 | cs | TRUE
74 | LV_4185-7_0_4_line_74 | NAYY 4x150 SE | 70 | 71 | 0.011732 | 0.208 | 0.08 | 261 | 0 | 0.27 | 1 | 1 | cs | TRUE
75 | LV_4185-7_0_4_line_75 | NAYY 4x150 SE | 71 | 111 | 0.021052 | 0.208 | 0.08 | 261 | 0 | 0.27 | 1 | 1 | cs | TRUE
76 | LV_4185-7_0_4_line_76 | NAYY 4x150 SE | 72 | 73 | 0.026276 | 0.208 | 0.08 | 261 | 0 | 0.27 | 1 | 1 | cs | TRUE
77 | LV_4185-7_0_4_line_77 | NAYY 4x150 SE | 73 | 74 | 0.0069259 | 0.208 | 0.08 | 261 | 0 | 0.27 | 1 | 1 | cs | TRUE
78 | LV_4185-7_0_4_line_78 | NAYY 4x150 SE | 74 | 75 | 0.028178 | 0.208 | 0.08 | 261 | 0 | 0.27 | 1 | 1 | cs | TRUE
79 | LV_4185-7_0_4_line_79 | NAYY 4x150 SE | 75 | 78 | 0.016605 | 0.208 | 0.08 | 261 | 0 | 0.27 | 1 | 1 | cs | TRUE
80 | LV_4185-7_0_4_line_80 | NAYY 4x150 SE | 76 | 77 | 0.009912 | 0.208 | 0.08 | 261 | 0 | 0.27 | 1 | 1 | cs | TRUE
81 | LV_4185-7_0_4_line_81 | NAYY 4x150 SE | 79 | 80 | 0.0018447 | 0.208 | 0.08 | 261 | 0 | 0.27 | 1 | 1 | cs | TRUE
82 | LV_4185-7_0_4_line_82 | NAYY 4x150 SE | 81 | 82 | 0.010579 | 0.208 | 0.08 | 261 | 0 | 0.27 | 1 | 1 | cs | TRUE
83 | LV_4185-7_0_4_line_83 | NAYY 4x150 SE | 83 | 84 | 0.003636 | 0.208 | 0.08 | 261 | 0 | 0.27 | 1 | 1 | cs | TRUE
84 | LV_4185-7_0_4_line_84 | NAYY 4x150 SE | 84 | 85 | 0.010716 | 0.208 | 0.08 | 261 | 0 | 0.27 | 1 | 1 | cs | TRUE
85 | LV_4185-7_0_4_line_85 | NAYY 4x150 SE | 85 | 90 | 0.0004202 | 0.208 | 0.08 | 261 | 0 | 0.27 | 1 | 1 | cs | TRUE
86 | LV_4185-7_0_4_line_86 | NAYY 4x150 SE | 86 | 87 | 0.026522 | 0.208 | 0.08 | 261 | 0 | 0.27 | 1 | 1 | cs | TRUE
87 | LV_4185-7_0_4_line_87 | NAYY 4x150 SE | 87 | 88 | 0.042526 | 0.208 | 0.08 | 261 | 0 | 0.27 | 1 | 1 | cs | TRUE
88 | LV_4185-7_0_4_line_88 | NAYY 4x150 SE | 88 | 89 | 0.016359 | 0.208 | 0.08 | 261 | 0 | 0.27 | 1 | 1 | cs | TRUE
89 | LV_4185-7_0_4_line_89 | NAYY 4x150 SE | 88 | 90 | 0.022747 | 0.208 | 0.08 | 261 | 0 | 0.27 | 1 | 1 | cs | TRUE
90 | LV_4185-7_0_4_line_90 | NAYY 4x150 SE | 89 | 91 | 0.0064799 | 0.208 | 0.08 | 261 | 0 | 0.27 | 1 | 1 | cs | TRUE
91 | LV_4185-7_0_4_line_91 | NAYY 4x150 SE | 91 | 94 | 0.011796 | 0.208 | 0.08 | 261 | 0 | 0.27 | 1 | 1 | cs | TRUE
92 | LV_4185-7_0_4_line_92 | NAYY 4x150 SE | 92 | 93 | 0.017892 | 0.208 | 0.08 | 261 | 0 | 0.27 | 1 | 1 | cs | TRUE
93 | LV_4185-7_0_4_line_93 | NAYY 4x150 SE | 93 | 106 | 0.0089023 | 0.208 | 0.08 | 261 | 0 | 0.27 | 1 | 1 | cs | TRUE
94 | LV_4185-7_0_4_line_94 | NAYY 4x150 SE | 93 | 103 | 0.022616 | 0.208 | 0.08 | 261 | 0 | 0.27 | 1 | 1 | cs | TRUE
95 | LV_4185-7_0_4_line_95 | NAYY 4x150 SE | 94 | 109 | 0.015582 | 0.208 | 0.08 | 261 | 0 | 0.27 | 1 | 1 | cs | TRUE
96 | LV_4185-7_0_4_line_96 | NAYY 4x150 SE | 95 | 98 | 0.038836 | 0.208 | 0.08 | 261 | 0 | 0.27 | 1 | 1 | cs | TRUE
97 | LV_4185-7_0_4_line_97 | NAYY 4x150 SE | 96 | 97 | 0.018625 | 0.208 | 0.08 | 261 | 0 | 0.27 | 1 | 1 | cs | TRUE
98 | LV_4185-7_0_4_line_98 | NAYY 4x150 SE | 96 | 98 | 0.0019251 | 0.208 | 0.08 | 261 | 0 | 0.27 | 1 | 1 | cs | TRUE
99 | LV_4185-7_0_4_line_99 | NAYY 4x150 SE | 97 | 99 | 0.012211 | 0.208 | 0.08 | 261 | 0 | 0.27 | 1 | 1 | cs | TRUE
100 | LV_4185-7_0_4_line_100 | NAYY 4x150 SE | 99 | 100 | 0.021346 | 0.208 | 0.08 | 261 | 0 | 0.27 | 1 | 1 | cs | TRUE
101 | LV_4185-7_0_4_line_101 | NAYY 4x150 SE | 100 | 101 | 0.010968 | 0.208 | 0.08 | 261 | 0 | 0.27 | 1 | 1 | cs | TRUE
102 | LV_4185-7_0_4_line_102 | NAYY 4x150 SE | 100 | 102 | 0.011714 | 0.208 | 0.08 | 261 | 0 | 0.27 | 1 | 2 | cs | TRUE
103 | LV_4185-7_0_4_line_103 | NAYY 4x150 SE | 101 | 110 | 0.021178 | 0.208 | 0.08 | 261 | 0 | 0.27 | 1 | 1 | cs | TRUE
104 | LV_4185-7_0_4_line_104 | NAYY 4x150 SE | 102 | 108 | 0.021403 | 0.208 | 0.08 | 261 | 0 | 0.27 | 1 | 2 | cs | TRUE
105 | LV_4185-7_0_4_line_105 | NAYY 4x150 SE | 102 | 106 | 0.040455 | 0.208 | 0.08 | 261 | 0 | 0.27 | 1 | 1 | cs | TRUE
106 | LV_4185-7_0_4_line_106 | NAYY 4x150 SE | 103 | 104 | 0.0015644 | 0.208 | 0.08 | 261 | 0 | 0.27 | 1 | 1 | cs | TRUE
107 | LV_4185-7_0_4_line_107 | NAYY 4x150 SE | 104 | 105 | 0.0091721 | 0.208 | 0.08 | 261 | 0 | 0.27 | 1 | 1 | cs | TRUE
108 | LV_4185-7_0_4_line_108 | NAYY 4x150 SE | 105 | 107 | 0.0078191 | 0.208 | 0.08 | 261 | 0 | 0.27 | 1 | 1 | cs | TRUE
109 | LV_4185-7_0_4_line_109 | NAYY 4x150 SE | 108 | 116 | 0.013288 | 0.208 | 0.08 | 261 | 0 | 0.27 | 1 | 2 | cs | TRUE
110 | LV_4185-7_0_4_line_110 | NAYY 4x150 SE | 109 | 110 | 0.0093734 | 0.208 | 0.08 | 261 | 0 | 0.27 | 1 | 1 | cs | TRUE
111 | LV_4185-7_0_4_line_111 | NAYY 4x150 SE | 111 | 112 | 0.010555 | 0.208 | 0.08 | 261 | 0 | 0.27 | 1 | 1 | cs | TRUE
112 | LV_4185-7_0_4_line_112 | NAYY 4x150 SE | 112 | 113 | 0.02431 | 0.208 | 0.08 | 261 | 0 | 0.27 | 1 | 1 | cs | TRUE
113 | LV_4185-7_0_4_line_113 | NAYY 4x150 SE | 113 | 114 | 0.0416 | 0.208 | 0.08 | 261 | 0 | 0.27 | 1 | 1 | cs | TRUE
114 | LV_4185-7_0_4_line_114 | NAYY 4x150 SE | 113 | 115 | 0.018042 | 0.208 | 0.08 | 261 | 0 | 0.27 | 1 | 1 | cs | TRUE
115 | LV_4185-7_0_4_line_115 | NAYY 4x150 SE | 115 | 143 | 0.016235 | 0.208 | 0.08 | 261 | 0 | 0.27 | 1 | 1 | cs | TRUE
116 | LV_4185-7_0_4_line_116 | NAYY 4x150 SE | 116 | 136 | 0.018191 | 0.208 | 0.08 | 261 | 0 | 0.27 | 1 | 2 | cs | TRUE
117 | LV_4185-7_0_4_line_117 | NAYY 4x150 SE | 117 | 118 | 0.019187 | 0.208 | 0.08 | 261 | 0 | 0.27 | 1 | 1 | cs | TRUE
118 | LV_4185-7_0_4_line_118 | NAYY 4x150 SE | 117 | 119 | 0.0047011 | 0.208 | 0.08 | 261 | 0 | 0.27 | 1 | 1 | cs | TRUE
119 | LV_4185-7_0_4_line_119 | NAYY 4x150 SE | 118 | 120 | 0.0092397 | 0.208 | 0.08 | 261 | 0 | 0.27 | 1 | 1 | cs | TRUE
120 | LV_4185-7_0_4_line_120 | NAYY 4x150 SE | 119 | 121 | 0.019661 | 0.208 | 0.08 | 261 | 0 | 0.27 | 1 | 1 | cs | TRUE
121 | LV_4185-7_0_4_line_121 | NAYY 4x150 SE | 119 | 122 | 0.041922 | 0.208 | 0.08 | 261 | 0 | 0.27 | 1 | 1 | cs | TRUE
122 | LV_4185-7_0_4_line_122 | NAYY 4x150 SE | 120 | 123 | 0.0055974 | 0.208 | 0.08 | 261 | 0 | 0.27 | 1 | 1 | cs | TRUE
123 | LV_4185-7_0_4_line_123 | NAYY 4x150 SE | 121 | 124 | 0.020946 | 0.208 | 0.08 | 261 | 0 | 0.27 | 1 | 1 | cs | TRUE
124 | LV_4185-7_0_4_line_124 | NAYY 4x150 SE | 122 | 125 | 0.0022805 | 0.208 | 0.08 | 261 | 0 | 0.27 | 1 | 1 | cs | TRUE
125 | LV_4185-7_0_4_line_125 | NAYY 4x150 SE | 123 | 126 | 0.02802 | 0.208 | 0.08 | 261 | 0 | 0.27 | 1 | 1 | cs | TRUE
126 | LV_4185-7_0_4_line_126 | NAYY 4x150 SE | 123 | 127 | 0.0062599 | 0.208 | 0.08 | 261 | 0 | 0.27 | 1 | 1 | cs | TRUE
127 | LV_4185-7_0_4_line_127 | NAYY 4x150 SE | 125 | 128 | 0.012311 | 0.208 | 0.08 | 261 | 0 | 0.27 | 1 | 1 | cs | TRUE
128 | LV_4185-7_0_4_line_128 | NAYY 4x150 SE | 126 | 132 | 0.022709 | 0.208 | 0.08 | 261 | 0 | 0.27 | 1 | 1 | cs | TRUE
129 | LV_4185-7_0_4_line_129 | NAYY 4x150 SE | 127 | 129 | 0.01024 | 0.208 | 0.08 | 261 | 0 | 0.27 | 1 | 1 | cs | TRUE
130 | LV_4185-7_0_4_line_130 | NAYY 4x150 SE | 128 | 173 | 0.0032365 | 0.208 | 0.08 | 261 | 0 | 0.27 | 1 | 1 | cs | TRUE
131 | LV_4185-7_0_4_line_131 | NAYY 4x150 SE | 129 | 130 | 0.0056583 | 0.208 | 0.08 | 261 | 0 | 0.27 | 1 | 1 | cs | TRUE
132 | LV_4185-7_0_4_line_132 | NAYY 4x150 SE | 130 | 131 | 0.014924 | 0.208 | 0.08 | 261 | 0 | 0.27 | 1 | 1 | cs | TRUE
133 | LV_4185-7_0_4_line_133 | NAYY 4x150 SE | 131 | 133 | 0.012155 | 0.208 | 0.08 | 261 | 0 | 0.27 | 1 | 1 | cs | TRUE
134 | LV_4185-7_0_4_line_134 | NAYY 4x150 SE | 131 | 134 | 0.010988 | 0.208 | 0.08 | 261 | 0 | 0.27 | 1 | 1 | cs | TRUE
135 | LV_4185-7_0_4_line_135 | NAYY 4x150 SE | 132 | 135 | 0.007767 | 0.208 | 0.08 | 261 | 0 | 0.27 | 1 | 1 | cs | TRUE
136 | LV_4185-7_0_4_line_136 | NAYY 4x150 SE | 133 | 145 | 0.0027262 | 0.208 | 0.08 | 261 | 0 | 0.27 | 1 | 1 | cs | TRUE
137 | LV_4185-7_0_4_line_137 | NAYY 4x150 SE | 134 | 139 | 0.018521 | 0.208 | 0.08 | 261 | 0 | 0.27 | 1 | 1 | cs | TRUE
138 | LV_4185-7_0_4_line_138 | NAYY 4x150 SE | 135 | 183 | 0.0075495 | 0.208 | 0.08 | 261 | 0 | 0.27 | 1 | 1 | cs | TRUE
139 | LV_4185-7_0_4_line_139 | NAYY 4x150 SE | 136 | 137 | 0.0019637 | 0.208 | 0.08 | 261 | 0 | 0.27 | 1 | 1 | cs | TRUE
140 | LV_4185-7_0_4_line_140 | NAYY 4x150 SE | 136 | 138 | 0.024465 | 0.208 | 0.08 | 261 | 0 | 0.27 | 1 | 1 | cs | TRUE
141 | LV_4185-7_0_4_line_141 | NAYY 4x150 SE | 137 | 139 | 0.01397 | 0.208 | 0.08 | 261 | 0 | 0.27 | 1 | 1 | cs | TRUE
142 | LV_4185-7_0_4_line_142 | NAYY 4x150 SE | 138 | 140 | 0.050579 | 0.208 | 0.08 | 261 | 0 | 0.27 | 1 | 1 | cs | TRUE
143 | LV_4185-7_0_4_line_143 | NAYY 4x150 SE | 138 | 141 | 0.014284 | 0.208 | 0.08 | 261 | 0 | 0.27 | 1 | 1 | cs | TRUE
144 | LV_4185-7_0_4_line_144 | NAYY 4x150 SE | 140 | 142 | 0.016879 | 0.208 | 0.08 | 261 | 0 | 0.27 | 1 | 1 | cs | TRUE
145 | LV_4185-7_0_4_line_145 | NAYY 4x150 SE | 140 | 143 | 0.025958 | 0.208 | 0.08 | 261 | 0 | 0.27 | 1 | 1 | cs | TRUE
146 | LV_4185-7_0_4_line_146 | NAYY 4x150 SE | 141 | 144 | 0.0036135 | 0.208 | 0.08 | 261 | 0 | 0.27 | 1 | 1 | cs | TRUE
147 | LV_4185-7_0_4_line_147 | NAYY 4x150 SE | 142 | 180 | 0.04387 | 0.208 | 0.08 | 261 | 0 | 0.27 | 1 | 1 | cs | TRUE
148 | LV_4185-7_0_4_line_148 | NAYY 4x150 SE | 144 | 181 | 0.00074751 | 0.208 | 0.08 | 261 | 0 | 0.27 | 1 | 1 | cs | TRUE
149 | LV_4185-7_0_4_line_149 | NAYY 4x150 SE | 146 | 147 | 0.016448 | 0.208 | 0.08 | 261 | 0 | 0.27 | 1 | 1 | cs | TRUE
150 | LV_4185-7_0_4_line_150 | NAYY 4x150 SE | 146 | 148 | 0.33976 | 0.208 | 0.08 | 261 | 0 | 0.27 | 1 | 1 | cs | TRUE
151 | LV_4185-7_0_4_line_151 | NAYY 4x150 SE | 147 | 149 | 0.010989 | 0.208 | 0.08 | 261 | 0 | 0.27 | 1 | 1 | cs | TRUE
152 | LV_4185-7_0_4_line_152 | NAYY 4x150 SE | 148 | 156 | 0.033814 | 0.208 | 0.08 | 261 | 0 | 0.27 | 1 | 1 | cs | TRUE
153 | LV_4185-7_0_4_line_153 | NAYY 4x150 SE | 149 | 157 | 0.016552 | 0.208 | 0.08 | 261 | 0 | 0.27 | 1 | 1 | cs | TRUE
154 | LV_4185-7_0_4_line_154 | NAYY 4x150 SE | 150 | 151 | 0.039517 | 0.208 | 0.08 | 261 | 0 | 0.27 | 1 | 1 | cs | TRUE
155 | LV_4185-7_0_4_line_155 | NAYY 4x150 SE | 150 | 152 | 0.00081902 | 0.208 | 0.08 | 261 | 0 | 0.27 | 1 | 1 | cs | TRUE
156 | LV_4185-7_0_4_line_156 | NAYY 4x150 SE | 151 | 153 | 0.006206 | 0.208 | 0.08 | 261 | 0 | 0.27 | 1 | 1 | cs | TRUE
157 | LV_4185-7_0_4_line_157 | NAYY 4x150 SE | 151 | 154 | 0.04936 | 0.208 | 0.08 | 261 | 0 | 0.27 | 1 | 1 | cs | TRUE
158 | LV_4185-7_0_4_line_158 | NAYY 4x150 SE | 153 | 155 | 0.057349 | 0.208 | 0.08 | 261 | 0 | 0.27 | 1 | 1 | cs | TRUE
159 | LV_4185-7_0_4_line_159 | NAYY 4x150 SE | 154 | 156 | 0.053935 | 0.208 | 0.08 | 261 | 0 | 0.27 | 1 | 1 | cs | TRUE
160 | LV_4185-7_0_4_line_160 | NAYY 4x150 SE | 157 | 158 | 0.0053964 | 0.208 | 0.08 | 261 | 0 | 0.27 | 1 | 1 | cs | TRUE
161 | LV_4185-7_0_4_line_161 | NAYY 4x150 SE | 158 | 159 | 0.010351 | 0.208 | 0.08 | 261 | 0 | 0.27 | 1 | 1 | cs | TRUE
162 | LV_4185-7_0_4_line_162 | NAYY 4x150 SE | 159 | 160 | 0.02081 | 0.208 | 0.08 | 261 | 0 | 0.27 | 1 | 1 | cs | TRUE
163 | LV_4185-7_0_4_line_163 | NAYY 4x150 SE | 160 | 161 | 0.019187 | 0.208 | 0.08 | 261 | 0 | 0.27 | 1 | 1 | cs | TRUE
164 | LV_4185-7_0_4_line_164 | NAYY 4x150 SE | 160 | 162 | 0.018108 | 0.208 | 0.08 | 261 | 0 | 0.27 | 1 | 1 | cs | TRUE
165 | LV_4185-7_0_4_line_165 | NAYY 4x150 SE | 161 | 166 | 0.0055712 | 0.208 | 0.08 | 261 | 0 | 0.27 | 1 | 1 | cs | TRUE
166 | LV_4185-7_0_4_line_166 | NAYY 4x150 SE | 162 | 163 | 0.010227 | 0.208 | 0.08 | 261 | 0 | 0.27 | 1 | 1 | cs | TRUE
167 | LV_4185-7_0_4_line_167 | NAYY 4x150 SE | 163 | 164 | 0.0072838 | 0.208 | 0.08 | 261 | 0 | 0.27 | 1 | 1 | cs | TRUE
168 | LV_4185-7_0_4_line_168 | NAYY 4x150 SE | 164 | 165 | 0.0082288 | 0.208 | 0.08 | 261 | 0 | 0.27 | 1 | 1 | cs | TRUE
169 | LV_4185-7_0_4_line_169 | NAYY 4x150 SE | 165 | 167 | 0.0062087 | 0.208 | 0.08 | 261 | 0 | 0.27 | 1 | 1 | cs | TRUE
170 | LV_4185-7_0_4_line_170 | NAYY 4x150 SE | 166 | 168 | 0.01343 | 0.208 | 0.08 | 261 | 0 | 0.27 | 1 | 1 | cs | TRUE
171 | LV_4185-7_0_4_line_171 | NAYY 4x150 SE | 167 | 169 | 0.027239 | 0.208 | 0.08 | 261 | 0 | 0.27 | 1 | 1 | cs | TRUE
172 | LV_4185-7_0_4_line_172 | NAYY 4x150 SE | 168 | 171 | 0.0025742 | 0.208 | 0.08 | 261 | 0 | 0.27 | 1 | 1 | cs | TRUE
173 | LV_4185-7_0_4_line_173 | NAYY 4x150 SE | 169 | 170 | 0.0048273 | 0.208 | 0.08 | 261 | 0 | 0.27 | 1 | 1 | cs | TRUE
174 | LV_4185-7_0_4_line_174 | NAYY 4x150 SE | 171 | 172 | 0.0035088 | 0.208 | 0.08 | 261 | 0 | 0.27 | 1 | 1 | cs | TRUE
175 | LV_4185-7_0_4_line_175 | NAYY 4x150 SE | 172 | 173 | 0.0064744 | 0.208 | 0.08 | 261 | 0 | 0.27 | 1 | 1 | cs | TRUE
176 | LV_4185-7_0_4_line_176 | NAYY 4x150 SE | 174 | 175 | 0.018513 | 0.208 | 0.08 | 261 | 0 | 0.27 | 1 | 1 | cs | TRUE
177 | LV_4185-7_0_4_line_177 | NAYY 4x150 SE | 175 | 180 | 0.020853 | 0.208 | 0.08 | 261 | 0 | 0.27 | 1 | 1 | cs | TRUE
178 | LV_4185-7_0_4_line_178 | NAYY 4x150 SE | 176 | 177 | 0.00075764 | 0.208 | 0.08 | 261 | 0 | 0.27 | 1 | 1 | cs | TRUE
179 | LV_4185-7_0_4_line_179 | NAYY 4x150 SE | 177 | 182 | 0.0092158 | 0.208 | 0.08 | 261 | 0 | 0.27 | 1 | 1 | cs | TRUE
180 | LV_4185-7_0_4_line_180 | NAYY 4x150 SE | 178 | 179 | 0.010078 | 0.208 | 0.08 | 261 | 0 | 0.27 | 1 | 1 | cs | TRUE
181 | LV_4185-7_0_4_line_181 | NAYY 4x150 SE | 179 | 180 | 0.074416 | 0.208 | 0.08 | 261 | 0 | 0.27 | 1 | 1 | cs | TRUE
182 | LV_4185-7_0_4_line_182 | NAYY 4x150 SE | 181 | 182 | 0.029069 | 0.208 | 0.08 | 261 | 0 | 0.27 | 1 | 1 | cs | TRUE

## trafo
| name | std_type | hv_bus | lv_bus | sn_mva | vn_hv_kv | vn_lv_kv | vk_percent | vkr_percent | pfe_kw | i0_percent | shift_degree | tap_side | tap_neutral | tap_min | tap_max | tap_step_percent | tap_step_degree | tap_pos | tap_phase_shifter | parallel | df | in_service
0 | LV_4185-7_0_4_trafo_109 | 0.25 MVA 20/0.4 kV | 184 | 100 | 0.25 | 20 | 0.4 | 6 | 1.44 | 0.8 | 0.32 | 150 | hv | 0 | -2 | 2 | 2.5 | 0 | 0 | FALSE | 1 | 1 | TRUE

## line_geodata
| x0 | y0 | x1 | y1 | x2 | y2 | x3 | y3 | x4 | y4 | x5 | y5 | x6 | y6 | x7 | y7
0 | 2648543.9317 | 1261471.1314 | 2648556.0333 | 1261482.0495 | 2648561.2368 | 1261483.9662
1 | 2648543.9317 | 1261471.1314 | 2648550.3725 | 1261462.1222 | 2648562.3978 | 1261446.5319 | 2648569.7769 | 1261437.953
2 | 2648229.4236 | 1261311.5248 | 2648543.9317 | 1261471.1314
3 | 2648582.8299 | 1261462.3887 | 2648581.3765 | 1261452.1917 | 2648569.7769 | 1261437.953
4 | 2648204.9739 | 1261303.0753 | 2648212.5532 | 1261304.0933 | 2648217.5382 | 1261306.3354 | 2648223.9605 | 1261308.7895 | 2648229.4236 | 1261311.5248
5 | 2648229.4236 | 1261311.5248 | 2648228.6213 | 1261303.646 | 2648227.0261 | 1261298.7518 | 2648221.9824 | 1261291.7057 | 2648213.677 | 1261284.544 | 2648204.692 | 1261277.5659 | 2648198.237 | 1261273.9829
6 | 2648204.9739 | 1261303.0753 | 2648198.2918 | 1261301.0527 | 2648192.2411 | 1261299.6728
7 | 2648204.9739 | 1261303.0753 | 2648185.3673 | 1261310.5654 | 2648171.2709 | 1261317.2653
8 | 2648170.1836 | 1261265.9026 | 2648176.5015 | 1261265.817 | 2648191.4977 | 1261270.2422 | 2648198.237 | 1261273.9829
9 | 2648170.1836 | 1261265.9026 | 2648160.1036 | 1261266.0393 | 2648158.0077 | 1261266.0836
10 | 2648245.711 | 1260994.2449 | 2648170.1836 | 1261265.9026
11 | 2648158.0077 | 1261266.0836 | 2648146.8097 | 1261266.3202 | 2648132.1263 | 1261268.8248
12 | 2648228.1135 | 1260982.1707 | 2648234.7724 | 1260987.2489 | 2648245.711 | 1260994.2449
13 | 2648216.2393 | 1260912.8228 | 2648210.5984 | 1260929.0884 | 2648207.6396 | 1260939.8608 | 2648207.368 | 1260950.9999 | 2648210.715 | 1260960.0891 | 2648215.5989 | 1260970.1361 | 2648223.719 | 1260978.8195 | 2648228.1135 | 1260982.1707
14 | 2648381.7098 | 1261032.7404 | 2648380.008 | 1261031.4876 | 2648374.1611 | 1261026.8254 | 2648349.4113 | 1261007.8069
15 | 2648381.7098 | 1261032.7404 | 2648384.2999 | 1261034.6471 | 2648391.7253 | 1261038.8552 | 2648401.1463 | 1261038.621 | 2648402.711 | 1261038.4017
16 | 2648328.225 | 1260992.4771 | 2648343.9011 | 1261003.5728 | 2648349.4113 | 1261007.8069
17 | 2648407.8127 | 1261037.6868 | 2648402.711 | 1261038.4017
18 | 2648296.2911 | 1260902.2789 | 2648322.2614 | 1260869.0845
19 | 2648298.6534 | 1260913.8286 | 2648297.3871 | 1260907.4026 | 2648296.2911 | 1260902.2789
20 | 2648366.2119 | 1260812.9084 | 2648357.2615 | 1260824.3485
21 | 2648382.2296 | 1260853.8016 | 2648380.2764 | 1260835.5616 | 2648377.7326 | 1260828.7248 | 2648374.03 | 1260821.6673 | 2648366.2119 | 1260812.9084
22 | 2648371.277 | 1260767.6064 | 2648365.4521 | 1260779.5673 | 2648359.7336 | 1260792.3519 | 2648359.6576 | 1260800.7351 | 2648362.0386 | 1260808.1375 | 2648366.2119 | 1260812.9084
23 | 2648298.6534 | 1260913.8286 | 2648310.1852 | 1260910.7316 | 2648313.3978 | 1260908.9228
24 | 2648298.6534 | 1260913.8286 | 2648289.8972 | 1260917.5264 | 2648286.3725 | 1260920.1488
25 | 2648383.3135 | 1260860.4041 | 2648382.5805 | 1260856.0505 | 2648382.2296 | 1260853.8016
26 | 2648371.277 | 1260767.6064 | 2648377.1796 | 1260755.346 | 2648378.1765 | 1260754.004
27 | 2648371.277 | 1260767.6064 | 2648365.7993 | 1260770.2858 | 2648356.8035 | 1260777.1766
28 | 2648286.3725 | 1260920.1488 | 2648283.9988 | 1260921.9148 | 2648273.7726 | 1260935.8524 | 2648271.869 | 1260940.1177 | 2648271.9348 | 1260945.9112 | 2648275.6863 | 1260952.5132 | 2648278.8566 | 1260955.9273
29 | 2648323.9163 | 1260816.4226 | 2648329.009 | 1260809.8281
30 | 2648332.9669 | 1260804.703 | 2648329.009 | 1260809.8281
31 | 2648383.3135 | 1260860.4041 | 2648380.6156 | 1260862.2722 | 2648381.108 | 1260876.6976 | 2648370.4121 | 1260891.8749
32 | 2648380.5108 | 1260750.8619 | 2648378.1765 | 1260754.004
33 | 2648356.8035 | 1260777.1766 | 2648350.4891 | 1260782.0135 | 2648332.9669 | 1260804.703
34 | 2648278.8566 | 1260955.9273 | 2648279.4939 | 1260956.6137
35 | 2648293.5027 | 1260967.9001 | 2648289.1579 | 1260964.8249
36 | 2648293.5027 | 1260967.9001 | 2648309.8773 | 1260979.4903
37 | 2648289.1579 | 1260964.8249 | 2648283.2083 | 1260960.6136 | 2648279.4939 | 1260956.6137
38 | 2648309.8773 | 1260979.4903 | 2648311.713 | 1260980.7896
39 | 2648328.225 | 1260992.4771 | 2648311.713 | 1260980.7896
40 | 2648443.1031 | 1260936.7092 | 2648434.8376 | 1260939.2288
41 | 2648403.6231 | 1260948.6439 | 2648426.0734 | 1260941.9005 | 2648434.8376 | 1260939.2288
42 | 2648403.6231 | 1260948.6439 | 2648406.7687 | 1260967.5521
43 | 2648403.6231 | 1260948.6439 | 2648400.3431 | 1260934.5197
44 | 2648483.2132 | 1260929.1368 | 2648484.7239 | 1260936.977 | 2648484.5659 | 1260947.54
45 | 2648488.9207 | 1260927.8271 | 2648483.2132 | 1260929.1368
46 | 2648484.5588 | 1260948.0157 | 2648484.5659 | 1260947.54
47 | 2648488.9207 | 1260927.8271 | 2648519.7099 | 1260929.714 | 2648530.6894 | 1260931.5053
48 | 2648488.9207 | 1260927.8271 | 2648497.8937 | 1260922.9353
49 | 2648410.1279 | 1260986.8275 | 2648408.7799 | 1260979.6414 | 2648406.7687 | 1260967.5521
50 | 2648395.4197 | 1260913.3184 | 2648400.3431 | 1260934.5197
51 | 2648482.7359 | 1260956.1188 | 2648484.4405 | 1260955.9215 | 2648484.5588 | 1260948.0157
52 | 2648530.6894 | 1260931.5053 | 2648551.0549 | 1260936.4202 | 2648565.6946 | 1260941.0078
53 | 2648530.6894 | 1260931.5053 | 2648531.0004 | 1260946.3153
54 | 2648504.3323 | 1260895.4525 | 2648506.8962 | 1260913.6087 | 2648503.9305 | 1260919.6442 | 2648497.8937 | 1260922.9353
55 | 2648410.6474 | 1260989.5965 | 2648410.1279 | 1260986.8275
56 | 2648395.4197 | 1260913.3184 | 2648407.509 | 1260910.1918
57 | 2648486.2286 | 1260967.2119 | 2648482.8954 | 1260958.733 | 2648482.7359 | 1260956.1188 | 2648482.7359 | 1260956.1188
58 | 2648638.9446 | 1260962.9698 | 2648626.0897 | 1260958.7296 | 2648593.9414 | 1260949.8594 | 2648565.6946 | 1260941.0078
59 | 2648531.0502 | 1260948.6861 | 2648531.0004 | 1260946.3153
60 | 2648504.3323 | 1260895.4525 | 2648501.4309 | 1260867.9957
61 | 2648504.3323 | 1260895.4525 | 2648469.1098 | 1260901.0293
62 | 2648419.0631 | 1261036.1101 | 2648413.8124 | 1261006.4683 | 2648410.6474 | 1260989.5965
63 | 2648419.0631 | 1261036.1101 | 2648407.8127 | 1261037.6868
64 | 2648518.3959 | 1260981.5621 | 2648522.4258 | 1260980.7837 | 2648539.3255 | 1260978.276 | 2648550.7573 | 1260977.269 | 2648561.1437 | 1260977.8657 | 2648572.634 | 1260978.9163 | 2648578.4448 | 1260979.7191
65 | 2648578.4448 | 1260979.7191 | 2648588.4628 | 1260981.1033 | 2648598.4777 | 1260982.9436
66 | 2648361.0543 | 1260902.8512 | 2648363.695 | 1260901.4062 | 2648370.4121 | 1260891.8749
67 | 2648341.7137 | 1260913.4342 | 2648361.0543 | 1260902.8512
68 | 2648341.1311 | 1260913.753 | 2648341.7137 | 1260913.4342
69 | 2648428.3054 | 1260906.3059 | 2648417.5906 | 1260907.5845 | 2648407.509 | 1260910.1918
70 | 2648428.3054 | 1260906.3059 | 2648458.6611 | 1260902.6837 | 2648458.6611 | 1260902.6837
71 | 2648215.8902 | 1260903.8802 | 2648217.0752 | 1260908.2597 | 2648216.2393 | 1260912.8228 | 2648216.2393 | 1260912.8228
72 | 2648215.8902 | 1260903.8802 | 2648223.6395 | 1260894.281 | 2648245.0493 | 1260867.2807 | 2648274.6832 | 1260828.8727 | 2648275.1425 | 1260821.5268
73 | 2648275.1425 | 1260821.5268 | 2648280.6595 | 1260815.0014
74 | 2648288.2338 | 1260806.0426 | 2648280.6595 | 1260815.0014
75 | 2648301.8258 | 1260789.9662 | 2648288.2338 | 1260806.0426
76 | 2648624.6253 | 1260985.1953 | 2648615.4072 | 1260985.005 | 2648599.3575 | 1260983.1052 | 2648598.4777 | 1260982.9436
77 | 2648631.3386 | 1260983.8795 | 2648627.0473 | 1260985.2452 | 2648624.6253 | 1260985.1953
78 | 2648654.7143 | 1260968.1715 | 2648650.7298 | 1260971.6301 | 2648644.3555 | 1260976.1365 | 2648636.3951 | 1260981.0969 | 2648631.3386 | 1260983.8795
79 | 2648654.7143 | 1260968.1715 | 2648638.9446 | 1260962.9698
80 | 2648531.2584 | 1260958.5959 | 2648531.2584 | 1260958.5959 | 2648531.0502 | 1260948.6861
81 | 2648486.9035 | 1260968.9287 | 2648486.2286 | 1260967.2119
82 | 2648469.1098 | 1260901.0293 | 2648458.6611 | 1260902.6837
83 | 2648501.4309 | 1260867.9957 | 2648501.0488 | 1260864.3798
84 | 2648500.4687 | 1260853.6977 | 2648500.4162 | 1260858.3941 | 2648501.0488 | 1260864.3798
85 | 2648500.4687 | 1260853.6977 | 2648500.4734 | 1260853.2775
86 | 2648569.7416 | 1260831.1306 | 2648543.2231 | 1260831.548
87 | 2648500.7275 | 1260830.5324 | 2648528.3576 | 1260831.7819 | 2648543.2231 | 1260831.548
88 | 2648500.7275 | 1260830.5324 | 2648500.7643 | 1260826.9635 | 2648496.4894 | 1260820.8019 | 2648492.8316 | 1260816.9792
89 | 2648500.7275 | 1260830.5324 | 2648500.4734 | 1260853.2775
90 | 2648488.3517 | 1260812.2973 | 2648492.8316 | 1260816.9792
91 | 2648488.3517 | 1260812.2973 | 2648480.1964 | 1260803.7744
92 | 2648504.5717 | 1260760.5475 | 2648520.2743 | 1260769.1246
93 | 2648504.5717 | 1260760.5475 | 2648496.5649 | 1260756.6562
94 | 2648504.5717 | 1260760.5475 | 2648509.8224 | 1260754.3083 | 2648522.6779 | 1260747.6848
95 | 2648470.0017 | 1260792.0329 | 2648473.3052 | 1260796.5726 | 2648480.1964 | 1260803.7744
96 | 2648380.5108 | 1260750.8619 | 2648384.4867 | 1260745.5098 | 2648390.7999 | 1260740.1798 | 2648396.215 | 1260737.789 | 2648403.8846 | 1260737.0735 | 2648412.05 | 1260739.3085 | 2648413.3683 | 1260740.5609
97 | 2648414.764 | 1260741.8868 | 2648420.4323 | 1260747.2716 | 2648428.6575 | 1260754.2809
98 | 2648414.764 | 1260741.8868 | 2648413.3683 | 1260740.5609
99 | 2648439.1879 | 1260759.992 | 2648437.7443 | 1260759.8332 | 2648432.3683 | 1260757.4431 | 2648428.6575 | 1260754.2809
100 | 2648458.4103 | 1260752.9752 | 2648451.6901 | 1260758.3018 | 2648442.8789 | 1260760.3978 | 2648439.1879 | 1260759.992
101 | 2648458.4103 | 1260752.9752 | 2648460.3583 | 1260763.7691
102 | 2648459.3123 | 1260741.2965 | 2648458.4103 | 1260752.9752
103 | 2648460.3583 | 1260763.7691 | 2648463.9608 | 1260783.7314 | 2648464.4865 | 1260784.4538
104 | 2648459.3123 | 1260741.2965 | 2648450.8596 | 1260721.6333
105 | 2648459.3123 | 1260741.2965 | 2648471.9218 | 1260744.6799 | 2648496.5649 | 1260756.6562
106 | 2648524.0686 | 1260746.9683 | 2648522.6779 | 1260747.6848
107 | 2648524.0686 | 1260746.9683 | 2648532.2221 | 1260742.7673
108 | 2648539.1728 | 1260739.1861 | 2648532.2221 | 1260742.7673
109 | 2648445.6116 | 1260709.4252 | 2648450.8596 | 1260721.6333
110 | 2648470.0017 | 1260792.0329 | 2648464.4865 | 1260784.4538
111 | 2648308.7273 | 1260781.9818 | 2648306.8112 | 1260784.0696 | 2648301.8258 | 1260789.9662
112 | 2648325.1654 | 1260764.0718 | 2648308.7273 | 1260781.9818
113 | 2648325.1654 | 1260764.0718 | 2648293.8195 | 1260736.7223
114 | 2648325.1654 | 1260764.0718 | 2648338.5401 | 1260751.9621
115 | 2648350.9157 | 1260741.4858 | 2648346.8778 | 1260744.4129 | 2648338.5401 | 1260751.9621
116 | 2648438.9435 | 1260692.5063 | 2648442.711 | 1260702.6777 | 2648445.6116 | 1260709.4252
117 | 2648552.3837 | 1260666.9905 | 2648543.2094 | 1260668.3764 | 2648533.4119 | 1260669.8543
118 | 2648557.032 | 1260666.2883 | 2648552.3837 | 1260666.9905
119 | 2648533.4119 | 1260669.8543 | 2648524.2756 | 1260671.2325
120 | 2648557.032 | 1260666.2883 | 2648574.669 | 1260663.1196 | 2648576.3837 | 1260662.8126
121 | 2648557.032 | 1260666.2883 | 2648552.1231 | 1260636.3712 | 2648551.6639 | 1260624.775
122 | 2648518.7408 | 1260672.0674 | 2648524.2756 | 1260671.2325
123 | 2648576.3837 | 1260662.8126 | 2648595.1511 | 1260659.4517 | 2648596.9879 | 1260659.0519
124 | 2648551.5737 | 1260622.4962 | 2648551.6639 | 1260624.775
125 | 2648518.7408 | 1260672.0674 | 2648513.5783 | 1260655.5912 | 2648509.6417 | 1260645.5841
126 | 2648518.7408 | 1260672.0674 | 2648512.554 | 1260673.0207
127 | 2648551.5737 | 1260622.4962 | 2648551.5488 | 1260621.8673 | 2648550.9092 | 1260610.2034
128 | 2648494.8837 | 1260629.8337 | 2648497.2655 | 1260630.5175 | 2648506.4695 | 1260637.5201 | 2648509.6417 | 1260645.5841
129 | 2648502.5106 | 1260674.9777 | 2648507.6417 | 1260673.7777 | 2648512.554 | 1260673.0207
130 | 2648550.732 | 1260606.9717 | 2648550.9092 | 1260610.2034
131 | 2648502.5106 | 1260674.9777 | 2648497.001 | 1260676.2661
132 | 2648482.4694 | 1260679.6646 | 2648497.001 | 1260676.2661
133 | 2648482.4694 | 1260679.6646 | 2648479.0581 | 1260667.9984
134 | 2648482.4694 | 1260679.6646 | 2648471.77 | 1260682.1657
135 | 2648494.8837 | 1260629.8337 | 2648487.4182 | 1260627.6905
136 | 2648479.0581 | 1260667.9984 | 2648478.293 | 1260665.3818
137 | 2648453.9938 | 1260687.2732 | 2648462.2954 | 1260684.3805 | 2648471.77 | 1260682.1657
138 | 2648480.1618 | 1260625.6073 | 2648487.4182 | 1260627.6905
139 | 2648438.9435 | 1260692.5063 | 2648440.7983 | 1260691.8615
140 | 2648416.2233 | 1260701.727 | 2648418.705 | 1260700.5131 | 2648438.9435 | 1260692.5063
141 | 2648440.7983 | 1260691.8615 | 2648453.0982 | 1260687.5853 | 2648453.9938 | 1260687.2732
142 | 2648416.2233 | 1260701.727 | 2648395.6743 | 1260711.7661 | 2648371.857 | 1260726.1484
143 | 2648416.2233 | 1260701.727 | 2648412.2298 | 1260688.0125
144 | 2648371.857 | 1260726.1484 | 2648359.3881 | 1260714.7718
145 | 2648371.857 | 1260726.1484 | 2648364.8816 | 1260731.3618 | 2648350.9157 | 1260741.4858
146 | 2648412.2298 | 1260688.0125 | 2648411.2196 | 1260684.5431
147 | 2648318.7962 | 1260698.7512 | 2648329.8985 | 1260701.2436 | 2648345.2818 | 1260707.3402 | 2648359.3881 | 1260714.7718
148 | 2648411.0106 | 1260683.8254 | 2648411.2196 | 1260684.5431
149 | 2648497.4201 | 1260521.5525 | 2648483.345 | 1260513.0423
150 | 2648483.345 | 1260513.0423 | 2648373.6136 | 1260191.4864
151 | 2648497.4201 | 1260521.5525 | 2648505.5128 | 1260529.013
152 | 2648396.0298 | 1260166.1709 | 2648374.9144 | 1260189.9596 | 2648373.6136 | 1260191.4864
153 | 2648505.5128 | 1260529.013 | 2648519.765 | 1260537.4293
154 | 2648304.3924 | 1260128.6627 | 2648292.9971 | 1260131.4606 | 2648277.9198 | 1260140.3329 | 2648268.449 | 1260144.3547
155 | 2648268.449 | 1260144.3547 | 2648267.6951 | 1260144.6748
156 | 2648303.3194 | 1260122.5496 | 2648304.3924 | 1260128.6627
157 | 2648304.3924 | 1260128.6627 | 2648311.44 | 1260140.5397 | 2648320.3993 | 1260148.096 | 2648343.6226 | 1260153.4354
158 | 2648303.3194 | 1260122.5496 | 2648287.1906 | 1260124.5084 | 2648257.3837 | 1260132.8713 | 2648247.2411 | 1260133.0479
159 | 2648396.0298 | 1260166.1709 | 2648362.8699 | 1260157.8607 | 2648343.6226 | 1260153.4354
160 | 2648519.765 | 1260537.4293 | 2648524.4117 | 1260540.1733
161 | 2648533.3243 | 1260545.4364 | 2648524.4117 | 1260540.1733
162 | 2648549.6954 | 1260557.5398 | 2648547.6154 | 1260553.8757 | 2648533.3243 | 1260545.4364
163 | 2648549.6954 | 1260557.5398 | 2648552.9566 | 1260563.2706 | 2648554.3468 | 1260572.0104 | 2648554.2608 | 1260573.3107 | 2648554.1017 | 1260575.7462
164 | 2648549.6954 | 1260557.5398 | 2648554.5323 | 1260545.7378 | 2648558.1161 | 1260541.7607
165 | 2648553.7395 | 1260581.3057 | 2648553.7695 | 1260580.8342 | 2648554.1017 | 1260575.7462
166 | 2648558.1161 | 1260541.7607 | 2648560.6392 | 1260538.9608 | 2648565.9018 | 1260537.7364 | 2648566.9566 | 1260537.7047
167 | 2648566.9566 | 1260537.7047 | 2648574.2371 | 1260537.4859
168 | 2648582.4622 | 1260537.2386 | 2648582.4622 | 1260537.2386 | 2648574.2371 | 1260537.4859
169 | 2648588.1771 | 1260539.665 | 2648588.1771 | 1260539.665 | 2648582.4622 | 1260537.2386
170 | 2648553.7395 | 1260581.3057 | 2648553.631 | 1260583.0124 | 2648551.4453 | 1260594.5264
171 | 2648588.1771 | 1260539.665 | 2648591.9415 | 1260546.523 | 2648595.5515 | 1260552.9016 | 2648601.7438 | 1260555.0095 | 2648607.1931 | 1260553.9801
172 | 2648550.9652 | 1260597.0554 | 2648551.4453 | 1260594.5264
173 | 2648611.9365 | 1260553.084 | 2648607.1931 | 1260553.9801
174 | 2648550.3775 | 1260600.507 | 2648550.3624 | 1260600.2311 | 2648550.9652 | 1260597.0554
175 | 2648550.3775 | 1260600.507 | 2648550.732 | 1260606.9717
176 | 2648342.6541 | 1260667.5242 | 2648330.9432 | 1260681.8627
177 | 2648318.7962 | 1260698.7512 | 2648323.5474 | 1260690.9178 | 2648330.9432 | 1260681.8627
178 | 2648402.2579 | 1260646.2651 | 2648402.5739 | 1260646.9537
179 | 2648406.4176 | 1260655.3296 | 2648402.5739 | 1260646.9537
180 | 2648250.0038 | 1260670.926 | 2648241.5927 | 1260676.4767
181 | 2648250.0038 | 1260670.926 | 2648252.8198 | 1260673.0727 | 2648256.5194 | 1260675.8938 | 2648265.1245 | 1260679.6777 | 2648268.0154 | 1260680.9466 | 2648309.9484 | 1260696.0994 | 2648313.9358 | 1260696.8991 | 2648318.7962 | 1260698.7512
182 | 2648406.4176 | 1260655.3296 | 2648406.6665 | 1260655.8719 | 2648407.0445 | 1260668.6173 | 2648409.0768 | 1260677.1845 | 2648411.0106 | 1260683.8254

## bus_geodata
| x | y | coords
0 | 2648561.2368 | 1261483.9662
1 | 2648543.9317 | 1261471.1314
2 | 2648569.7769 | 1261437.953
3 | 2648229.4236 | 1261311.5248
4 | 2648204.9739 | 1261303.0753
5 | 2648198.237 | 1261273.9829
6 | 2648582.8299 | 1261462.3887
7 | 2648170.1836 | 1261265.9026
8 | 2648158.0077 | 1261266.0836
9 | 2648245.711 | 1260994.2449
10 | 2648132.1263 | 1261268.8248
11 | 2648228.1135 | 1260982.1707
12 | 2648192.2411 | 1261299.6728
13 | 2648171.2709 | 1261317.2653
14 | 2648381.7098 | 1261032.7404
15 | 2648349.4113 | 1261007.8069
16 | 2648402.711 | 1261038.4017
17 | 2648322.2614 | 1260869.0845
18 | 2648296.2911 | 1260902.2789
19 | 2648357.2615 | 1260824.3485
20 | 2648366.2119 | 1260812.9084
21 | 2648298.6534 | 1260913.8286
22 | 2648382.2296 | 1260853.8016
23 | 2648371.277 | 1260767.6064
24 | 2648313.3978 | 1260908.9228
25 | 2648286.3725 | 1260920.1488
26 | 2648323.9163 | 1260816.4226
27 | 2648329.009 | 1260809.8281
28 | 2648383.3135 | 1260860.4041
29 | 2648378.1765 | 1260754.004
30 | 2648356.8035 | 1260777.1766
31 | 2648278.8566 | 1260955.9273
32 | 2648332.9669 | 1260804.703
33 | 2648293.5027 | 1260967.9001
34 | 2648289.1579 | 1260964.8249
35 | 2648309.8773 | 1260979.4903
36 | 2648279.4939 | 1260956.6137
37 | 2648311.713 | 1260980.7896
38 | 2648328.225 | 1260992.4771
39 | 2648443.1031 | 1260936.7092
40 | 2648434.8376 | 1260939.2288
41 | 2648403.6231 | 1260948.6439
42 | 2648483.2132 | 1260929.1368
43 | 2648484.5659 | 1260947.54
44 | 2648488.9207 | 1260927.8271
45 | 2648406.7687 | 1260967.5521
46 | 2648400.3431 | 1260934.5197
47 | 2648484.5588 | 1260948.0157
48 | 2648530.6894 | 1260931.5053
49 | 2648497.8937 | 1260922.9353
50 | 2648410.1279 | 1260986.8275
51 | 2648395.4197 | 1260913.3184
52 | 2648482.7359 | 1260956.1188
53 | 2648565.6946 | 1260941.0078
54 | 2648531.0004 | 1260946.3153
55 | 2648504.3323 | 1260895.4525
56 | 2648410.6474 | 1260989.5965
57 | 2648419.0631 | 1261036.1101
58 | 2648407.8127 | 1261037.6867
59 | 2648518.3959 | 1260981.5621
60 | 2648578.4448 | 1260979.7191
61 | 2648370.4121 | 1260891.8749
62 | 2648361.0543 | 1260902.8512
63 | 2648341.7137 | 1260913.4342
64 | 2648341.1311 | 1260913.753
65 | 2648407.509 | 1260910.1918
66 | 2648428.3054 | 1260906.3059
67 | 2648216.2393 | 1260912.8228
68 | 2648215.8902 | 1260903.8802
69 | 2648275.1425 | 1260821.5268
70 | 2648280.6595 | 1260815.0014
71 | 2648288.2338 | 1260806.0426
72 | 2648598.4777 | 1260982.9436
73 | 2648624.6253 | 1260985.1953
74 | 2648631.3386 | 1260983.8795
75 | 2648654.7143 | 1260968.1715
76 | 2648531.0502 | 1260948.6861
77 | 2648531.2584 | 1260958.5959
78 | 2648638.9446 | 1260962.9698
79 | 2648486.2286 | 1260967.2119
80 | 2648486.9035 | 1260968.9287
81 | 2648458.6611 | 1260902.6837
82 | 2648469.1098 | 1260901.0293
83 | 2648501.4309 | 1260867.9957
84 | 2648501.0488 | 1260864.3798
85 | 2648500.4687 | 1260853.6977
86 | 2648569.7416 | 1260831.1306
87 | 2648543.2231 | 1260831.548
88 | 2648500.7275 | 1260830.5324
89 | 2648492.8316 | 1260816.9792
90 | 2648500.4734 | 1260853.2775
91 | 2648488.3517 | 1260812.2973
92 | 2648520.2743 | 1260769.1246
93 | 2648504.5717 | 1260760.5475
94 | 2648480.1964 | 1260803.7744
95 | 2648380.5108 | 1260750.8619
96 | 2648414.764 | 1260741.8868
97 | 2648428.6575 | 1260754.2809
98 | 2648413.3683 | 1260740.5608
99 | 2648439.1879 | 1260759.992
100 | 2648458.4103 | 1260752.9752
101 | 2648460.3583 | 1260763.7691
102 | 2648459.3123 | 1260741.2965
103 | 2648522.6779 | 1260747.6848
104 | 2648524.0686 | 1260746.9683
105 | 2648532.2221 | 1260742.7673
106 | 2648496.5649 | 1260756.6562
107 | 2648539.1728 | 1260739.1861
108 | 2648450.8596 | 1260721.6333
109 | 2648470.0017 | 1260792.0329
110 | 2648464.4865 | 1260784.4538
111 | 2648301.8258 | 1260789.9662
112 | 2648308.7273 | 1260781.9818
113 | 2648325.1654 | 1260764.0718
114 | 2648293.8195 | 1260736.7223
115 | 2648338.5401 | 1260751.9621
116 | 2648445.6116 | 1260709.4252
117 | 2648552.3837 | 1260666.9905
118 | 2648533.4119 | 1260669.8543
119 | 2648557.032 | 1260666.2883
120 | 2648524.2756 | 1260671.2325
121 | 2648576.3837 | 1260662.8126
122 | 2648551.6639 | 1260624.775
123 | 2648518.7408 | 1260672.0674
124 | 2648596.9879 | 1260659.0519
125 | 2648551.5737 | 1260622.4962
126 | 2648509.6417 | 1260645.5841
127 | 2648512.554 | 1260673.0207
128 | 2648550.9092 | 1260610.2034
129 | 2648502.5106 | 1260674.9777
130 | 2648497.001 | 1260676.2661
131 | 2648482.4694 | 1260679.6646
132 | 2648494.8837 | 1260629.8337
133 | 2648479.0581 | 1260667.9984
134 | 2648471.77 | 1260682.1657
135 | 2648487.4182 | 1260627.6905
136 | 2648438.9435 | 1260692.5063
137 | 2648440.7983 | 1260691.8615
138 | 2648416.2233 | 1260701.727
139 | 2648453.9938 | 1260687.2732
140 | 2648371.857 | 1260726.1484
141 | 2648412.2298 | 1260688.0125
142 | 2648359.3881 | 1260714.7718
143 | 2648350.9157 | 1260741.4858
144 | 2648411.2196 | 1260684.5431
145 | 2648478.293 | 1260665.3818
146 | 2648483.345 | 1260513.0423
147 | 2648497.4201 | 1260521.5525
148 | 2648373.6136 | 1260191.4864
149 | 2648505.5128 | 1260529.013
150 | 2648268.449 | 1260144.3547
151 | 2648304.3924 | 1260128.6627
152 | 2648267.6951 | 1260144.6748
153 | 2648303.3194 | 1260122.5496
154 | 2648343.6226 | 1260153.4354
155 | 2648247.2411 | 1260133.0479
156 | 2648396.0298 | 1260166.1709
157 | 2648519.765 | 1260537.4293
158 | 2648524.4117 | 1260540.1733
159 | 2648533.3243 | 1260545.4364
160 | 2648549.6954 | 1260557.5398
161 | 2648554.1017 | 1260575.7462
162 | 2648558.1161 | 1260541.7607
163 | 2648566.9566 | 1260537.7047
164 | 2648574.2371 | 1260537.4859
165 | 2648582.4622 | 1260537.2386
166 | 2648553.7395 | 1260581.3057
167 | 2648588.1771 | 1260539.665
168 | 2648551.4453 | 1260594.5264
169 | 2648607.1931 | 1260553.9801
170 | 2648611.9365 | 1260553.084
171 | 2648550.9652 | 1260597.0554
172 | 2648550.3775 | 1260600.507
173 | 2648550.732 | 1260606.9717
174 | 2648342.6541 | 1260667.5242
175 | 2648330.9432 | 1260681.8627
176 | 2648402.2579 | 1260646.2651
177 | 2648402.5739 | 1260646.9537
178 | 2648241.5927 | 1260676.4767
179 | 2648250.0038 | 1260670.926
180 | 2648318.7962 | 1260698.7512
181 | 2648411.0106 | 1260683.8254
182 | 2648406.4176 | 1260655.3296
183 | 2648480.1618 | 1260625.6073
184 | 2648459.3123 | 1260741.2965

## line_std_types
| c_nf_per_km | r_ohm_per_km | x_ohm_per_km | max_i_ka | type | q_mm2 | alpha | voltage_rating
NAYY 4x50 SE | 210 | 0.642 | 0.083 | 0.142 | cs | 50 | 0.00403 | LV
NAYY 4x120 SE | 264 | 0.225 | 0.08 | 0.242 | cs | 120 | 0.00403 | LV
NAYY 4x150 SE | 261 | 0.208 | 0.08 | 0.27 | cs | 150 | 0.00403 | LV
NA2XS2Y 1x95 RM/25 12/20 kV | 216 | 0.313 | 0.132 | 0.252 | cs | 95 | 0.00403 | MV
NA2XS2Y 1x185 RM/25 12/20 kV | 273 | 0.161 | 0.117 | 0.362 | cs | 185 | 0.00403 | MV
NA2XS2Y 1x240 RM/25 12/20 kV | 304 | 0.122 | 0.112 | 0.421 | cs | 240 | 0.00403 | MV
NA2XS2Y 1x95 RM/25 6/10 kV | 315 | 0.313 | 0.123 | 0.249 | cs | 95 | 0.00403 | MV
NA2XS2Y 1x185 RM/25 6/10 kV | 406 | 0.161 | 0.11 | 0.358 | cs | 185 | 0.00403 | MV
NA2XS2Y 1x240 RM/25 6/10 kV | 456 | 0.122 | 0.105 | 0.416 | cs | 240 | 0.00403 | MV
NA2XS2Y 1x150 RM/25 12/20 kV | 250 | 0.206 | 0.116 | 0.319 | cs | 150 | 0.00403 | MV
NA2XS2Y 1x120 RM/25 12/20 kV | 230 | 0.253 | 0.119 | 0.283 | cs | 120 | 0.00403 | MV
NA2XS2Y 1x70 RM/25 12/20 kV | 190 | 0.443 | 0.132 | 0.22 | cs | 70 | 0.00403 | MV
NA2XS2Y 1x150 RM/25 6/10 kV | 360 | 0.206 | 0.11 | 0.315 | cs | 150 | 0.00403 | MV
NA2XS2Y 1x120 RM/25 6/10 kV | 340 | 0.253 | 0.113 | 0.28 | cs | 120 | 0.00403 | MV
NA2XS2Y 1x70 RM/25 6/10 kV | 280 | 0.443 | 0.123 | 0.217 | cs | 70 | 0.00403 | MV
N2XS(FL)2Y 1x120 RM/35 64/110 kV | 112 | 0.153 | 0.166 | 0.366 | cs | 120 | 0.00393 | HV
N2XS(FL)2Y 1x185 RM/35 64/110 kV | 125 | 0.099 | 0.156 | 0.457 | cs | 185 | 0.00393 | HV
N2XS(FL)2Y 1x240 RM/35 64/110 kV | 135 | 0.075 | 0.149 | 0.526 | cs | 240 | 0.00393 | HV
N2XS(FL)2Y 1x300 RM/35 64/110 kV | 144 | 0.06 | 0.144 | 0.588 | cs | 300 | 0.00393 | HV
15-AL1/3-ST1A 0.4 | 11 | 1.8769 | 0.35 | 0.105 | ol | 16 | 0.00403 | LV
24-AL1/4-ST1A 0.4 | 11.25 | 1.2012 | 0.335 | 0.14 | ol | 24 | 0.00403 | LV
48-AL1/8-ST1A 0.4 | 12.2 | 0.5939 | 0.3 | 0.21 | ol | 48 | 0.00403 | LV
94-AL1/15-ST1A 0.4 | 13.2 | 0.306 | 0.29 | 0.35 | ol | 94 | 0.00403 | LV
34-AL1/6-ST1A 10.0 | 9.7 | 0.8342 | 0.36 | 0.17 | ol | 34 | 0.00403 | MV
48-AL1/8-ST1A 10.0 | 10.1 | 0.5939 | 0.35 | 0.21 | ol | 48 | 0.00403 | MV
70-AL1/11-ST1A 10.0 | 10.4 | 0.4132 | 0.339 | 0.29 | ol | 70 | 0.00403 | MV
94-AL1/15-ST1A 10.0 | 10.75 | 0.306 | 0.33 | 0.35 | ol | 94 | 0.00403 | MV
122-AL1/20-ST1A 10.0 | 11.1 | 0.2376 | 0.323 | 0.41 | ol | 122 | 0.00403 | MV
149-AL1/24-ST1A 10.0 | 11.25 | 0.194 | 0.315 | 0.47 | ol | 149 | 0.00403 | MV
34-AL1/6-ST1A 20.0 | 9.15 | 0.8342 | 0.382 | 0.17 | ol | 34 | 0.00403 | MV
48-AL1/8-ST1A 20.0 | 9.5 | 0.5939 | 0.372 | 0.21 | ol | 48 | 0.00403 | MV
70-AL1/11-ST1A 20.0 | 9.7 | 0.4132 | 0.36 | 0.29 | ol | 70 | 0.00403 | MV
94-AL1/15-ST1A 20.0 | 10 | 0.306 | 0.35 | 0.35 | ol | 94 | 0.00403 | MV
122-AL1/20-ST1A 20.0 | 10.3 | 0.2376 | 0.344 | 0.41 | ol | 122 | 0.00403 | MV
149-AL1/24-ST1A 20.0 | 10.5 | 0.194 | 0.337 | 0.47 | ol | 149 | 0.00403 | MV
184-AL1/30-ST1A 20.0 | 10.75 | 0.1571 | 0.33 | 0.535 | ol | 184 | 0.00403 | MV
243-AL1/39-ST1A 20.0 | 11 | 0.1188 | 0.32 | 0.645 | ol | 243 | 0.00403 | MV
48-AL1/8-ST1A 110.0 | 8 | 0.5939 | 0.46 | 0.21 | ol | 48 | 0.00403 | HV
70-AL1/11-ST1A 110.0 | 8.4 | 0.4132 | 0.45 | 0.29 | ol | 70 | 0.00403 | HV
94-AL1/15-ST1A 110.0 | 8.65 | 0.306 | 0.44 | 0.35 | ol | 94 | 0.00403 | HV
122-AL1/20-ST1A 110.0 | 8.5 | 0.2376 | 0.43 | 0.41 | ol | 122 | 0.00403 | HV
149-AL1/24-ST1A 110.0 | 8.75 | 0.194 | 0.41 | 0.47 | ol | 149 | 0.00403 | HV
184-AL1/30-ST1A 110.0 | 8.8 | 0.1571 | 0.4 | 0.535 | ol | 184 | 0.00403 | HV
243-AL1/39-ST1A 110.0 | 9 | 0.1188 | 0.39 | 0.645 | ol | 243 | 0.00403 | HV
305-AL1/39-ST1A 110.0 | 9.2 | 0.0949 | 0.38 | 0.74 | ol | 305 | 0.00403 | HV
490-AL1/64-ST1A 110.0 | 9.75 | 0.059 | 0.37 | 0.96 | ol | 490 | 0.00403 | HV
679-AL1/86-ST1A 110.0 | 9.95 | 0.042 | 0.36 | 1.15 | ol | 679 | 0.00403 | HV
490-AL1/64-ST1A 220.0 | 10 | 0.059 | 0.285 | 0.96 | ol | 490 | 0.00403 | HV
679-AL1/86-ST1A 220.0 | 11.7 | 0.042 | 0.275 | 1.15 | ol | 679 | 0.00403 | HV
490-AL1/64-ST1A 380.0 | 11 | 0.059 | 0.253 | 0.96 | ol | 490 | 0.00403 | HV
679-AL1/86-ST1A 380.0 | 14.6 | 0.042 | 0.25 | 1.15 | ol | 679 | 0.00403 | HV

## trafo_std_types
| i0_percent | pfe_kw | vkr_percent | sn_mva | vn_lv_kv | vn_hv_kv | vk_percent | shift_degree | vector_group | tap_side | tap_neutral | tap_min | tap_max | tap_step_degree | tap_step_percent | tap_phase_shifter
160 MVA 380/110 kV | 0.06 | 60 | 0.25 | 160 | 110 | 380 | 12.2 | 0 | Yy0 | hv | 0 | -9 | 9 | 0 | 1.5 | FALSE
100 MVA 220/110 kV | 0.06 | 55 | 0.26 | 100 | 110 | 220 | 12 | 0 | Yy0 | hv | 0 | -9 | 9 | 0 | 1.5 | FALSE
63 MVA 110/20 kV | 0.04 | 22 | 0.32 | 63 | 20 | 110 | 18 | 150 | YNd5 | hv | 0 | -9 | 9 | 0 | 1.5 | FALSE
40 MVA 110/20 kV | 0.05 | 18 | 0.34 | 40 | 20 | 110 | 16.2 | 150 | YNd5 | hv | 0 | -9 | 9 | 0 | 1.5 | FALSE
25 MVA 110/20 kV | 0.07 | 14 | 0.41 | 25 | 20 | 110 | 12 | 150 | YNd5 | hv | 0 | -9 | 9 | 0 | 1.5 | FALSE
63 MVA 110/10 kV | 0.04 | 22 | 0.32 | 63 | 10 | 110 | 18 | 150 | YNd5 | hv | 0 | -9 | 9 | 0 | 1.5 | FALSE
40 MVA 110/10 kV | 0.05 | 18 | 0.34 | 40 | 10 | 110 | 16.2 | 150 | YNd5 | hv | 0 | -9 | 9 | 0 | 1.5 | FALSE
25 MVA 110/10 kV | 0.07 | 14 | 0.41 | 25 | 10 | 110 | 12 | 150 | YNd5 | hv | 0 | -9 | 9 | 0 | 1.5 | FALSE
0.25 MVA 20/0.4 kV | 0.32 | 0.8 | 1.44 | 0.25 | 0.4 | 20 | 6 | 150 | Yzn5 | hv | 0 | -2 | 2 | 0 | 2.5 | FALSE
0.4 MVA 20/0.4 kV | 0.3375 | 1.35 | 1.425 | 0.4 | 0.4 | 20 | 6 | 150 | Dyn5 | hv | 0 | -2 | 2 | 0 | 2.5 | FALSE
0.63 MVA 20/0.4 kV | 0.2619 | 1.65 | 1.206 | 0.63 | 0.4 | 20 | 6 | 150 | Dyn5 | hv | 0 | -2 | 2 | 0 | 2.5 | FALSE
0.25 MVA 10/0.4 kV | 0.24 | 0.6 | 1.2 | 0.25 | 0.4 | 10 | 4 | 150 | Dyn5 | hv | 0 | -2 | 2 | 0 | 2.5 | FALSE
0.4 MVA 10/0.4 kV | 0.2375 | 0.95 | 1.325 | 0.4 | 0.4 | 10 | 4 | 150 | Dyn5 | hv | 0 | -2 | 2 | 0 | 2.5 | FALSE
0.63 MVA 10/0.4 kV | 0.1873 | 1.18 | 1.0794 | 0.63 | 0.4 | 10 | 4 | 150 | Dyn5 | hv | 0 | -2 | 2 | 0 | 2.5 | FALSE

## trafo3w_std_types
| sn_hv_mva | sn_mv_mva | sn_lv_mva | vn_hv_kv | vn_mv_kv | vn_lv_kv | vk_hv_percent | vk_mv_percent | vk_lv_percent | vkr_hv_percent | vkr_mv_percent | vkr_lv_percent | pfe_kw | i0_percent | shift_mv_degree | shift_lv_degree | vector_group | tap_side | tap_neutral | tap_min | tap_max | tap_step_percent
63/25/38 MVA 110/20/10 kV | 63 | 25 | 38 | 110 | 20 | 10 | 10.4 | 10.4 | 10.4 | 0.28 | 0.32 | 0.35 | 35 | 0.89 | 0 | 0 | YN0yn0yn0 | hv | 0 | -10 | 10 | 1.2
63/25/38 MVA 110/10/10 kV | 63 | 25 | 38 | 110 | 10 | 10 | 10.4 | 10.4 | 10.4 | 0.28 | 0.32 | 0.35 | 35 | 0.89 | 0 | 0 | YN0yn0yn0 | hv | 0 | -10 | 10 | 1.2

## fuse_std_types
| fuse_type | i_rated_a | t_avg | t_min | t_total | x_avg | x_min | x_total
HV 100A | HV 100A | 100 | 0 | [10.0, 3.64, 0.854, 0.281, 0.1, 0.0531, 0.022, 0.01] | [10.0, 4.267, 1.21, 0.403, 0.1, 0.058, 0.022, 0.01] | 0 | [300.0, 350.0, 450.0, 550.0, 700.0, 850.0, 1200.0, 1752.0] | [600.0, 700.0, 900.0, 1150.0, 1665.0, 2000.0, 3000.0, 4313.0]
HV 10A | HV 10A | 10 | 0 | [10.0, 1675.0, 0.344, 0.156, 0.1, 0.0417, 0.0171, 0.01] | [10.0, 1.3, 0.3, 0.155, 0.1, 0.0555, 0.023, 0.01] | 0 | [30.0, 32.0, 35.0, 37.0, 39.0, 50.0, 70.0, 88.0] | [60.0, 70.0, 80.0, 87.0, 94.0, 110.0, 150.0, 216.0]
HV 125A | HV 125A | 125 | 0 | [10.0, 1.82, 0.344, 0.1, 0.0467, 0.0269, 0.01] | [10.0, 2.478, 0.426, 0.1, 0.0427, 0.0211, 0.01] | 0 | [375.0, 500.0, 700.0, 925.0, 1200.0, 1500.0, 2341.0] | [750.0, 1000.0, 1500.0, 2200.0, 3000.0, 4000.0, 5765.0]
HV 160A | HV 160A | 160 | 0 | [10.0, 4.15, 1.03, 0.198, 0.1, 0.051, 0.0172, 0.01] | [10.0, 2.3, 0.734, 0.274, 0.1, 0.046, 0.0177, 0.01] | 0 | [480.0, 550.0, 700.0, 1000.0, 1260.0, 1600.0, 2500.0, 3227.0] | [960.0, 1300.0, 1700.0, 2200.0, 2996.0, 4000.0, 6000.0, 7946.0]
HV 16A | HV 16A | 16 | 0 | [10.0, 0.352, 0.164, 0.1, 0.0649, 0.0342, 0.01] | [10.0, 2.34, 0.722, 0.181, 0.1, 0.055, 0.0296, 0.01] | 0 | [48.0, 60.0, 65.0, 71.0, 80.0, 100.0, 162.0] | [96.0, 110.0, 125.0, 150.0, 168.0, 200.0, 250.0, 398.0]
HV 200A | HV 200A | 200 | 0 | [10.0, 4.267, 1.21, 0.403, 0.1, 0.058, 0.022, 0.01] | [10.0, 3.73, 1.654, 0.328, 0.1, 0.0531, 0.019, 0.01] | 0 | [600.0, 700.0, 900.0, 1150.0, 1665.0, 2000.0, 3000.0, 4313.0] | [1200.0, 1500.0, 1800.0, 2700.0, 3960.0, 5000.0, 7500.0, 10620.0]
HV 20A | HV 20A | 20 | 0 | [10.0, 1.3, 0.3, 0.155, 0.1, 0.0555, 0.023, 0.01] | [10.0, 1.3, 0.161, 0.1, 0.0611, 0.0399, 0.0141, 0.01] | 0 | [60.0, 70.0, 80.0, 87.0, 94.0, 110.0, 150.0, 216.0] | [120.0, 150.0, 200.0, 223.0, 260.0, 300.0, 450.0, 532.0]
HV 25A | HV 25A | 25 | 0 | [10.0, 2.512, 0.833, 0.299, 0.1, 0.0372, 0.0223, 0.01] | [10.0, 3.125, 0.597, 0.198, 0.1, 0.0378, 0.022, 0.01] | 0 | [75.0, 82.0, 90.0, 100.0, 124.0, 170.0, 200.0, 289.0] | [150.0, 170.0, 210.0, 250.0, 294.0, 400.0, 500.0, 711.0]
HV 31.5A | HV 31.5A | 31.5 | 0 | [10.0, 2.34, 0.722, 0.181, 0.1, 0.055, 0.0296, 0.01] | [10.0, 2.84, 0.368, 0.164, 0.1, 0.0621, 0.0378, 0.0195, 0.01] | 0 | [95.0, 110.0, 125.0, 150.0, 165.0, 200.0, 250.0, 390.0] | [189.0, 220.0, 300.0, 350.0, 393.0, 450.0, 530.0, 700.0, 960.0]
HV 40A | HV 40A | 40 | 0 | [10.0, 1.3, 0.161, 0.1, 0.0611, 0.0399, 0.0141, 0.01] | [10.0, 2.05, 0.369, 0.198, 0.1, 0.051, 0.0298, 0.01] | 0 | [120.0, 150.0, 200.0, 223.0, 260.0, 300.0, 450.0, 532.0] | [240.0, 300.0, 400.0, 450.0, 530.0, 650.0, 800.0, 1311.0]
HV 50A | HV 50A | 50 | 0 | [10.0, 3.215, 0.597, 0.198, 0.1, 0.0378, 0.022, 0.01] | [10.0, 3.64, 0.854, 0.281, 0.1, 0.0531, 0.022, 0.01] | 0 | [150.0, 170.0, 210.0, 250.0, 294.0, 400.0, 500.0, 711.0] | [300.0, 350.0, 450.0, 550.0, 700.0, 850.0, 1200.0, 1752.0]
HV 6.3A | HV 6.3A | 6.3 | 0 | [10.0, 1.39, 0.344, 0.168, 0.1, 0.056, 0.0263, 0.01] | [10.0, 1.711, 0.516, 0.198, 0.1, 0.0634, 0.0303, 0.01] | 0 | [19.0, 19.5, 20.4, 20.8, 22.0, 25.0, 32.0, 48.0] | [38.0, 40.0, 43.0, 48.0, 53.0, 60.0, 75.0, 118.0]
HV 63A | HV 63A | 63 | 0 | [10.0, 2.84, 0.368, 0.164, 0.1, 0.0621, 0.0378, 0.0195, 0.01] | [10.0, 1.82, 0.344, 0.1, 0.0467, 0.0269, 0.01] | 0 | [189.0, 220.0, 300.0, 350.0, 393.0, 450.0, 530.0, 700.0, 961.0] | [378.0, 500.0, 700.0, 934.0, 1200.0, 1500.0, 2366.0]
HV 80A | HV 80A | 80 | 0 | [10.0, 2.05, 0.369, 0.198, 0.1, 0.051, 0.0298, 0.01] | [10.0, 4.15, 1.03, 0.198, 0.1, 0.051, 0.0172, 0.01] | 0 | [240.0, 300.0, 400.0, 450.0, 530.0, 650.0, 800.0, 1311.0] | [480.0, 550.0, 700.0, 1000.0, 1260.0, 1600.0, 2500.0, 3227.0]
Siemens NH-1-100 | Siemens NH-1-100 | 100 | [5400.0, 2000.0, 400.0, 20.0, 1.0, 0.2, 0.012, 0.004] | 0 | 0 | [150.0, 190.0, 250.0, 430.0, 900.0, 1250.0, 2700.0, 3600.0] | 0 | 0
Siemens NH-1-125 | Siemens NH-1-125 | 125 | [4800.0, 120.0, 7.0, 0.1, 0.004] | 0 | 0 | [180.0, 400.0, 740.0, 2000.0, 4250.0] | 0 | 0
Siemens NH-1-16 | Siemens NH-1-16 | 16 | [4000.0, 400.0, 2.0, 0.1, 0.04, 0.01] | 0 | 0 | [26.0, 35.0, 75.0, 150.0, 200.0, 300.0] | 0 | 0
Siemens NH-1-160 | Siemens NH-1-160 | 160 | [4800.0, 120.0, 7.0, 0.1, 0.004] | 0 | 0 | [210.0, 500.0, 900.0, 2300.0, 5000.0] | 0 | 0
Siemens NH-1-25 | Siemens NH-1-25 | 25 | [4000.0, 1000.0, 10.0, 0.2, 0.02, 0.01] | 0 | 0 | [40.0, 50.0, 100.0, 210.0, 400.0, 500.0] | 0 | 0
Siemens NH-1-50 | Siemens NH-1-50 | 50 | [4000.0, 40.0, 4.0, 1.0, 0.02, 0.01] | 0 | 0 | [86.0, 200.0, 300.0, 400.0, 1000.0, 1280.0] | 0 | 0
Siemens NH-1-63 | Siemens NH-1-63 | 63 | [4000.0, 100.0, 10.0, 2.0, 0.04, 0.01] | 0 | 0 | [100.0, 200.0, 300.0, 400.0, 1000.0, 1500.0] | 0 | 0
Siemens NH-1-80 | Siemens NH-1-80 | 80 | [4800.0, 120.0, 7.0, 0.1, 0.01] | 0 | 0 | [150.58, 250.0, 450.0, 1150.0, 2470.0] | 0 | 0
Siemens NH-2-1000 | Siemens NH-2-1000 | 1000 | [4800.0, 120.0, 7.0, 0.1, 0.004] | 0 | 0 | [1900.0, 3500.0, 8400.0, 24000.0, 52000.0] | 0 | 0
Siemens NH-2-200 | Siemens NH-2-200 | 200 | [4800.0, 120.0, 7.0, 0.1, 0.004] | 0 | 0 | [280.0, 650.0, 1200.0, 3000.0, 7000.0] | 0 | 0
Siemens NH-2-224 | Siemens NH-2-224 | 224 | [4800.0, 120.0, 7.0, 0.2, 0.04, 0.004] | 0 | 0 | [400.0, 750.0, 1453.0, 3025.0, 4315.0, 7600.0] | 0 | 0
Siemens NH-2-250 | Siemens NH-2-250 | 250 | [4800.0, 120.0, 7.0, 0.1, 0.004] | 0 | 0 | [450.0, 800.0, 1650.0, 4000.0, 8500.0] | 0 | 0
Siemens NH-2-315 | Siemens NH-2-315 | 315 | [4800.0, 120.0, 7.0, 0.1, 0.004] | 0 | 0 | [550.0, 920.0, 1900.0, 5000.0, 11000.0] | 0 | 0
Siemens NH-2-355 | Siemens NH-2-355 | 355 | [4800.0, 120.0, 6.0, 0.1, 0.004] | 0 | 0 | [650.0, 1116.27, 2350.0, 5840.0, 12790.0] | 0 | 0
Siemens NH-2-400 | Siemens NH-2-400 | 400 | [4800.0, 120.0, 7.0, 0.1, 0.004] | 0 | 0 | [720.0, 1350.0, 2800.0, 6500.0, 15000.0] | 0 | 0
Siemens NH-2-425 | Siemens NH-2-425 | 425 | [4800.0, 120.0, 7.0, 0.1, 0.004] | 0 | 0 | [850.0, 1500.0, 3050.0, 7500.0, 16500.0] | 0 | 0
Siemens NH-2-630 | Siemens NH-2-630 | 630 | [4800.0, 120.0, 7.0, 0.1, 0.004] | 0 | 0 | [1200.0, 2000.0, 4800.0, 12000.0, 26000.0] | 0 | 0

## dtypes
| element | column | dtype
0 | bus | name | object
1 | bus | vn_kv | float64
2 | bus | type | object
3 | bus | zone | object
4 | bus | in_service | bool
5 | load | name | object
6 | load | bus | uint32
7 | load | p_mw | float64
8 | load | q_mvar | float64
9 | load | const_z_percent | float64
10 | load | const_i_percent | float64
11 | load | sn_mva | float64
12 | load | scaling | float64
13 | load | in_service | bool
14 | load | type | object
15 | ext_grid | name | object
16 | ext_grid | bus | uint32
17 | ext_grid | vm_pu | float64
18 | ext_grid | va_degree | float64
19 | ext_grid | slack_weight | float64
20 | ext_grid | in_service | bool
21 | line | name | object
22 | line | std_type | object
23 | line | from_bus | uint32
24 | line | to_bus | uint32
25 | line | length_km | float64
26 | line | r_ohm_per_km | float64
27 | line | x_ohm_per_km | float64
28 | line | c_nf_per_km | float64
29 | line | g_us_per_km | float64
30 | line | max_i_ka | float64
31 | line | df | float64
32 | line | parallel | uint32
33 | line | type | object
34 | line | in_service | bool
35 | trafo | name | object
36 | trafo | std_type | object
37 | trafo | hv_bus | uint32
38 | trafo | lv_bus | uint32
39 | trafo | sn_mva | float64
40 | trafo | vn_hv_kv | float64
41 | trafo | vn_lv_kv | float64
42 | trafo | vk_percent | float64
43 | trafo | vkr_percent | float64
44 | trafo | pfe_kw | float64
45 | trafo | i0_percent | float64
46 | trafo | shift_degree | float64
47 | trafo | tap_side | object
48 | trafo | tap_neutral | int32
49 | trafo | tap_min | int32
50 | trafo | tap_max | int32
51 | trafo | tap_step_percent | float64
52 | trafo | tap_step_degree | float64
53 | trafo | tap_pos | int32
54 | trafo | tap_phase_shifter | bool
55 | trafo | parallel | uint32
56 | trafo | df | float64
57 | trafo | in_service | bool
58 | line_geodata | coords | object
59 | bus_geodata | x | float64
60 | bus_geodata | y | float64
61 | bus_geodata | coords | object

## parameters
| version | format_version | converged | OPF_converged | name | f_hz | sn_mva
0 | 2.14.6 | 2.14.0 | FALSE | FALSE |  | 50 | 1