## bus
| name | vn_kv | type | zone | in_service
0 | bus_LV_6750-2_0_4_node_0 | 0.4 | n |  | TRUE
1 | bus_LV_6750-2_0_4_node_1 | 0.4 | n |  | TRUE
2 | bus_LV_6750-2_0_4_node_2 | 0.4 | n |  | TRUE
3 | bus_LV_6750-2_0_4_node_3 | 0.4 | n |  | TRUE
4 | bus_LV_6750-2_0_4_node_4 | 0.4 | n |  | TRUE
5 | bus_LV_6750-2_0_4_node_5 | 0.4 | n |  | TRUE
6 | bus_LV_6750-2_0_4_node_6 | 0.4 | n |  | TRUE
7 | bus_LV_6750-2_0_4_node_7 | 0.4 | n |  | TRUE
8 | bus_LV_6750-2_0_4_node_8 | 0.4 | n |  | TRUE
9 | bus_LV_6750-2_0_4_node_9 | 0.4 | n |  | TRUE
10 | bus_LV_6750-2_0_4_node_10 | 0.4 | n |  | TRUE
11 | bus_LV_6750-2_0_4_node_11 | 0.4 | n |  | TRUE
12 | bus_LV_6750-2_0_4_node_12 | 0.4 | n |  | TRUE
13 | bus_LV_6750-2_0_4_node_18 | 0.4 | n |  | TRUE
14 | bus_LV_6750-2_0_4_node_25 | 0.4 | n |  | TRUE
15 | bus_LV_6750-2_0_4_node_29 | 0.4 | n |  | TRUE
16 | bus_LV_6750-2_0_4_node_30 | 0.4 | n |  | TRUE
17 | bus_LV_6750-2_0_4_node_13 | 0.4 | n |  | TRUE
18 | bus_LV_6750-2_0_4_node_19 | 0.4 | n |  | TRUE
19 | bus_LV_6750-2_0_4_node_26 | 0.4 | n |  | TRUE
20 | bus_LV_6750-2_0_4_node_24 | 0.4 | n |  | TRUE
21 | bus_LV_6750-2_0_4_node_137 | 0.4 | n |  | TRUE
22 | bus_LV_6750-2_0_4_node_14 | 0.4 | n |  | TRUE
23 | bus_LV_6750-2_0_4_node_15 | 0.4 | n |  | TRUE
24 | bus_LV_6750-2_0_4_node_17 | 0.4 | n |  | TRUE
25 | bus_LV_6750-2_0_4_node_16 | 0.4 | n |  | TRUE
26 | bus_LV_6750-2_0_4_node_38 | 0.4 | n |  | TRUE
27 | bus_LV_6750-2_0_4_node_37 | 0.4 | n |  | TRUE
28 | bus_LV_6750-2_0_4_node_40 | 0.4 | n |  | TRUE
29 | bus_LV_6750-2_0_4_node_39 | 0.4 | n |  | TRUE
30 | bus_LV_6750-2_0_4_node_23 | 0.4 | n |  | TRUE
31 | bus_LV_6750-2_0_4_node_20 | 0.4 | n |  | TRUE
32 | bus_LV_6750-2_0_4_node_21 | 0.4 | n |  | TRUE
33 | bus_LV_6750-2_0_4_node_22 | 0.4 | n |  | TRUE
34 | bus_LV_6750-2_0_4_node_35 | 0.4 | n |  | TRUE
35 | bus_LV_6750-2_0_4_node_33 | 0.4 | n |  | TRUE
36 | bus_LV_6750-2_0_4_node_27 | 0.4 | n |  | TRUE
37 | bus_LV_6750-2_0_4_node_28 | 0.4 | n |  | TRUE
38 | bus_LV_6750-2_0_4_node_138 | 0.4 | n |  | TRUE
39 | bus_LV_6750-2_0_4_node_151 | 0.4 | n |  | TRUE
40 | bus_LV_6750-2_0_4_node_152 | 0.4 | n |  | TRUE
41 | bus_LV_6750-2_0_4_node_31 | 0.4 | n |  | TRUE
42 | bus_LV_6750-2_0_4_node_32 | 0.4 | n |  | TRUE
43 | bus_LV_6750-2_0_4_node_34 | 0.4 | n |  | TRUE
44 | bus_LV_6750-2_0_4_node_36 | 0.4 | n |  | TRUE
45 | bus_LV_6750-2_0_4_node_136 | 0.4 | n |  | TRUE
46 | bus_LV_6750-2_0_4_node_133 | 0.4 | n |  | TRUE
47 | bus_LV_6750-2_0_4_node_143 | 0.4 | n |  | TRUE
48 | bus_LV_6750-2_0_4_node_123 | 0.4 | n |  | TRUE
49 | bus_LV_6750-2_0_4_node_131 | 0.4 | n |  | TRUE
50 | bus_LV_6750-2_0_4_node_41 | 0.4 | n |  | TRUE
51 | bus_LV_6750-2_0_4_node_129 | 0.4 | n |  | TRUE
52 | bus_LV_6750-2_0_4_node_139 | 0.4 | n |  | TRUE
53 | bus_LV_6750-2_0_4_node_127 | 0.4 | n |  | TRUE
54 | bus_LV_6750-2_0_4_node_140 | 0.4 | n |  | TRUE
55 | bus_LV_6750-2_0_4_node_141 | 0.4 | n |  | TRUE
56 | bus_LV_6750-2_0_4_node_42 | 0.4 | n |  | TRUE
57 | bus_LV_6750-2_0_4_node_43 | 0.4 | n |  | TRUE
58 | bus_LV_6750-2_0_4_node_44 | 0.4 | n |  | TRUE
59 | bus_LV_6750-2_0_4_node_45 | 0.4 | n |  | TRUE
60 | bus_LV_6750-2_0_4_node_46 | 0.4 | n |  | TRUE
61 | bus_LV_6750-2_0_4_node_54 | 0.4 | n |  | TRUE
62 | bus_LV_6750-2_0_4_node_55 | 0.4 | n |  | TRUE
63 | bus_LV_6750-2_0_4_node_56 | 0.4 | n |  | TRUE
64 | bus_LV_6750-2_0_4_node_47 | 0.4 | n |  | TRUE
65 | bus_LV_6750-2_0_4_node_69 | 0.4 | n |  | TRUE
66 | bus_LV_6750-2_0_4_node_70 | 0.4 | n |  | TRUE
67 | bus_LV_6750-2_0_4_node_60 | 0.4 | n |  | TRUE
68 | bus_LV_6750-2_0_4_node_48 | 0.4 | n |  | TRUE
69 | bus_LV_6750-2_0_4_node_53 | 0.4 | n |  | TRUE
70 | bus_LV_6750-2_0_4_node_49 | 0.4 | n |  | TRUE
71 | bus_LV_6750-2_0_4_node_50 | 0.4 | n |  | TRUE
72 | bus_LV_6750-2_0_4_node_51 | 0.4 | n |  | TRUE
73 | bus_LV_6750-2_0_4_node_57 | 0.4 | n |  | TRUE
74 | bus_LV_6750-2_0_4_node_64 | 0.4 | n |  | TRUE
75 | bus_LV_6750-2_0_4_node_65 | 0.4 | n |  | TRUE
76 | bus_LV_6750-2_0_4_node_67 | 0.4 | n |  | TRUE
77 | bus_LV_6750-2_0_4_node_58 | 0.4 | n |  | TRUE
78 | bus_LV_6750-2_0_4_node_59 | 0.4 | n |  | TRUE
79 | bus_LV_6750-2_0_4_node_61 | 0.4 | n |  | TRUE
80 | bus_LV_6750-2_0_4_node_62 | 0.4 | n |  | TRUE
81 | bus_LV_6750-2_0_4_node_63 | 0.4 | n |  | TRUE
82 | bus_LV_6750-2_0_4_node_66 | 0.4 | n |  | TRUE
83 | bus_LV_6750-2_0_4_node_96 | 0.4 | n |  | TRUE
84 | bus_LV_6750-2_0_4_node_95 | 0.4 | n |  | TRUE
85 | bus_LV_6750-2_0_4_node_71 | 0.4 | n |  | TRUE
86 | bus_LV_6750-2_0_4_node_72 | 0.4 | n |  | TRUE
87 | bus_LV_6750-2_0_4_node_73 | 0.4 | n |  | TRUE
88 | bus_LV_6750-2_0_4_node_74 | 0.4 | n |  | TRUE
89 | bus_LV_6750-2_0_4_node_75 | 0.4 | n |  | TRUE
90 | bus_LV_6750-2_0_4_node_76 | 0.4 | n |  | TRUE
91 | bus_LV_6750-2_0_4_node_77 | 0.4 | n |  | TRUE
92 | bus_LV_6750-2_0_4_node_84 | 0.4 | n |  | TRUE
93 | bus_LV_6750-2_0_4_node_88 | 0.4 | n |  | TRUE
94 | bus_LV_6750-2_0_4_node_85 | 0.4 | n |  | TRUE
95 | bus_LV_6750-2_0_4_node_83 | 0.4 | n |  | TRUE
96 | bus_LV_6750-2_0_4_node_82 | 0.4 | n |  | TRUE
97 | bus_LV_6750-2_0_4_node_90 | 0.4 | n |  | TRUE
98 | bus_LV_6750-2_0_4_node_78 | 0.4 | n |  | TRUE
99 | bus_LV_6750-2_0_4_node_79 | 0.4 | n |  | TRUE
100 | bus_LV_6750-2_0_4_node_80 | 0.4 | n |  | TRUE
101 | bus_LV_6750-2_0_4_node_81 | 0.4 | n |  | TRUE
102 | bus_LV_6750-2_0_4_node_103 | 0.4 | n |  | TRUE
103 | bus_LV_6750-2_0_4_node_102 | 0.4 | n |  | TRUE
104 | bus_LV_6750-2_0_4_node_86 | 0.4 | n |  | TRUE
105 | bus_LV_6750-2_0_4_node_87 | 0.4 | n |  | TRUE
106 | bus_LV_6750-2_0_4_node_89 | 0.4 | n |  | TRUE
107 | bus_LV_6750-2_0_4_node_91 | 0.4 | n |  | TRUE
108 | bus_LV_6750-2_0_4_node_92 | 0.4 | n |  | TRUE
109 | bus_LV_6750-2_0_4_node_94 | 0.4 | n |  | TRUE
110 | bus_LV_6750-2_0_4_node_130 | 0.4 | n |  | TRUE
111 | bus_LV_6750-2_0_4_node_144 | 0.4 | n |  | TRUE
112 | bus_LV_6750-2_0_4_node_145 | 0.4 | n |  | TRUE
113 | bus_LV_6750-2_0_4_node_93 | 0.4 | n |  | TRUE
114 | bus_LV_6750-2_0_4_node_149 | 0.4 | n |  | TRUE
115 | bus_LV_6750-2_0_4_node_146 | 0.4 | n |  | TRUE
116 | bus_LV_6750-2_0_4_node_128 | 0.4 | n |  | TRUE
117 | bus_LV_6750-2_0_4_node_147 | 0.4 | n |  | TRUE
118 | bus_LV_6750-2_0_4_node_97 | 0.4 | n |  | TRUE
119 | bus_LV_6750-2_0_4_node_98 | 0.4 | n |  | TRUE
120 | bus_LV_6750-2_0_4_node_99 | 0.4 | n |  | TRUE
121 | bus_LV_6750-2_0_4_node_100 | 0.4 | n |  | TRUE
122 | bus_LV_6750-2_0_4_node_101 | 0.4 | n |  | TRUE
123 | bus_LV_6750-2_0_4_node_104 | 0.4 | n |  | TRUE
124 | bus_LV_6750-2_0_4_node_105 | 0.4 | n |  | TRUE
125 | bus_LV_6750-2_0_4_node_106 | 0.4 | n |  | TRUE
126 | bus_LV_6750-2_0_4_node_108 | 0.4 | n |  | TRUE
127 | bus_LV_6750-2_0_4_node_107 | 0.4 | n |  | TRUE
128 | bus_LV_6750-2_0_4_node_109 | 0.4 | n |  | TRUE
129 | bus_LV_6750-2_0_4_node_110 | 0.4 | n |  | TRUE
130 | bus_LV_6750-2_0_4_node_111 | 0.4 | n |  | TRUE
131 | bus_LV_6750-2_0_4_node_121 | 0.4 | n |  | TRUE
132 | bus_LV_6750-2_0_4_node_117 | 0.4 | n |  | TRUE
133 | bus_LV_6750-2_0_4_node_122 | 0.4 | n |  | TRUE
134 | bus_LV_6750-2_0_4_node_118 | 0.4 | n |  | TRUE
135 | bus_LV_6750-2_0_4_node_112 | 0.4 | n |  | TRUE
136 | bus_LV_6750-2_0_4_node_113 | 0.4 | n |  | TRUE
137 | bus_LV_6750-2_0_4_node_114 | 0.4 | n |  | TRUE
138 | bus_LV_6750-2_0_4_node_115 | 0.4 | n |  | TRUE
139 | bus_LV_6750-2_0_4_node_116 | 0.4 | n |  | TRUE
140 | bus_LV_6750-2_0_4_node_119 | 0.4 | n |  | TRUE
141 | bus_LV_6750-2_0_4_node_120 | 0.4 | n |  | TRUE
142 | bus_LV_6750-2_0_4_node_124 | 0.4 | n |  | TRUE
143 | bus_LV_6750-2_0_4_node_125 | 0.4 | n |  | TRUE
144 | bus_LV_6750-2_0_4_node_126 | 0.4 | n |  | TRUE
145 | bus_LV_6750-2_0_4_node_132 | 0.4 | n |  | TRUE
146 | bus_LV_6750-2_0_4_node_134 | 0.4 | n |  | TRUE
147 | bus_LV_6750-2_0_4_node_135 | 0.4 | n |  | TRUE
148 | bus_LV_6750-2_0_4_node_153 | 0.4 | n |  | TRUE
149 | bus_LV_6750-2_0_4_node_154 | 0.4 | n |  | TRUE
150 | bus_LV_6750-2_0_4_node_142 | 0.4 | n |  | TRUE
151 | bus_LV_6750-2_0_4_node_157 | 0.4 | n |  | TRUE
152 | bus_LV_6750-2_0_4_node_158 | 0.4 | n |  | TRUE
153 | bus_LV_6750-2_0_4_node_148 | 0.4 | n |  | TRUE
154 | bus_LV_6750-2_0_4_node_155 | 0.4 | n |  | TRUE
155 | bus_LV_6750-2_0_4_node_156 | 0.4 | n |  | TRUE
156 | bus_MV_311_0_node_11 | 20 | n |  | TRUE

## load
| name | bus | p_mw | q_mvar | const_z_percent | const_i_percent | sn_mva | scaling | in_service | type
0 | LV_6750-2_0_4_load_0 | 0 | 0.0028847 | 0.00072297 | 0 | 0 |  | 1 | TRUE | wye
1 | LV_6750-2_0_4_load_3 | 3 | 0.00099027 | 0.00024819 | 0 | 0 |  | 1 | TRUE | wye
2 | LV_6750-2_0_4_load_4 | 4 | 0.00054635 | 0.00013693 | 0 | 0 |  | 1 | TRUE | wye
3 | LV_6750-2_0_4_load_6 | 6 | 0.00048685 | 0.00012202 | 0 | 0 |  | 1 | TRUE | wye
4 | LV_6750-2_0_4_load_7 | 7 | 0.0028211 | 0.00070704 | 0 | 0 |  | 1 | TRUE | wye
5 | LV_6750-2_0_4_load_8 | 8 | 0.0012451 | 0.00031206 | 0 | 0 |  | 1 | TRUE | wye
6 | LV_6750-2_0_4_load_9 | 9 | 0.0019222 | 0.00048176 | 0 | 0 |  | 1 | TRUE | wye
7 | LV_6750-2_0_4_load_10 | 10 | 0.00031313 | 7.8479e-05 | 0 | 0 |  | 1 | TRUE | wye
8 | LV_6750-2_0_4_load_11 | 11 | 0.00033576 | 8.4149e-05 | 0 | 0 |  | 1 | TRUE | wye
9 | LV_6750-2_0_4_load_12 | 12 | 0.001154 | 0.00028921 | 0 | 0 |  | 1 | TRUE | wye
10 | LV_6750-2_0_4_load_18 | 13 | 0.00091577 | 0.00022951 | 0 | 0 |  | 1 | TRUE | wye
11 | LV_6750-2_0_4_load_29 | 15 | 0.0093798 | 0.0023508 | 0 | 0 |  | 1 | TRUE | wye
12 | LV_6750-2_0_4_load_30 | 16 | 0.00032742 | 8.2058e-05 | 0 | 0 |  | 1 | TRUE | wye
13 | LV_6750-2_0_4_load_19 | 18 | 0.0038719 | 0.00097039 | 0 | 0 |  | 1 | TRUE | wye
14 | LV_6750-2_0_4_load_24 | 20 | 0.0012457 | 0.0003122 | 0 | 0 |  | 1 | TRUE | wye
15 | LV_6750-2_0_4_load_137 | 21 | 0.0021563 | 0.00054043 | 0 | 0 |  | 1 | TRUE | wye
16 | LV_6750-2_0_4_load_15 | 23 | 0.0028102 | 0.00070429 | 0 | 0 |  | 1 | TRUE | wye
17 | LV_6750-2_0_4_load_17 | 24 | 0.0011182 | 0.00028024 | 0 | 0 |  | 1 | TRUE | wye
18 | LV_6750-2_0_4_load_16 | 25 | 0.00294 | 0.00073684 | 0 | 0 |  | 1 | TRUE | wye
19 | LV_6750-2_0_4_load_40 | 28 | 0.00039191 | 9.8222e-05 | 0 | 0 |  | 1 | TRUE | wye
20 | LV_6750-2_0_4_load_39 | 29 | 0.0019331 | 0.00048449 | 0 | 0 |  | 1 | TRUE | wye
21 | LV_6750-2_0_4_load_20 | 31 | 0.0015699 | 0.00039344 | 0 | 0 |  | 1 | TRUE | wye
22 | LV_6750-2_0_4_load_21 | 32 | 0.0044568 | 0.001117 | 0 | 0 |  | 1 | TRUE | wye
23 | LV_6750-2_0_4_load_22 | 33 | 0.0011075 | 0.00027757 | 0 | 0 |  | 1 | TRUE | wye
24 | LV_6750-2_0_4_load_35 | 34 | 0.00077841 | 0.00019509 | 0 | 0 |  | 1 | TRUE | wye
25 | LV_6750-2_0_4_load_33 | 35 | 0.0048155 | 0.0012069 | 0 | 0 |  | 1 | TRUE | wye
26 | LV_6750-2_0_4_load_27 | 36 | 0.0024799 | 0.00062153 | 0 | 0 |  | 1 | TRUE | wye
27 | LV_6750-2_0_4_load_28 | 37 | 0.0021361 | 0.00053536 | 0 | 0 |  | 1 | TRUE | wye
28 | LV_6750-2_0_4_load_138 | 38 | 0.0016657 | 0.00041746 | 0 | 0 |  | 1 | TRUE | wye
29 | LV_6750-2_0_4_load_152 | 40 | 0.0040866 | 0.0010242 | 0 | 0 |  | 1 | TRUE | wye
30 | LV_6750-2_0_4_load_31 | 41 | 0.0032381 | 0.00081155 | 0 | 0 |  | 1 | TRUE | wye
31 | LV_6750-2_0_4_load_32 | 42 | 0.00074271 | 0.00018614 | 0 | 0 |  | 1 | TRUE | wye
32 | LV_6750-2_0_4_load_34 | 43 | 0.0021926 | 0.00054952 | 0 | 0 |  | 1 | TRUE | wye
33 | LV_6750-2_0_4_load_136 | 45 | 0.002545 | 0.00063784 | 0 | 0 |  | 1 | TRUE | wye
34 | LV_6750-2_0_4_load_143 | 47 | 0.0044591 | 0.0011176 | 0 | 0 |  | 1 | TRUE | wye
35 | LV_6750-2_0_4_load_123 | 48 | 0.0017344 | 0.00043468 | 0 | 0 |  | 1 | TRUE | wye
36 | LV_6750-2_0_4_load_131 | 49 | 0.0034337 | 0.00086058 | 0 | 0 |  | 1 | TRUE | wye
37 | LV_6750-2_0_4_load_41 | 50 | 0.00062766 | 0.00015731 | 0 | 0 |  | 1 | TRUE | wye
38 | LV_6750-2_0_4_load_129 | 51 | 0.0026789 | 0.00067139 | 0 | 0 |  | 1 | TRUE | wye
39 | LV_6750-2_0_4_load_127 | 53 | 0.00063382 | 0.00015885 | 0 | 0 |  | 1 | TRUE | wye
40 | LV_6750-2_0_4_load_140 | 54 | 0.0022827 | 0.0005721 | 0 | 0 |  | 1 | TRUE | wye
41 | LV_6750-2_0_4_load_141 | 55 | 0.0020319 | 0.00050924 | 0 | 0 |  | 1 | TRUE | wye
42 | LV_6750-2_0_4_load_42 | 56 | 0.00031955 | 8.0086e-05 | 0 | 0 |  | 1 | TRUE | wye
43 | LV_6750-2_0_4_load_43 | 57 | 0.0002622 | 6.5714e-05 | 0 | 0 |  | 1 | TRUE | wye
44 | LV_6750-2_0_4_load_44 | 58 | 9.5885e-05 | 2.4031e-05 | 0 | 0 |  | 1 | TRUE | wye
45 | LV_6750-2_0_4_load_45 | 59 | 0.00038682 | 9.6947e-05 | 0 | 0 |  | 1 | TRUE | wye
46 | LV_6750-2_0_4_load_46 | 60 | 0.00024053 | 6.0281e-05 | 0 | 0 |  | 1 | TRUE | wye
47 | LV_6750-2_0_4_load_54 | 61 | 0.00043093 | 0.000108 | 0 | 0 |  | 1 | TRUE | wye
48 | LV_6750-2_0_4_load_55 | 62 | 0.00090815 | 0.0002276 | 0 | 0 |  | 1 | TRUE | wye
49 | LV_6750-2_0_4_load_69 | 65 | 0.00052051 | 0.00013045 | 0 | 0 |  | 1 | TRUE | wye
50 | LV_6750-2_0_4_load_60 | 67 | 0.00019731 | 4.9451e-05 | 0 | 0 |  | 1 | TRUE | wye
51 | LV_6750-2_0_4_load_48 | 68 | 0.00027281 | 6.8373e-05 | 0 | 0 |  | 1 | TRUE | wye
52 | LV_6750-2_0_4_load_53 | 69 | 0.00028206 | 7.0691e-05 | 0 | 0 |  | 1 | TRUE | wye
53 | LV_6750-2_0_4_load_50 | 71 | 0.00028834 | 7.2266e-05 | 0 | 0 |  | 1 | TRUE | wye
54 | LV_6750-2_0_4_load_51 | 72 | 0.00035725 | 8.9534e-05 | 0 | 0 |  | 1 | TRUE | wye
55 | LV_6750-2_0_4_load_57 | 73 | 0.0024719 | 0.00061952 | 0 | 0 |  | 1 | TRUE | wye
56 | LV_6750-2_0_4_load_65 | 75 | 0.00014696 | 3.6832e-05 | 0 | 0 |  | 1 | TRUE | wye
57 | LV_6750-2_0_4_load_67 | 76 | 0.00019711 | 4.9401e-05 | 0 | 0 |  | 1 | TRUE | wye
58 | LV_6750-2_0_4_load_58 | 77 | 0.00012167 | 3.0494e-05 | 0 | 0 |  | 1 | TRUE | wye
59 | LV_6750-2_0_4_load_59 | 78 | 0.0006444 | 0.0001615 | 0 | 0 |  | 1 | TRUE | wye
60 | LV_6750-2_0_4_load_62 | 80 | 0.00017668 | 4.4281e-05 | 0 | 0 |  | 1 | TRUE | wye
61 | LV_6750-2_0_4_load_63 | 81 | 0.00024763 | 6.2062e-05 | 0 | 0 |  | 1 | TRUE | wye
62 | LV_6750-2_0_4_load_66 | 82 | 0.00084092 | 0.00021075 | 0 | 0 |  | 1 | TRUE | wye
63 | LV_6750-2_0_4_load_96 | 83 | 0.0008 | 0.0002005 | 0 | 0 |  | 1 | TRUE | wye
64 | LV_6750-2_0_4_load_95 | 84 | 0.00062749 | 0.00015726 | 0 | 0 |  | 1 | TRUE | wye
65 | LV_6750-2_0_4_load_71 | 85 | 0.0036238 | 0.00090822 | 0 | 0 |  | 1 | TRUE | wye
66 | LV_6750-2_0_4_load_72 | 86 | 0.0038265 | 0.00095902 | 0 | 0 |  | 1 | TRUE | wye
67 | LV_6750-2_0_4_load_73 | 87 | 0.00085555 | 0.00021442 | 0 | 0 |  | 1 | TRUE | wye
68 | LV_6750-2_0_4_load_74 | 88 | 0.0021483 | 0.00053841 | 0 | 0 |  | 1 | TRUE | wye
69 | LV_6750-2_0_4_load_75 | 89 | 0.00070569 | 0.00017686 | 0 | 0 |  | 1 | TRUE | wye
70 | LV_6750-2_0_4_load_77 | 91 | 0.0049699 | 0.0012456 | 0 | 0 |  | 1 | TRUE | wye
71 | LV_6750-2_0_4_load_84 | 92 | 0.0013548 | 0.00033953 | 0 | 0 |  | 1 | TRUE | wye
72 | LV_6750-2_0_4_load_85 | 94 | 0.0028154 | 0.00070559 | 0 | 0 |  | 1 | TRUE | wye
73 | LV_6750-2_0_4_load_82 | 96 | 0.00098424 | 0.00024667 | 0 | 0 |  | 1 | TRUE | wye
74 | LV_6750-2_0_4_load_78 | 98 | 0.00062299 | 0.00015614 | 0 | 0 |  | 1 | TRUE | wye
75 | LV_6750-2_0_4_load_79 | 99 | 0.00037575 | 9.4171e-05 | 0 | 0 |  | 1 | TRUE | wye
76 | LV_6750-2_0_4_load_80 | 100 | 0.0016752 | 0.00041985 | 0 | 0 |  | 1 | TRUE | wye
77 | LV_6750-2_0_4_load_81 | 101 | 0.00036386 | 9.1193e-05 | 0 | 0 |  | 1 | TRUE | wye
78 | LV_6750-2_0_4_load_103 | 102 | 0.0022243 | 0.00055747 | 0 | 0 |  | 1 | TRUE | wye
79 | LV_6750-2_0_4_load_102 | 103 | 0.0013394 | 0.00033568 | 0 | 0 |  | 1 | TRUE | wye
80 | LV_6750-2_0_4_load_86 | 104 | 0.0012512 | 0.00031359 | 0 | 0 |  | 1 | TRUE | wye
81 | LV_6750-2_0_4_load_87 | 105 | 0.00073723 | 0.00018477 | 0 | 0 |  | 1 | TRUE | wye
82 | LV_6750-2_0_4_load_89 | 106 | 0.0010919 | 0.00027366 | 0 | 0 |  | 1 | TRUE | wye
83 | LV_6750-2_0_4_load_92 | 108 | 0.00062886 | 0.00015761 | 0 | 0 |  | 1 | TRUE | wye
84 | LV_6750-2_0_4_load_130 | 110 | 0.0022253 | 0.00055772 | 0 | 0 |  | 1 | TRUE | wye
85 | LV_6750-2_0_4_load_144 | 111 | 0.0019862 | 0.00049778 | 0 | 0 |  | 1 | TRUE | wye
86 | LV_6750-2_0_4_load_145 | 112 | 0.0006628 | 0.00016611 | 0 | 0 |  | 1 | TRUE | wye
87 | LV_6750-2_0_4_load_149 | 114 | 0.00044275 | 0.00011096 | 0 | 0 |  | 1 | TRUE | wye
88 | LV_6750-2_0_4_load_146 | 115 | 0.0053158 | 0.0013323 | 0 | 0 |  | 1 | TRUE | wye
89 | LV_6750-2_0_4_load_128 | 116 | 0.0050703 | 0.0012707 | 0 | 0 |  | 1 | TRUE | wye
90 | LV_6750-2_0_4_load_147 | 117 | 0.00059849 | 0.00015 | 0 | 0 |  | 1 | TRUE | wye
91 | LV_6750-2_0_4_load_98 | 119 | 0.00098699 | 0.00024736 | 0 | 0 |  | 1 | TRUE | wye
92 | LV_6750-2_0_4_load_99 | 120 | 0.00069066 | 0.0001731 | 0 | 0 |  | 1 | TRUE | wye
93 | LV_6750-2_0_4_load_101 | 122 | 0.00047229 | 0.00011837 | 0 | 0 |  | 1 | TRUE | wye
94 | LV_6750-2_0_4_load_104 | 123 | 0.0016964 | 0.00042517 | 0 | 0 |  | 1 | TRUE | wye
95 | LV_6750-2_0_4_load_105 | 124 | 0.0018618 | 0.0004666 | 0 | 0 |  | 1 | TRUE | wye
96 | LV_6750-2_0_4_load_109 | 128 | 0.0025313 | 0.00063439 | 0 | 0 |  | 1 | TRUE | wye
97 | LV_6750-2_0_4_load_110 | 129 | 0.001413 | 0.00035414 | 0 | 0 |  | 1 | TRUE | wye
98 | LV_6750-2_0_4_load_111 | 130 | 0.0041826 | 0.0010483 | 0 | 0 |  | 1 | TRUE | wye
99 | LV_6750-2_0_4_load_121 | 131 | 0.0020615 | 0.00051666 | 0 | 0 |  | 1 | TRUE | wye
100 | LV_6750-2_0_4_load_117 | 132 | 0.0053541 | 0.0013419 | 0 | 0 |  | 1 | TRUE | wye
101 | LV_6750-2_0_4_load_122 | 133 | 0.0014117 | 0.0003538 | 0 | 0 |  | 1 | TRUE | wye
102 | LV_6750-2_0_4_load_112 | 135 | 0.0024934 | 0.0006249 | 0 | 0 |  | 1 | TRUE | wye
103 | LV_6750-2_0_4_load_113 | 136 | 0.0027256 | 0.0006831 | 0 | 0 |  | 1 | TRUE | wye
104 | LV_6750-2_0_4_load_114 | 137 | 0.0017394 | 0.00043595 | 0 | 0 |  | 1 | TRUE | wye
105 | LV_6750-2_0_4_load_116 | 139 | 0.0025261 | 0.0006331 | 0 | 0 |  | 1 | TRUE | wye
106 | LV_6750-2_0_4_load_119 | 140 | 0.0026113 | 0.00065445 | 0 | 0 |  | 1 | TRUE | wye
107 | LV_6750-2_0_4_load_120 | 141 | 0.0038119 | 0.00095535 | 0 | 0 |  | 1 | TRUE | wye
108 | LV_6750-2_0_4_load_124 | 142 | 0.0019281 | 0.00048322 | 0 | 0 |  | 1 | TRUE | wye
109 | LV_6750-2_0_4_load_125 | 143 | 0.003078 | 0.00077143 | 0 | 0 |  | 1 | TRUE | wye
110 | LV_6750-2_0_4_load_126 | 144 | 0.0049923 | 0.0012512 | 0 | 0 |  | 1 | TRUE | wye
111 | LV_6750-2_0_4_load_132 | 145 | 0.0022303 | 0.00055897 | 0 | 0 |  | 1 | TRUE | wye
112 | LV_6750-2_0_4_load_134 | 146 | 0.005551 | 0.0013912 | 0 | 0 |  | 1 | TRUE | wye
113 | LV_6750-2_0_4_load_135 | 147 | 0.0044315 | 0.0011106 | 0 | 0 |  | 1 | TRUE | wye
114 | LV_6750-2_0_4_load_153 | 148 | 0.0049174 | 0.0012324 | 0 | 0 |  | 1 | TRUE | wye
115 | LV_6750-2_0_4_load_154 | 149 | 0.0027957 | 0.00070066 | 0 | 0 |  | 1 | TRUE | wye
116 | LV_6750-2_0_4_load_142 | 150 | 0.0031658 | 0.00079343 | 0 | 0 |  | 1 | TRUE | wye
117 | LV_6750-2_0_4_load_158 | 152 | 0.0048957 | 0.001227 | 0 | 0 |  | 1 | TRUE | wye
118 | LV_6750-2_0_4_load_148 | 153 | 0.001486 | 0.00037242 | 0 | 0 |  | 1 | TRUE | wye
119 | LV_6750-2_0_4_load_155 | 154 | 0.0043514 | 0.0010906 | 0 | 0 |  | 1 | TRUE | wye
120 | LV_6750-2_0_4_load_156 | 155 | 0.0028442 | 0.00071281 | 0 | 0 |  | 1 | TRUE | wye

## ext_grid
| name | bus | vm_pu | va_degree | slack_weight | in_service
0 |  | 54 | 1 | 0 | 1 | TRUE

## line
| name | std_type | from_bus | to_bus | length_km | r_ohm_per_km | x_ohm_per_km | c_nf_per_km | g_us_per_km | max_i_ka | df | parallel | type | in_service
0 | LV_6750-2_0_4_line_0 | NAYY 4x150 SE | 0 | 1 | 0.0070251 | 0.208 | 0.08 | 261 | 0 | 0.27 | 1 | 1 | cs | TRUE
1 | LV_6750-2_0_4_line_1 | NAYY 4x150 SE | 0 | 2 | 0.028148 | 0.208 | 0.08 | 261 | 0 | 0.27 | 1 | 1 | cs | TRUE
2 | LV_6750-2_0_4_line_2 | NAYY 4x150 SE | 1 | 3 | 0.031337 | 0.208 | 0.08 | 261 | 0 | 0.27 | 1 | 1 | cs | TRUE
3 | LV_6750-2_0_4_line_3 | NAYY 4x150 SE | 1 | 4 | 0.018294 | 0.208 | 0.08 | 261 | 0 | 0.27 | 1 | 1 | cs | TRUE
4 | LV_6750-2_0_4_line_4 | NAYY 4x150 SE | 2 | 5 | 0.015861 | 0.208 | 0.08 | 261 | 0 | 0.27 | 1 | 1 | cs | TRUE
5 | LV_6750-2_0_4_line_5 | NAYY 4x150 SE | 2 | 6 | 0.012989 | 0.208 | 0.08 | 261 | 0 | 0.27 | 1 | 1 | cs | TRUE
6 | LV_6750-2_0_4_line_6 | NAYY 4x150 SE | 3 | 7 | 0.014621 | 0.208 | 0.08 | 261 | 0 | 0.27 | 1 | 1 | cs | TRUE
7 | LV_6750-2_0_4_line_7 | NAYY 4x150 SE | 4 | 8 | 0.0089922 | 0.208 | 0.08 | 261 | 0 | 0.27 | 1 | 1 | cs | TRUE
8 | LV_6750-2_0_4_line_8 | NAYY 4x150 SE | 5 | 9 | 0.027068 | 0.208 | 0.08 | 261 | 0 | 0.27 | 1 | 1 | cs | TRUE
9 | LV_6750-2_0_4_line_9 | NAYY 4x150 SE | 5 | 10 | 0.016873 | 0.208 | 0.08 | 261 | 0 | 0.27 | 1 | 1 | cs | TRUE
10 | LV_6750-2_0_4_line_10 | NAYY 4x150 SE | 6 | 11 | 0.036736 | 0.208 | 0.08 | 261 | 0 | 0.27 | 1 | 1 | cs | TRUE
11 | LV_6750-2_0_4_line_11 | NAYY 4x150 SE | 7 | 12 | 0.0011005 | 0.208 | 0.08 | 261 | 0 | 0.27 | 1 | 1 | cs | TRUE
12 | LV_6750-2_0_4_line_12 | NAYY 4x150 SE | 8 | 13 | 0.035264 | 0.208 | 0.08 | 261 | 0 | 0.27 | 1 | 1 | cs | TRUE
13 | LV_6750-2_0_4_line_13 | NAYY 4x150 SE | 9 | 14 | 0.0020649 | 0.208 | 0.08 | 261 | 0 | 0.27 | 1 | 1 | cs | TRUE
14 | LV_6750-2_0_4_line_14 | NAYY 4x150 SE | 10 | 15 | 0.042565 | 0.208 | 0.08 | 261 | 0 | 0.27 | 1 | 1 | cs | TRUE
15 | LV_6750-2_0_4_line_15 | NAYY 4x150 SE | 11 | 16 | 6.1217e-05 | 0.208 | 0.08 | 261 | 0 | 0.27 | 1 | 1 | cs | TRUE
16 | LV_6750-2_0_4_line_16 | NAYY 4x150 SE | 12 | 17 | 0.031709 | 0.208 | 0.08 | 261 | 0 | 0.27 | 1 | 1 | cs | TRUE
17 | LV_6750-2_0_4_line_17 | NAYY 4x150 SE | 13 | 18 | 0.026219 | 0.208 | 0.08 | 261 | 0 | 0.27 | 1 | 1 | cs | TRUE
18 | LV_6750-2_0_4_line_18 | NAYY 4x150 SE | 14 | 19 | 0.01231 | 0.208 | 0.08 | 261 | 0 | 0.27 | 1 | 1 | cs | TRUE
19 | LV_6750-2_0_4_line_19 | NAYY 4x150 SE | 14 | 20 | 0.035154 | 0.208 | 0.08 | 261 | 0 | 0.27 | 1 | 1 | cs | TRUE
20 | LV_6750-2_0_4_line_20 | NAYY 4x150 SE | 16 | 21 | 0.11242 | 0.208 | 0.08 | 261 | 0 | 0.27 | 1 | 1 | cs | TRUE
21 | LV_6750-2_0_4_line_21 | NAYY 4x150 SE | 17 | 22 | 0.016426 | 0.208 | 0.08 | 261 | 0 | 0.27 | 1 | 1 | cs | TRUE
22 | LV_6750-2_0_4_line_22 | NAYY 4x150 SE | 17 | 23 | 0.024083 | 0.208 | 0.08 | 261 | 0 | 0.27 | 1 | 1 | cs | TRUE
23 | LV_6750-2_0_4_line_23 | NAYY 4x150 SE | 18 | 31 | 0.038705 | 0.208 | 0.08 | 261 | 0 | 0.27 | 1 | 1 | cs | TRUE
24 | LV_6750-2_0_4_line_24 | NAYY 4x150 SE | 19 | 36 | 0.020354 | 0.208 | 0.08 | 261 | 0 | 0.27 | 1 | 1 | cs | TRUE
25 | LV_6750-2_0_4_line_25 | NAYY 4x150 SE | 19 | 37 | 0.014038 | 0.208 | 0.08 | 261 | 0 | 0.27 | 1 | 1 | cs | TRUE
26 | LV_6750-2_0_4_line_26 | NAYY 4x150 SE | 21 | 38 | 0.011605 | 0.208 | 0.08 | 261 | 0 | 0.27 | 1 | 1 | cs | TRUE
27 | LV_6750-2_0_4_line_27 | NAYY 4x150 SE | 22 | 24 | 0.01638 | 0.208 | 0.08 | 261 | 0 | 0.27 | 1 | 1 | cs | TRUE
28 | LV_6750-2_0_4_line_28 | NAYY 4x150 SE | 24 | 27 | 0.011521 | 0.208 | 0.08 | 261 | 0 | 0.27 | 1 | 1 | cs | TRUE
29 | LV_6750-2_0_4_line_29 | NAYY 4x150 SE | 25 | 26 | 0.0025875 | 0.208 | 0.08 | 261 | 0 | 0.27 | 1 | 1 | cs | TRUE
30 | LV_6750-2_0_4_line_30 | NAYY 4x150 SE | 26 | 28 | 0.012511 | 0.208 | 0.08 | 261 | 0 | 0.27 | 1 | 3 | cs | TRUE
31 | LV_6750-2_0_4_line_31 | NAYY 4x150 SE | 26 | 27 | 0.026566 | 0.208 | 0.08 | 261 | 0 | 0.27 | 1 | 3 | cs | TRUE
32 | LV_6750-2_0_4_line_32 | NAYY 4x150 SE | 27 | 29 | 0.01541 | 0.208 | 0.08 | 261 | 0 | 0.27 | 1 | 3 | cs | TRUE
33 | LV_6750-2_0_4_line_33 | NAYY 4x150 SE | 27 | 30 | 0.015202 | 0.208 | 0.08 | 261 | 0 | 0.27 | 1 | 3 | cs | TRUE
34 | LV_6750-2_0_4_line_34 | NAYY 4x150 SE | 28 | 51 | 0.01996 | 0.208 | 0.08 | 261 | 0 | 0.27 | 1 | 3 | cs | TRUE
35 | LV_6750-2_0_4_line_35 | NAYY 4x150 SE | 29 | 50 | 0.0094662 | 0.208 | 0.08 | 261 | 0 | 0.27 | 1 | 3 | cs | TRUE
36 | LV_6750-2_0_4_line_36 | NAYY 4x150 SE | 30 | 34 | 0.010146 | 0.208 | 0.08 | 261 | 0 | 0.27 | 1 | 3 | cs | TRUE
37 | LV_6750-2_0_4_line_37 | NAYY 4x150 SE | 31 | 32 | 0.011215 | 0.208 | 0.08 | 261 | 0 | 0.27 | 1 | 1 | cs | TRUE
38 | LV_6750-2_0_4_line_38 | NAYY 4x150 SE | 32 | 33 | 0.0054502 | 0.208 | 0.08 | 261 | 0 | 0.27 | 1 | 1 | cs | TRUE
39 | LV_6750-2_0_4_line_39 | NAYY 4x150 SE | 34 | 35 | 0.02424 | 0.208 | 0.08 | 261 | 0 | 0.27 | 1 | 3 | cs | TRUE
40 | LV_6750-2_0_4_line_40 | NAYY 4x150 SE | 35 | 41 | 0.011582 | 0.208 | 0.08 | 261 | 0 | 0.27 | 1 | 3 | cs | TRUE
41 | LV_6750-2_0_4_line_41 | NAYY 4x150 SE | 38 | 39 | 0.090041 | 0.208 | 0.08 | 261 | 0 | 0.27 | 1 | 1 | cs | TRUE
42 | LV_6750-2_0_4_line_42 | NAYY 4x150 SE | 39 | 40 | 0.034007 | 0.208 | 0.08 | 261 | 0 | 0.27 | 1 | 1 | cs | TRUE
43 | LV_6750-2_0_4_line_43 | NAYY 4x150 SE | 41 | 42 | 0.0033409 | 0.208 | 0.08 | 261 | 0 | 0.27 | 1 | 3 | cs | TRUE
44 | LV_6750-2_0_4_line_44 | NAYY 4x150 SE | 42 | 43 | 0.042114 | 0.208 | 0.08 | 261 | 0 | 0.27 | 1 | 2 | cs | TRUE
45 | LV_6750-2_0_4_line_45 | NAYY 4x150 SE | 43 | 44 | 0.021617 | 0.208 | 0.08 | 261 | 0 | 0.27 | 1 | 1 | cs | TRUE
46 | LV_6750-2_0_4_line_46 | NAYY 4x150 SE | 44 | 45 | 0.012746 | 0.208 | 0.08 | 261 | 0 | 0.27 | 1 | 1 | cs | TRUE
47 | LV_6750-2_0_4_line_47 | NAYY 4x150 SE | 44 | 46 | 0.010515 | 0.208 | 0.08 | 261 | 0 | 0.27 | 1 | 1 | cs | TRUE
48 | LV_6750-2_0_4_line_48 | NAYY 4x150 SE | 45 | 47 | 0.013794 | 0.208 | 0.08 | 261 | 0 | 0.27 | 1 | 1 | cs | TRUE
49 | LV_6750-2_0_4_line_49 | NAYY 4x150 SE | 46 | 48 | 0.033331 | 0.208 | 0.08 | 261 | 0 | 0.27 | 1 | 1 | cs | TRUE
50 | LV_6750-2_0_4_line_50 | NAYY 4x150 SE | 46 | 49 | 0.020622 | 0.208 | 0.08 | 261 | 0 | 0.27 | 1 | 1 | cs | TRUE
51 | LV_6750-2_0_4_line_51 | NAYY 4x150 SE | 48 | 133 | 0.018526 | 0.208 | 0.08 | 261 | 0 | 0.27 | 1 | 1 | cs | TRUE
52 | LV_6750-2_0_4_line_52 | NAYY 4x150 SE | 49 | 145 | 0.027479 | 0.208 | 0.08 | 261 | 0 | 0.27 | 1 | 1 | cs | TRUE
53 | LV_6750-2_0_4_line_53 | NAYY 4x150 SE | 50 | 52 | 0.063265 | 0.208 | 0.08 | 261 | 0 | 0.27 | 1 | 3 | cs | TRUE
54 | LV_6750-2_0_4_line_54 | NAYY 4x150 SE | 51 | 53 | 0.00055898 | 0.208 | 0.08 | 261 | 0 | 0.27 | 1 | 3 | cs | TRUE
55 | LV_6750-2_0_4_line_55 | NAYY 4x150 SE | 52 | 54 | 0.023697 | 0.208 | 0.08 | 261 | 0 | 0.27 | 1 | 3 | cs | TRUE
56 | LV_6750-2_0_4_line_56 | NAYY 4x150 SE | 52 | 55 | 0.021459 | 0.208 | 0.08 | 261 | 0 | 0.27 | 1 | 1 | cs | TRUE
57 | LV_6750-2_0_4_line_57 | NAYY 4x150 SE | 53 | 143 | 0.0074327 | 0.208 | 0.08 | 261 | 0 | 0.27 | 1 | 3 | cs | TRUE
58 | LV_6750-2_0_4_line_58 | NAYY 4x150 SE | 54 | 150 | 0.039788 | 0.208 | 0.08 | 261 | 0 | 0.27 | 1 | 1 | cs | TRUE
59 | LV_6750-2_0_4_line_59 | NAYY 4x150 SE | 56 | 57 | 0.0067586 | 0.208 | 0.08 | 261 | 0 | 0.27 | 1 | 1 | cs | TRUE
60 | LV_6750-2_0_4_line_60 | NAYY 4x150 SE | 56 | 58 | 0.018275 | 0.208 | 0.08 | 261 | 0 | 0.27 | 1 | 1 | cs | TRUE
61 | LV_6750-2_0_4_line_61 | NAYY 4x150 SE | 57 | 59 | 0.022788 | 0.208 | 0.08 | 261 | 0 | 0.27 | 1 | 1 | cs | TRUE
62 | LV_6750-2_0_4_line_62 | NAYY 4x150 SE | 58 | 60 | 0.02352 | 0.208 | 0.08 | 261 | 0 | 0.27 | 1 | 1 | cs | TRUE
63 | LV_6750-2_0_4_line_63 | NAYY 4x150 SE | 59 | 64 | 0.01489 | 0.208 | 0.08 | 261 | 0 | 0.27 | 1 | 1 | cs | TRUE
64 | LV_6750-2_0_4_line_64 | NAYY 4x150 SE | 60 | 68 | 0.007423 | 0.208 | 0.08 | 261 | 0 | 0.27 | 1 | 1 | cs | TRUE
65 | LV_6750-2_0_4_line_65 | NAYY 4x150 SE | 61 | 62 | 0.011611 | 0.208 | 0.08 | 261 | 0 | 0.27 | 1 | 1 | cs | TRUE
66 | LV_6750-2_0_4_line_66 | NAYY 4x150 SE | 61 | 63 | 0.040998 | 0.208 | 0.08 | 261 | 0 | 0.27 | 1 | 3 | cs | TRUE
67 | LV_6750-2_0_4_line_67 | NAYY 4x150 SE | 61 | 64 | 0.23737 | 0.208 | 0.08 | 261 | 0 | 0.27 | 1 | 2 | cs | TRUE
68 | LV_6750-2_0_4_line_68 | NAYY 4x150 SE | 62 | 73 | 0.037621 | 0.208 | 0.08 | 261 | 0 | 0.27 | 1 | 1 | cs | TRUE
69 | LV_6750-2_0_4_line_69 | NAYY 4x150 SE | 63 | 74 | 0.10508 | 0.208 | 0.08 | 261 | 0 | 0.27 | 1 | 3 | cs | TRUE
70 | LV_6750-2_0_4_line_70 | NAYY 4x150 SE | 64 | 69 | 0.05201 | 0.208 | 0.08 | 261 | 0 | 0.27 | 1 | 1 | cs | TRUE
71 | LV_6750-2_0_4_line_71 | NAYY 4x150 SE | 65 | 66 | 0.074867 | 0.208 | 0.08 | 261 | 0 | 0.27 | 1 | 3 | cs | TRUE
72 | LV_6750-2_0_4_line_72 | NAYY 4x150 SE | 65 | 67 | 0.4702 | 0.208 | 0.08 | 261 | 0 | 0.27 | 1 | 3 | cs | TRUE
73 | LV_6750-2_0_4_line_73 | NAYY 4x150 SE | 66 | 83 | 0.33522 | 0.208 | 0.08 | 261 | 0 | 0.27 | 1 | 3 | cs | TRUE
74 | LV_6750-2_0_4_line_74 | NAYY 4x150 SE | 67 | 77 | 0.0037448 | 0.208 | 0.08 | 261 | 0 | 0.27 | 1 | 3 | cs | TRUE
75 | LV_6750-2_0_4_line_75 | NAYY 4x150 SE | 68 | 70 | 0.045585 | 0.208 | 0.08 | 261 | 0 | 0.27 | 1 | 1 | cs | TRUE
76 | LV_6750-2_0_4_line_76 | NAYY 4x150 SE | 70 | 71 | 0.0042307 | 0.208 | 0.08 | 261 | 0 | 0.27 | 1 | 1 | cs | TRUE
77 | LV_6750-2_0_4_line_77 | NAYY 4x150 SE | 70 | 72 | 0.018997 | 0.208 | 0.08 | 261 | 0 | 0.27 | 1 | 1 | cs | TRUE
78 | LV_6750-2_0_4_line_78 | NAYY 4x150 SE | 74 | 75 | 0.047859 | 0.208 | 0.08 | 261 | 0 | 0.27 | 1 | 3 | cs | TRUE
79 | LV_6750-2_0_4_line_79 | NAYY 4x150 SE | 75 | 76 | 0.017368 | 0.208 | 0.08 | 261 | 0 | 0.27 | 1 | 3 | cs | TRUE
80 | LV_6750-2_0_4_line_80 | NAYY 4x150 SE | 76 | 82 | 0.0054249 | 0.208 | 0.08 | 261 | 0 | 0.27 | 1 | 3 | cs | TRUE
81 | LV_6750-2_0_4_line_81 | NAYY 4x150 SE | 77 | 78 | 0.021521 | 0.208 | 0.08 | 261 | 0 | 0.27 | 1 | 3 | cs | TRUE
82 | LV_6750-2_0_4_line_82 | NAYY 4x150 SE | 78 | 79 | 0.013534 | 0.208 | 0.08 | 261 | 0 | 0.27 | 1 | 3 | cs | TRUE
83 | LV_6750-2_0_4_line_83 | NAYY 4x150 SE | 79 | 80 | 0.020851 | 0.208 | 0.08 | 261 | 0 | 0.27 | 1 | 1 | cs | TRUE
84 | LV_6750-2_0_4_line_84 | NAYY 4x150 SE | 79 | 81 | 0.027974 | 0.208 | 0.08 | 261 | 0 | 0.27 | 1 | 3 | cs | TRUE
85 | LV_6750-2_0_4_line_85 | NAYY 4x150 SE | 81 | 82 | 0.014987 | 0.208 | 0.08 | 261 | 0 | 0.27 | 1 | 3 | cs | TRUE
86 | LV_6750-2_0_4_line_86 | NAYY 4x150 SE | 83 | 84 | 0.017468 | 0.208 | 0.08 | 261 | 0 | 0.27 | 1 | 3 | cs | TRUE
87 | LV_6750-2_0_4_line_87 | NAYY 4x150 SE | 84 | 118 | 0.0026346 | 0.208 | 0.08 | 261 | 0 | 0.27 | 1 | 3 | cs | TRUE
88 | LV_6750-2_0_4_line_88 | NAYY 4x150 SE | 85 | 86 | 0.0056856 | 0.208 | 0.08 | 261 | 0 | 0.27 | 1 | 3 | cs | TRUE
89 | LV_6750-2_0_4_line_89 | NAYY 4x150 SE | 85 | 87 | 0.016553 | 0.208 | 0.08 | 261 | 0 | 0.27 | 1 | 3 | cs | TRUE
90 | LV_6750-2_0_4_line_90 | NAYY 4x150 SE | 86 | 88 | 0.019712 | 0.208 | 0.08 | 261 | 0 | 0.27 | 1 | 3 | cs | TRUE
91 | LV_6750-2_0_4_line_91 | NAYY 4x150 SE | 87 | 89 | 0.0098081 | 0.208 | 0.08 | 261 | 0 | 0.27 | 1 | 3 | cs | TRUE
92 | LV_6750-2_0_4_line_92 | NAYY 4x150 SE | 88 | 90 | 0.0058168 | 0.208 | 0.08 | 261 | 0 | 0.27 | 1 | 3 | cs | TRUE
93 | LV_6750-2_0_4_line_93 | NAYY 4x150 SE | 89 | 91 | 0.017964 | 0.208 | 0.08 | 261 | 0 | 0.27 | 1 | 3 | cs | TRUE
94 | LV_6750-2_0_4_line_94 | NAYY 4x150 SE | 90 | 92 | 0.032228 | 0.208 | 0.08 | 261 | 0 | 0.27 | 1 | 3 | cs | TRUE
95 | LV_6750-2_0_4_line_95 | NAYY 4x150 SE | 91 | 93 | 0.0013918 | 0.208 | 0.08 | 261 | 0 | 0.27 | 1 | 3 | cs | TRUE
96 | LV_6750-2_0_4_line_96 | NAYY 4x150 SE | 92 | 96 | 0.0085694 | 0.208 | 0.08 | 261 | 0 | 0.27 | 1 | 3 | cs | TRUE
97 | LV_6750-2_0_4_line_97 | NAYY 4x150 SE | 93 | 97 | 0.036778 | 0.208 | 0.08 | 261 | 0 | 0.27 | 1 | 3 | cs | TRUE
98 | LV_6750-2_0_4_line_98 | NAYY 4x150 SE | 94 | 95 | 0.032488 | 0.208 | 0.08 | 261 | 0 | 0.27 | 1 | 1 | cs | TRUE
99 | LV_6750-2_0_4_line_99 | NAYY 4x150 SE | 95 | 102 | 0.020332 | 0.208 | 0.08 | 261 | 0 | 0.27 | 1 | 3 | cs | TRUE
100 | LV_6750-2_0_4_line_100 | NAYY 4x150 SE | 95 | 101 | 0.015366 | 0.208 | 0.08 | 261 | 0 | 0.27 | 1 | 3 | cs | TRUE
101 | LV_6750-2_0_4_line_101 | NAYY 4x150 SE | 96 | 100 | 0.0088335 | 0.208 | 0.08 | 261 | 0 | 0.27 | 1 | 3 | cs | TRUE
102 | LV_6750-2_0_4_line_102 | NAYY 4x150 SE | 97 | 108 | 0.012199 | 0.208 | 0.08 | 261 | 0 | 0.27 | 1 | 3 | cs | TRUE
103 | LV_6750-2_0_4_line_103 | NAYY 4x150 SE | 97 | 109 | 0.038879 | 0.208 | 0.08 | 261 | 0 | 0.27 | 1 | 1 | cs | TRUE
104 | LV_6750-2_0_4_line_104 | NAYY 4x150 SE | 98 | 99 | 0.015876 | 0.208 | 0.08 | 261 | 0 | 0.27 | 1 | 3 | cs | TRUE
105 | LV_6750-2_0_4_line_105 | NAYY 4x150 SE | 98 | 100 | 0.022054 | 0.208 | 0.08 | 261 | 0 | 0.27 | 1 | 3 | cs | TRUE
106 | LV_6750-2_0_4_line_106 | NAYY 4x150 SE | 99 | 101 | 0.011054 | 0.208 | 0.08 | 261 | 0 | 0.27 | 1 | 3 | cs | TRUE
107 | LV_6750-2_0_4_line_107 | NAYY 4x150 SE | 102 | 103 | 0.026381 | 0.208 | 0.08 | 261 | 0 | 0.27 | 1 | 3 | cs | TRUE
108 | LV_6750-2_0_4_line_108 | NAYY 4x150 SE | 103 | 121 | 0.0027038 | 0.208 | 0.08 | 261 | 0 | 0.27 | 1 | 3 | cs | TRUE
109 | LV_6750-2_0_4_line_109 | NAYY 4x150 SE | 104 | 105 | 0.003708 | 0.208 | 0.08 | 261 | 0 | 0.27 | 1 | 1 | cs | TRUE
110 | LV_6750-2_0_4_line_110 | NAYY 4x150 SE | 105 | 106 | 0.024839 | 0.208 | 0.08 | 261 | 0 | 0.27 | 1 | 1 | cs | TRUE
111 | LV_6750-2_0_4_line_111 | NAYY 4x150 SE | 106 | 107 | 0.030052 | 0.208 | 0.08 | 261 | 0 | 0.27 | 1 | 1 | cs | TRUE
112 | LV_6750-2_0_4_line_112 | NAYY 4x150 SE | 107 | 110 | 0.026462 | 0.208 | 0.08 | 261 | 0 | 0.27 | 1 | 3 | cs | TRUE
113 | LV_6750-2_0_4_line_113 | NAYY 4x150 SE | 107 | 111 | 0.055992 | 0.208 | 0.08 | 261 | 0 | 0.27 | 1 | 3 | cs | TRUE
114 | LV_6750-2_0_4_line_114 | NAYY 4x150 SE | 108 | 112 | 0.0036405 | 0.208 | 0.08 | 261 | 0 | 0.27 | 1 | 3 | cs | TRUE
115 | LV_6750-2_0_4_line_115 | NAYY 4x150 SE | 109 | 114 | 0.0228 | 0.208 | 0.08 | 261 | 0 | 0.27 | 1 | 1 | cs | TRUE
116 | LV_6750-2_0_4_line_116 | NAYY 4x150 SE | 109 | 115 | 0.050007 | 0.208 | 0.08 | 261 | 0 | 0.27 | 1 | 1 | cs | TRUE
117 | LV_6750-2_0_4_line_117 | NAYY 4x150 SE | 110 | 116 | 0.013404 | 0.208 | 0.08 | 261 | 0 | 0.27 | 1 | 3 | cs | TRUE
118 | LV_6750-2_0_4_line_118 | NAYY 4x150 SE | 111 | 113 | 0.0061836 | 0.208 | 0.08 | 261 | 0 | 0.27 | 1 | 3 | cs | TRUE
119 | LV_6750-2_0_4_line_119 | NAYY 4x150 SE | 112 | 113 | 0.026216 | 0.208 | 0.08 | 261 | 0 | 0.27 | 1 | 3 | cs | TRUE
120 | LV_6750-2_0_4_line_120 | NAYY 4x150 SE | 115 | 117 | 0.039652 | 0.208 | 0.08 | 261 | 0 | 0.27 | 1 | 1 | cs | TRUE
121 | LV_6750-2_0_4_line_121 | NAYY 4x150 SE | 116 | 144 | 0.035454 | 0.208 | 0.08 | 261 | 0 | 0.27 | 1 | 3 | cs | TRUE
122 | LV_6750-2_0_4_line_122 | NAYY 4x150 SE | 117 | 153 | 0.01844 | 0.208 | 0.08 | 261 | 0 | 0.27 | 1 | 1 | cs | TRUE
123 | LV_6750-2_0_4_line_123 | NAYY 4x150 SE | 118 | 119 | 0.017099 | 0.208 | 0.08 | 261 | 0 | 0.27 | 1 | 3 | cs | TRUE
124 | LV_6750-2_0_4_line_124 | NAYY 4x150 SE | 118 | 120 | 0.021519 | 0.208 | 0.08 | 261 | 0 | 0.27 | 1 | 1 | cs | TRUE
125 | LV_6750-2_0_4_line_125 | NAYY 4x150 SE | 119 | 121 | 0.035611 | 0.208 | 0.08 | 261 | 0 | 0.27 | 1 | 3 | cs | TRUE
126 | LV_6750-2_0_4_line_126 | NAYY 4x150 SE | 121 | 122 | 0.022677 | 0.208 | 0.08 | 261 | 0 | 0.27 | 1 | 1 | cs | TRUE
127 | LV_6750-2_0_4_line_127 | NAYY 4x150 SE | 123 | 124 | 0.00032331 | 0.208 | 0.08 | 261 | 0 | 0.27 | 1 | 1 | cs | TRUE
128 | LV_6750-2_0_4_line_128 | NAYY 4x150 SE | 123 | 125 | 0.013755 | 0.208 | 0.08 | 261 | 0 | 0.27 | 1 | 1 | cs | TRUE
129 | LV_6750-2_0_4_line_129 | NAYY 4x150 SE | 125 | 126 | 0.015735 | 0.208 | 0.08 | 261 | 0 | 0.27 | 1 | 1 | cs | TRUE
130 | LV_6750-2_0_4_line_130 | NAYY 4x150 SE | 126 | 130 | 0.014585 | 0.208 | 0.08 | 261 | 0 | 0.27 | 1 | 1 | cs | TRUE
131 | LV_6750-2_0_4_line_131 | NAYY 4x150 SE | 126 | 128 | 0.0089431 | 0.208 | 0.08 | 261 | 0 | 0.27 | 1 | 1 | cs | TRUE
132 | LV_6750-2_0_4_line_132 | NAYY 4x150 SE | 127 | 128 | 0.012819 | 0.208 | 0.08 | 261 | 0 | 0.27 | 1 | 1 | cs | TRUE
133 | LV_6750-2_0_4_line_133 | NAYY 4x150 SE | 127 | 129 | 0.0086866 | 0.208 | 0.08 | 261 | 0 | 0.27 | 1 | 1 | cs | TRUE
134 | LV_6750-2_0_4_line_134 | NAYY 4x150 SE | 129 | 131 | 0.020076 | 0.208 | 0.08 | 261 | 0 | 0.27 | 1 | 1 | cs | TRUE
135 | LV_6750-2_0_4_line_135 | NAYY 4x150 SE | 130 | 132 | 0.010712 | 0.208 | 0.08 | 261 | 0 | 0.27 | 1 | 1 | cs | TRUE
136 | LV_6750-2_0_4_line_136 | NAYY 4x150 SE | 131 | 133 | 0.002528 | 0.208 | 0.08 | 261 | 0 | 0.27 | 1 | 1 | cs | TRUE
137 | LV_6750-2_0_4_line_137 | NAYY 4x150 SE | 132 | 134 | 0.015502 | 0.208 | 0.08 | 261 | 0 | 0.27 | 1 | 1 | cs | TRUE
138 | LV_6750-2_0_4_line_138 | NAYY 4x150 SE | 134 | 140 | 0.040294 | 0.208 | 0.08 | 261 | 0 | 0.27 | 1 | 1 | cs | TRUE
139 | LV_6750-2_0_4_line_139 | NAYY 4x150 SE | 134 | 139 | 0.037822 | 0.208 | 0.08 | 261 | 0 | 0.27 | 1 | 1 | cs | TRUE
140 | LV_6750-2_0_4_line_140 | NAYY 4x150 SE | 135 | 136 | 0.025145 | 0.208 | 0.08 | 261 | 0 | 0.27 | 1 | 1 | cs | TRUE
141 | LV_6750-2_0_4_line_141 | NAYY 4x150 SE | 135 | 137 | 0.025925 | 0.208 | 0.08 | 261 | 0 | 0.27 | 1 | 1 | cs | TRUE
142 | LV_6750-2_0_4_line_142 | NAYY 4x150 SE | 136 | 138 | 0.049471 | 0.208 | 0.08 | 261 | 0 | 0.27 | 1 | 1 | cs | TRUE
143 | LV_6750-2_0_4_line_143 | NAYY 4x150 SE | 138 | 139 | 0.013003 | 0.208 | 0.08 | 261 | 0 | 0.27 | 1 | 1 | cs | TRUE
144 | LV_6750-2_0_4_line_144 | NAYY 4x150 SE | 140 | 141 | 0.01907 | 0.208 | 0.08 | 261 | 0 | 0.27 | 1 | 1 | cs | TRUE
145 | LV_6750-2_0_4_line_145 | NAYY 4x150 SE | 142 | 143 | 0.010655 | 0.208 | 0.08 | 261 | 0 | 0.27 | 1 | 3 | cs | TRUE
146 | LV_6750-2_0_4_line_146 | NAYY 4x150 SE | 142 | 144 | 0.024479 | 0.208 | 0.08 | 261 | 0 | 0.27 | 1 | 3 | cs | TRUE
147 | LV_6750-2_0_4_line_147 | NAYY 4x150 SE | 145 | 146 | 0.023297 | 0.208 | 0.08 | 261 | 0 | 0.27 | 1 | 1 | cs | TRUE
148 | LV_6750-2_0_4_line_148 | NAYY 4x150 SE | 146 | 147 | 0.026774 | 0.208 | 0.08 | 261 | 0 | 0.27 | 1 | 1 | cs | TRUE
149 | LV_6750-2_0_4_line_149 | NAYY 4x150 SE | 147 | 148 | 0.001885 | 0.208 | 0.08 | 261 | 0 | 0.27 | 1 | 1 | cs | TRUE
150 | LV_6750-2_0_4_line_150 | NAYY 4x150 SE | 148 | 149 | 0.021537 | 0.208 | 0.08 | 261 | 0 | 0.27 | 1 | 1 | cs | TRUE
151 | LV_6750-2_0_4_line_151 | NAYY 4x150 SE | 149 | 154 | 0.026864 | 0.208 | 0.08 | 261 | 0 | 0.27 | 1 | 1 | cs | TRUE
152 | LV_6750-2_0_4_line_152 | NAYY 4x150 SE | 150 | 151 | 0.0068396 | 0.208 | 0.08 | 261 | 0 | 0.27 | 1 | 1 | cs | TRUE
153 | LV_6750-2_0_4_line_153 | NAYY 4x150 SE | 151 | 152 | 0.031227 | 0.208 | 0.08 | 261 | 0 | 0.27 | 1 | 1 | cs | TRUE
154 | LV_6750-2_0_4_line_154 | NAYY 4x150 SE | 154 | 155 | 0.014059 | 0.208 | 0.08 | 261 | 0 | 0.27 | 1 | 1 | cs | TRUE

## trafo
| name | std_type | hv_bus | lv_bus | sn_mva | vn_hv_kv | vn_lv_kv | vk_percent | vkr_percent | pfe_kw | i0_percent | shift_degree | tap_side | tap_neutral | tap_min | tap_max | tap_step_percent | tap_step_degree | tap_pos | tap_phase_shifter | parallel | df | in_service
0 | LV_6750-2_0_4_trafo_140 | 0.25 MVA 20/0.4 kV | 156 | 54 | 0.25 | 20 | 0.4 | 6 | 1.44 | 0.8 | 0.32 | 150 | hv | 0 | -2 | 2 | 2.5 | 0 | 0 | FALSE | 1 | 1 | TRUE

## line_geodata
| x0 | y0 | x1 | y1 | x2 | y2 | x3 | y3 | x4 | y4 | x5 | y5 | x6 | y6 | x7 | y7 | x8 | y8 | x9 | y9 | x10 | y10 | x11 | y11
0 | 2577057.8405 | 1236440.4606 | 2577064.8603 | 1236440.7314
1 | 2577092.9696 | 1236442.1922 | 2577070.145 | 1236440.9354 | 2577064.8603 | 1236440.7314
2 | 2577057.8405 | 1236440.4606 | 2577026.5376 | 1236438.9874
3 | 2577057.8405 | 1236440.4606 | 2577056.1559 | 1236458.6771
4 | 2577092.9696 | 1236442.1922 | 2577095.9211 | 1236442.3586 | 2577108.8258 | 1236443.4649
5 | 2577092.9696 | 1236442.1922 | 2577094.1381 | 1236429.2561
6 | 2577026.5376 | 1236438.9874 | 2577021.3948 | 1236438.7454 | 2577011.9557 | 1236437.9453
7 | 2577054.6957 | 1236467.5319 | 2577055.7927 | 1236462.6044 | 2577056.1559 | 1236458.6771
8 | 2577108.8258 | 1236443.4649 | 2577116.9493 | 1236444.7343 | 2577127.7164 | 1236446.7828 | 2577135.3333 | 1236448.8239
9 | 2577108.8258 | 1236443.4649 | 2577112.9439 | 1236428.373 | 2577113.4079 | 1236427.2349
10 | 2577101.1134 | 1236393.4998 | 2577096.9754 | 1236403.9642 | 2577096.0748 | 1236407.8145 | 2577094.1381 | 1236429.2561
11 | 2577010.8591 | 1236437.8524 | 2577011.9557 | 1236437.9453
12 | 2577047.6894 | 1236501.6155 | 2577047.6894 | 1236501.6155 | 2577049.8805 | 1236498.8608 | 2577051.9034 | 1236480.0747 | 2577054.6957 | 1236467.5319
13 | 2577137.3279 | 1236449.3584 | 2577135.3333 | 1236448.8239
14 | 2577139.1427 | 1236394.284 | 2577129.6385 | 1236403.8266 | 2577118.5503 | 1236414.6206 | 2577113.4079 | 1236427.2349
15 | 2577101.1359 | 1236393.4429 | 2577101.1134 | 1236393.4998
16 | 2576980.2909 | 1236429.9219 | 2576986.9291 | 1236432.531 | 2576994.1566 | 1236434.9266 | 2577001.5623 | 1236436.4321 | 2577010.8591 | 1236437.8524 | 2577010.8591 | 1236437.8524
17 | 2577047.6894 | 1236501.6155 | 2577043.821 | 1236501.0857 | 2577022.1834 | 1236495.6315
18 | 2577137.3279 | 1236449.3584 | 2577135.4152 | 1236461.5177
19 | 2577137.3279 | 1236449.3584 | 2577148.9162 | 1236452.4711 | 2577161.7345 | 1236456.6686 | 2577171.0194 | 1236459.3576
20 | 2577101.1359 | 1236393.4429 | 2577032.8267 | 1236304.1571
21 | 2576980.2909 | 1236429.9219 | 2576965.1334 | 1236423.488
22 | 2576980.2909 | 1236429.9219 | 2576982.4642 | 1236426.478 | 2576989.9504 | 1236415.6422 | 2576993.2485 | 1236409.6489
23 | 2577022.1834 | 1236495.6315 | 2577012.633 | 1236493.2242 | 2576998.54 | 1236486.1412 | 2576986.8539 | 1236480.2588
24 | 2577135.4152 | 1236461.5177 | 2577115.2676 | 1236458.6277
25 | 2577135.4152 | 1236461.5177 | 2577133.2301 | 1236475.3851
26 | 2577032.8267 | 1236304.1571 | 2577032.8146 | 1236301.0271 | 2577034.0166 | 1236294.9075 | 2577034.4497 | 1236292.7111
27 | 2576965.1334 | 1236423.488 | 2576954.1233 | 1236429.0232 | 2576950.4979 | 1236430.8433
28 | 2576939.2474 | 1236432.7168 | 2576946.0251 | 1236432.3012 | 2576949.1016 | 1236431.5443 | 2576950.4979 | 1236430.8433
29 | 2576941.0457 | 1236406.8605 | 2576943.008 | 1236408.547
30 | 2576941.0457 | 1236406.8605 | 2576932.2341 | 1236397.979
31 | 2576939.2474 | 1236432.7168 | 2576938.3232 | 1236424.671 | 2576937.7697 | 1236418.5582 | 2576938.1373 | 1236413.8761 | 2576939.2203 | 1236410.2475 | 2576941.0457 | 1236406.8605
32 | 2576939.2474 | 1236432.7168 | 2576923.9422 | 1236430.9257
33 | 2576939.2474 | 1236432.7168 | 2576939.2609 | 1236440.0657 | 2576938.5499 | 1236447.8844
34 | 2576919.5938 | 1236382.5897 | 2576927.4865 | 1236393.1938 | 2576932.2341 | 1236397.979
35 | 2576914.5488 | 1236429.761 | 2576916.5383 | 1236430.0592 | 2576923.9422 | 1236430.9257
36 | 2576938.5499 | 1236447.8844 | 2576937.4737 | 1236457.9731
37 | 2576976.3987 | 1236476.2514 | 2576984.4468 | 1236479.0472 | 2576986.8539 | 1236480.2588
38 | 2576976.3987 | 1236476.2514 | 2576971.2503 | 1236474.463
39 | 2576937.4737 | 1236457.9731 | 2576934.9025 | 1236482.0765
40 | 2576934.5456 | 1236493.638 | 2576934.3881 | 1236490.4714 | 2576934.8053 | 1236482.9874 | 2576934.9025 | 1236482.0765
41 | 2577034.4497 | 1236292.7111 | 2577096.5037 | 1236227.4682
42 | 2577096.5037 | 1236227.4682 | 2577114.9922 | 1236244.018 | 2577123.3038 | 1236247.9464
43 | 2576934.5456 | 1236493.638 | 2576934.7114 | 1236496.9748
44 | 2576934.7114 | 1236496.9748 | 2576934.733 | 1236497.4077 | 2576935.9865 | 1236504.5405 | 2576944.8505 | 1236537.8181
45 | 2576950.4144 | 1236558.7067 | 2576944.8505 | 1236537.8181
46 | 2576950.4144 | 1236558.7067 | 2576961.7811 | 1236561.2529 | 2576962.8274 | 1236561.584
47 | 2576953.2005 | 1236568.8465 | 2576950.4144 | 1236558.7067
48 | 2576975.9789 | 1236565.7456 | 2576962.8274 | 1236561.584
49 | 2576953.2005 | 1236568.8465 | 2576961.3905 | 1236601.1553
50 | 2576953.2005 | 1236568.8465 | 2576947.4313 | 1236569.8029 | 2576943.179 | 1236569.7639 | 2576933.123 | 1236566.6701
51 | 2576961.3905 | 1236601.1553 | 2576965.5719 | 1236617.6507 | 2576965.9354 | 1236619.1148
52 | 2576907.0783 | 1236557.9588 | 2576915.666 | 1236561.2993 | 2576933.123 | 1236566.6701
53 | 2576871.9584 | 1236461.1414 | 2576873.9958 | 1236459.7215 | 2576875.2369 | 1236457.8599 | 2576876.3804 | 1236454.2532 | 2576878.5543 | 1236441.3034 | 2576879.9642 | 1236438.0959 | 2576881.8078 | 1236435.5093 | 2576885.2486 | 1236433.1055 | 2576893.7803 | 1236428.4693 | 2576896.8188 | 1236427.657 | 2576899.7692 | 1236427.5454 | 2576914.5488 | 1236429.761
54 | 2576919.26 | 1236382.1413 | 2576919.5938 | 1236382.5897
55 | 2576871.9584 | 1236461.1414 | 2576869.3719 | 1236461.4295 | 2576867.2204 | 1236460.7486 | 2576852.7317 | 1236448.7089
56 | 2576884.1622 | 1236478.4378 | 2576874.7854 | 1236468.1569 | 2576871.9584 | 1236461.1414
57 | 2576915.3256 | 1236375.8583 | 2576917.2714 | 1236379.4696 | 2576919.26 | 1236382.1413
58 | 2576852.7317 | 1236448.7089 | 2576822.1302 | 1236423.28
59 | 2575423.3981 | 1235519.3646 | 2575428.9721 | 1235523.1869
60 | 2575423.3981 | 1235519.3646 | 2575414.2453 | 1235513.0883 | 2575408.4737 | 1235508.822
61 | 2575428.9721 | 1235523.1869 | 2575447.766 | 1235536.0744
62 | 2575392.5047 | 1235491.7656 | 2575395.9405 | 1235496.921 | 2575399.9319 | 1235501.3627 | 2575406.1687 | 1235507.1181 | 2575408.4737 | 1235508.822
63 | 2575459.8719 | 1235544.7184 | 2575453.6347 | 1235540.6751 | 2575447.766 | 1235536.0744
64 | 2575392.5047 | 1235491.7656 | 2575391.2116 | 1235489.8252 | 2575389.087 | 1235485.1985
65 | 2575629.9501 | 1235710.2956 | 2575629.9501 | 1235710.2956 | 2575641.5576 | 1235710.5967
66 | 2575618.6773 | 1235749.3884 | 2575626.072 | 1235716.7266 | 2575629.9501 | 1235710.2956
67 | 2575629.9501 | 1235710.2956 | 2575459.8719 | 1235544.7184
68 | 2575676.5491 | 1235701.1649 | 2575671.9738 | 1235705.542 | 2575657.5188 | 1235710.6379 | 2575645.1164 | 1235710.689 | 2575641.5576 | 1235710.5967
69 | 2575707.2406 | 1235805.9368 | 2575618.6773 | 1235749.3884
70 | 2575459.8719 | 1235544.7184 | 2575463.0528 | 1235541.6923 | 2575475.4882 | 1235520.3164 | 2575477.6701 | 1235515.4377 | 2575478.0268 | 1235513.8686 | 2575478.1712 | 1235512.1892 | 2575477.9673 | 1235510.4668 | 2575477.2644 | 1235508.8465 | 2575475.6751 | 1235506.9852 | 2575473.8298 | 1235505.4364 | 2575468.7147 | 1235502.5085
71 | 2576352.5829 | 1235836.5309 | 2576294.4833 | 1235798.7622 | 2576289.8842 | 1235795.6189
72 | 2576289.8842 | 1235795.6189 | 2575820.8326 | 1235762.7111
73 | 2576537.4018 | 1236116.2035 | 2576352.5829 | 1235836.5309
74 | 2575819.2421 | 1235766.1014 | 2575820.8326 | 1235762.7111
75 | 2575373.7613 | 1235442.6354 | 2575374.3784 | 1235449.0812 | 2575375.535 | 1235454.2351 | 2575377.2288 | 1235459.3757 | 2575389.087 | 1235485.1985
76 | 2575373.7613 | 1235442.6354 | 2575372.4452 | 1235440.962 | 2575371.4125 | 1235439.1314
77 | 2575373.7613 | 1235442.6354 | 2575377.0116 | 1235445.368 | 2575383.6519 | 1235449.8542 | 2575389.334 | 1235453.4735
78 | 2575707.2406 | 1235805.9368 | 2575717.0414 | 1235793.3778 | 2575728.4838 | 1235782.5575 | 2575744.6307 | 1235781.5295
79 | 2575744.6307 | 1235781.5295 | 2575751.4439 | 1235781.0958 | 2575761.9847 | 1235781.0526
80 | 2575767.4096 | 1235781.0304 | 2575761.9847 | 1235781.0526
81 | 2575819.2421 | 1235766.1014 | 2575815.8835 | 1235773.2606 | 2575809.8127 | 1235785.4448
82 | 2575803.7771 | 1235797.5584 | 2575809.8127 | 1235785.4448
83 | 2575803.7771 | 1235797.5584 | 2575804.9988 | 1235818.3739
84 | 2575803.7771 | 1235797.5584 | 2575797.656 | 1235788.4668 | 2575788.2136 | 1235783.2355 | 2575782.3052 | 1235781.2957
85 | 2575767.4096 | 1235781.0304 | 2575767.9853 | 1235781.028 | 2575780.6211 | 1235780.7428 | 2575782.3052 | 1235781.2957
86 | 2576537.4018 | 1236116.2035 | 2576554.4289 | 1236120.1045
87 | 2576556.997 | 1236120.6929 | 2576554.4289 | 1236120.1045
88 | 2576748.5569 | 1236180.2307 | 2576743.1277 | 1236178.5426
89 | 2576748.5569 | 1236180.2307 | 2576760.0993 | 1236183.8196 | 2576764.1567 | 1236185.6844
90 | 2576743.1277 | 1236178.5426 | 2576724.3049 | 1236172.6901
91 | 2576773.0685 | 1236189.7806 | 2576764.1567 | 1236185.6844
92 | 2576718.7504 | 1236170.9631 | 2576724.3049 | 1236172.6901
93 | 2576773.0685 | 1236189.7806 | 2576789.3906 | 1236197.2826
94 | 2576718.7504 | 1236170.9631 | 2576712.4344 | 1236184.941 | 2576703.737 | 1236193.6806 | 2576699.4452 | 1236195.2207
95 | 2576790.6552 | 1236197.8639 | 2576789.3906 | 1236197.2826
96 | 2576699.4452 | 1236195.2207 | 2576699.4452 | 1236195.2207 | 2576691.0787 | 1236193.3674
97 | 2576790.6552 | 1236197.8639 | 2576797.619 | 1236194.6679 | 2576818.0311 | 1236195.9665 | 2576822.4402 | 1236195.3933 | 2576826.2991 | 1236193.4548
98 | 2576654.5221 | 1236151.0038 | 2576685.5468 | 1236160.6449
99 | 2576654.5221 | 1236151.0038 | 2576635.1062 | 1236144.9692
100 | 2576654.5221 | 1236151.0038 | 2576650.4167 | 1236165.8117
101 | 2576691.0787 | 1236193.3674 | 2576689.0397 | 1236192.9158 | 2576682.6385 | 1236190.7892
102 | 2576826.2991 | 1236193.4548 | 2576836.1602 | 1236200.6365
103 | 2576826.2991 | 1236193.4548 | 2576832.0605 | 1236186.5613 | 2576839.7665 | 1236181.5836 | 2576850.7703 | 1236176.3151 | 2576853.4702 | 1236168.2329
104 | 2576661.5279 | 1236184.4192 | 2576654.078 | 1236182.2693 | 2576648.2295 | 1236176.6333 | 2576648.2295 | 1236176.6333
105 | 2576661.5279 | 1236184.4192 | 2576676.2733 | 1236188.6746 | 2576682.6385 | 1236190.7892
106 | 2576648.2295 | 1236176.6333 | 2576649.4491 | 1236169.3018 | 2576650.4167 | 1236165.8117
107 | 2576609.9136 | 1236137.1391 | 2576635.1062 | 1236144.9692
108 | 2576607.3317 | 1236136.3366 | 2576609.9136 | 1236137.1391
109 | 2576838.034 | 1236229.8415 | 2576841.019 | 1236232.0413
110 | 2576859.7367 | 1236248.2326 | 2576857.434 | 1236245.2871 | 2576845.5537 | 1236235.3831 | 2576841.019 | 1236232.0413
111 | 2576877.5609 | 1236272.3919 | 2576872.9016 | 1236265.0722 | 2576859.7367 | 1236248.2326
112 | 2576877.5609 | 1236272.3919 | 2576880.9942 | 1236279.6607 | 2576886.5299 | 1236292.4692 | 2576887.9053 | 1236296.7221
113 | 2576877.5609 | 1236272.3919 | 2576879.7038 | 1236270.8603 | 2576880.9181 | 1236267.9315 | 2576876.5121 | 1236253.8067 | 2576864.3566 | 1236220.5681
114 | 2576839.103 | 1236202.7797 | 2576836.1602 | 1236200.6365
115 | 2576853.4702 | 1236168.2329 | 2576858.9523 | 1236151.8124 | 2576860.4378 | 1236146.5283
116 | 2576853.4702 | 1236168.2329 | 2576880.6129 | 1236182.1242 | 2576899.309 | 1236187.7213
117 | 2576887.9053 | 1236296.7221 | 2576892.0296 | 1236309.4755
118 | 2576862.2328 | 1236214.7606 | 2576864.3566 | 1236220.5681
119 | 2576862.2328 | 1236214.7606 | 2576857.8172 | 1236213.6772 | 2576840.9519 | 1236204.1262 | 2576839.103 | 1236202.7797
120 | 2576935.4801 | 1236200.1212 | 2576932.8458 | 1236201.7547 | 2576929.599 | 1236201.5561 | 2576899.309 | 1236187.7213
121 | 2576901.7558 | 1236343.5664 | 2576893.1013 | 1236312.7894 | 2576892.0296 | 1236309.4755
122 | 2576935.4801 | 1236200.1212 | 2576944.2736 | 1236183.913
123 | 2576556.997 | 1236120.6929 | 2576573.3254 | 1236125.7676
124 | 2576556.997 | 1236120.6929 | 2576551.3896 | 1236141.4688
125 | 2576607.3317 | 1236136.3366 | 2576573.3254 | 1236125.7676
126 | 2576607.3317 | 1236136.3366 | 2576603.8207 | 1236113.9336
127 | 2576952.1126 | 1236661.0918 | 2576951.7984 | 1236661.0157
128 | 2576965.6146 | 1236663.5678 | 2576959.5365 | 1236662.8911 | 2576952.1126 | 1236661.0918
129 | 2576979.9025 | 1236670.2497 | 2576965.6146 | 1236663.5678
130 | 2576979.9025 | 1236670.2497 | 2576984.7595 | 1236684.0025
131 | 2576979.9025 | 1236670.2497 | 2576976.9229 | 1236661.8175
132 | 2576973.4738 | 1236649.4841 | 2576975.6183 | 1236658.1255 | 2576976.9229 | 1236661.8175
133 | 2576973.4738 | 1236649.4841 | 2576971.381 | 1236641.0533
134 | 2576971.381 | 1236641.0533 | 2576966.5444 | 1236621.5684
135 | 2576984.7595 | 1236684.0025 | 2576988.3269 | 1236694.1035
136 | 2576966.5444 | 1236621.5684 | 2576965.9354 | 1236619.1148
137 | 2576993.4893 | 1236708.7206 | 2576988.3269 | 1236694.1035
138 | 2576993.4893 | 1236708.7206 | 2576991.8967 | 1236715.531 | 2576990.2998 | 1236719.3063 | 2576987.5142 | 1236722.8304 | 2576984.5419 | 1236725.0655 | 2576980.9459 | 1236726.4471 | 2576976.8399 | 1236727.0301 | 2576971.8674 | 1236726.5714 | 2576964.0685 | 1236724.8051
139 | 2576993.4893 | 1236708.7206 | 2576997.9704 | 1236720.933 | 2577007.4583 | 1236740.4637 | 2577008.5244 | 1236743.3747
140 | 2576947.7103 | 1236763.6893 | 2576972.0305 | 1236770.0755
141 | 2576947.7103 | 1236763.6893 | 2576942.7422 | 1236762.3847 | 2576922.5515 | 1236757.437
142 | 2577010.9841 | 1236756.0597 | 2577009.3348 | 1236761.9142 | 2577006.7589 | 1236766.8606 | 2577004.5221 | 1236769.4931 | 2577001.2708 | 1236771.9406 | 2576997.8048 | 1236773.6774 | 2576994.1235 | 1236774.5144 | 2576989.7958 | 1236774.4868 | 2576983.3365 | 1236773.0444 | 2576972.0305 | 1236770.0755
143 | 2577010.9841 | 1236756.0597 | 2577010.6996 | 1236750.991 | 2577009.1253 | 1236745.0156 | 2577008.5244 | 1236743.3747
144 | 2576945.4694 | 1236720.5927 | 2576964.0685 | 1236724.8051
145 | 2576910.2714 | 1236366.4782 | 2576915.3256 | 1236375.8583
146 | 2576910.2714 | 1236366.4782 | 2576909.7032 | 1236365.4238 | 2576903.4445 | 1236349.5717 | 2576901.7558 | 1236343.5664
147 | 2576907.0783 | 1236557.9588 | 2576903.8374 | 1236556.6982 | 2576893.5191 | 1236551.3796 | 2576886.5395 | 1236547.0553
148 | 2576886.5395 | 1236547.0553 | 2576879.8595 | 1236542.9166 | 2576870.4747 | 1236536.3937 | 2576864.4359 | 1236531.9689
149 | 2576862.9155 | 1236530.8548 | 2576864.4359 | 1236531.9689
150 | 2576845.5429 | 1236518.1254 | 2576862.9155 | 1236530.8548
151 | 2576845.5429 | 1236518.1254 | 2576823.8736 | 1236502.2476
152 | 2576816.8697 | 1236418.9087 | 2576822.1302 | 1236423.28
153 | 2576810.6808 | 1236447.9175 | 2576808.9383 | 1236443.4772 | 2576808.8272 | 1236440.2423 | 2576811.3748 | 1236428.0803 | 2576812.3166 | 1236425.1526 | 2576816.8697 | 1236418.9087
154 | 2576823.8736 | 1236502.2476 | 2576812.5329 | 1236493.9378

## bus_geodata
| x | y | coords
0 | 2577064.8603 | 1236440.7314
1 | 2577057.8405 | 1236440.4606
2 | 2577092.9696 | 1236442.1922
3 | 2577026.5376 | 1236438.9874
4 | 2577056.1559 | 1236458.6771
5 | 2577108.8258 | 1236443.4649
6 | 2577094.1381 | 1236429.2561
7 | 2577011.9557 | 1236437.9453
8 | 2577054.6957 | 1236467.5319
9 | 2577135.3333 | 1236448.8239
10 | 2577113.4079 | 1236427.2349
11 | 2577101.1134 | 1236393.4998
12 | 2577010.8591 | 1236437.8524
13 | 2577047.6894 | 1236501.6155
14 | 2577137.3279 | 1236449.3584
15 | 2577139.1427 | 1236394.284
16 | 2577101.1359 | 1236393.4429
17 | 2576980.2909 | 1236429.9219
18 | 2577022.1834 | 1236495.6315
19 | 2577135.4152 | 1236461.5177
20 | 2577171.0194 | 1236459.3576
21 | 2577032.8267 | 1236304.1571
22 | 2576965.1334 | 1236423.488
23 | 2576993.2485 | 1236409.6489
24 | 2576950.4979 | 1236430.8433
25 | 2576943.008 | 1236408.5469
26 | 2576941.0457 | 1236406.8605
27 | 2576939.2474 | 1236432.7168
28 | 2576932.2341 | 1236397.979
29 | 2576923.9422 | 1236430.9257
30 | 2576938.5499 | 1236447.8844
31 | 2576986.8539 | 1236480.2588
32 | 2576976.3987 | 1236476.2514
33 | 2576971.2503 | 1236474.463
34 | 2576937.4737 | 1236457.9731
35 | 2576934.9025 | 1236482.0765
36 | 2577115.2676 | 1236458.6277
37 | 2577133.2301 | 1236475.3851
38 | 2577034.4497 | 1236292.7111
39 | 2577096.5037 | 1236227.4682
40 | 2577123.3038 | 1236247.9464
41 | 2576934.5456 | 1236493.638
42 | 2576934.7114 | 1236496.9748
43 | 2576944.8505 | 1236537.8181
44 | 2576950.4144 | 1236558.7067
45 | 2576962.8274 | 1236561.584
46 | 2576953.2005 | 1236568.8465
47 | 2576975.9789 | 1236565.7456
48 | 2576961.3905 | 1236601.1553
49 | 2576933.123 | 1236566.6701
50 | 2576914.5488 | 1236429.761
51 | 2576919.5938 | 1236382.5897
52 | 2576871.9584 | 1236461.1414
53 | 2576919.26 | 1236382.1413
54 | 2576852.7317 | 1236448.7089
55 | 2576884.1622 | 1236478.4378
56 | 2575423.3981 | 1235519.3646
57 | 2575428.9721 | 1235523.1869
58 | 2575408.4737 | 1235508.822
59 | 2575447.766 | 1235536.0744
60 | 2575392.5047 | 1235491.7656
61 | 2575629.9501 | 1235710.2956
62 | 2575641.5576 | 1235710.5967
63 | 2575618.6773 | 1235749.3884
64 | 2575459.8719 | 1235544.7184
65 | 2576289.8842 | 1235795.6189
66 | 2576352.5829 | 1235836.5309
67 | 2575820.8326 | 1235762.7111
68 | 2575389.087 | 1235485.1985
69 | 2575468.7147 | 1235502.5085
70 | 2575373.7613 | 1235442.6354
71 | 2575371.4125 | 1235439.1314
72 | 2575389.334 | 1235453.4735
73 | 2575676.5491 | 1235701.1649
74 | 2575707.2406 | 1235805.9368
75 | 2575744.6307 | 1235781.5295
76 | 2575761.9847 | 1235781.0526
77 | 2575819.2421 | 1235766.1014
78 | 2575809.8127 | 1235785.4448
79 | 2575803.7771 | 1235797.5585
80 | 2575804.9988 | 1235818.3739
81 | 2575782.3052 | 1235781.2957
82 | 2575767.4096 | 1235781.0304
83 | 2576537.4018 | 1236116.2035
84 | 2576554.4289 | 1236120.1045
85 | 2576748.5569 | 1236180.2307
86 | 2576743.1277 | 1236178.5426
87 | 2576764.1567 | 1236185.6844
88 | 2576724.3049 | 1236172.6901
89 | 2576773.0685 | 1236189.7806
90 | 2576718.7504 | 1236170.9631
91 | 2576789.3906 | 1236197.2826
92 | 2576699.4452 | 1236195.2207
93 | 2576790.6552 | 1236197.8639
94 | 2576685.5468 | 1236160.6449
95 | 2576654.5221 | 1236151.0038
96 | 2576691.0786 | 1236193.3674
97 | 2576826.2991 | 1236193.4548
98 | 2576661.5279 | 1236184.4192
99 | 2576648.2295 | 1236176.6333
100 | 2576682.6385 | 1236190.7892
101 | 2576650.4167 | 1236165.8117
102 | 2576635.1062 | 1236144.9692
103 | 2576609.9136 | 1236137.1391
104 | 2576838.034 | 1236229.8415
105 | 2576841.019 | 1236232.0413
106 | 2576859.7367 | 1236248.2326
107 | 2576877.5609 | 1236272.3919
108 | 2576836.1602 | 1236200.6365
109 | 2576853.4702 | 1236168.2329
110 | 2576887.9053 | 1236296.7221
111 | 2576864.3566 | 1236220.5681
112 | 2576839.103 | 1236202.7797
113 | 2576862.2328 | 1236214.7606
114 | 2576860.4378 | 1236146.5283
115 | 2576899.309 | 1236187.7213
116 | 2576892.0296 | 1236309.4755
117 | 2576935.4801 | 1236200.1212
118 | 2576556.997 | 1236120.6929
119 | 2576573.3254 | 1236125.7676
120 | 2576551.3896 | 1236141.4688
121 | 2576607.3317 | 1236136.3366
122 | 2576603.8207 | 1236113.9336
123 | 2576952.1126 | 1236661.0918
124 | 2576951.7984 | 1236661.0157
125 | 2576965.6146 | 1236663.5678
126 | 2576979.9025 | 1236670.2497
127 | 2576973.4738 | 1236649.4841
128 | 2576976.9229 | 1236661.8175
129 | 2576971.381 | 1236641.0533
130 | 2576984.7595 | 1236684.0025
131 | 2576966.5444 | 1236621.5684
132 | 2576988.3269 | 1236694.1035
133 | 2576965.9354 | 1236619.1148
134 | 2576993.4893 | 1236708.7206
135 | 2576947.7103 | 1236763.6893
136 | 2576972.0305 | 1236770.0755
137 | 2576922.5515 | 1236757.437
138 | 2577010.9841 | 1236756.0597
139 | 2577008.5244 | 1236743.3747
140 | 2576964.0685 | 1236724.8051
141 | 2576945.4694 | 1236720.5927
142 | 2576910.2714 | 1236366.4782
143 | 2576915.3256 | 1236375.8583
144 | 2576901.7558 | 1236343.5664
145 | 2576907.0783 | 1236557.9588
146 | 2576886.5395 | 1236547.0553
147 | 2576864.4359 | 1236531.9689
148 | 2576862.9155 | 1236530.8548
149 | 2576845.5429 | 1236518.1254
150 | 2576822.1302 | 1236423.28
151 | 2576816.8697 | 1236418.9087
152 | 2576810.6808 | 1236447.9175
153 | 2576944.2736 | 1236183.913
154 | 2576823.8736 | 1236502.2476
155 | 2576812.5329 | 1236493.9378
156 | 2576871.9584 | 1236461.1414

## line_std_types
| c_nf_per_km | r_ohm_per_km | x_ohm_per_km | max_i_ka | type | q_mm2 | alpha | voltage_rating
NAYY 4x50 SE | 210 | 0.642 | 0.083 | 0.142 | cs | 50 | 0.00403 | LV
NAYY 4x120 SE | 264 | 0.225 | 0.08 | 0.242 | cs | 120 | 0.00403 | LV
NAYY 4x150 SE | 261 | 0.208 | 0.08 | 0.27 | cs | 150 | 0.00403 | LV
NA2XS2Y 1x95 RM/25 12/20 kV | 216 | 0.313 | 0.132 | 0.252 | cs | 95 | 0.00403 | MV
NA2XS2Y 1x185 RM/25 12/20 kV | 273 | 0.161 | 0.117 | 0.362 | cs | 185 | 0.00403 | MV
NA2XS2Y 1x240 RM/25 12/20 kV | 304 | 0.122 | 0.112 | 0.421 | cs | 240 | 0.00403 | MV
NA2XS2Y 1x95 RM/25 6/10 kV | 315 | 0.313 | 0.123 | 0.249 | cs | 95 | 0.00403 | MV
NA2XS2Y 1x185 RM/25 6/10 kV | 406 | 0.161 | 0.11 | 0.358 | cs | 185 | 0.00403 | MV
NA2XS2Y 1x240 RM/25 6/10 kV | 456 | 0.122 | 0.105 | 0.416 | cs | 240 | 0.00403 | MV
NA2XS2Y 1x150 RM/25 12/20 kV | 250 | 0.206 | 0.116 | 0.319 | cs | 150 | 0.00403 | MV
NA2XS2Y 1x120 RM/25 12/20 kV | 230 | 0.253 | 0.119 | 0.283 | cs | 120 | 0.00403 | MV
NA2XS2Y 1x70 RM/25 12/20 kV | 190 | 0.443 | 0.132 | 0.22 | cs | 70 | 0.00403 | MV
NA2XS2Y 1x150 RM/25 6/10 kV | 360 | 0.206 | 0.11 | 0.315 | cs | 150 | 0.00403 | MV
NA2XS2Y 1x120 RM/25 6/10 kV | 340 | 0.253 | 0.113 | 0.28 | cs | 120 | 0.00403 | MV
NA2XS2Y 1x70 RM/25 6/10 kV | 280 | 0.443 | 0.123 | 0.217 | cs | 70 | 0.00403 | MV
N2XS(FL)2Y 1x120 RM/35 64/110 kV | 112 | 0.153 | 0.166 | 0.366 | cs | 120 | 0.00393 | HV
N2XS(FL)2Y 1x185 RM/35 64/110 kV | 125 | 0.099 | 0.156 | 0.457 | cs | 185 | 0.00393 | HV
N2XS(FL)2Y 1x240 RM/35 64/110 kV | 135 | 0.075 | 0.149 | 0.526 | cs | 240 | 0.00393 | HV
N2XS(FL)2Y 1x300 RM/35 64/110 kV | 144 | 0.06 | 0.144 | 0.588 | cs | 300 | 0.00393 | HV
15-AL1/3-ST1A 0.4 | 11 | 1.8769 | 0.35 | 0.105 | ol | 16 | 0.00403 | LV
24-AL1/4-ST1A 0.4 | 11.25 | 1.2012 | 0.335 | 0.14 | ol | 24 | 0.00403 | LV
48-AL1/8-ST1A 0.4 | 12.2 | 0.5939 | 0.3 | 0.21 | ol | 48 | 0.00403 | LV
94-AL1/15-ST1A 0.4 | 13.2 | 0.306 | 0.29 | 0.35 | ol | 94 | 0.00403 | LV
34-AL1/6-ST1A 10.0 | 9.7 | 0.8342 | 0.36 | 0.17 | ol | 34 | 0.00403 | MV
48-AL1/8-ST1A 10.0 | 10.1 | 0.5939 | 0.35 | 0.21 | ol | 48 | 0.00403 | MV
70-AL1/11-ST1A 10.0 | 10.4 | 0.4132 | 0.339 | 0.29 | ol | 70 | 0.00403 | MV
94-AL1/15-ST1A 10.0 | 10.75 | 0.306 | 0.33 | 0.35 | ol | 94 | 0.00403 | MV
122-AL1/20-ST1A 10.0 | 11.1 | 0.2376 | 0.323 | 0.41 | ol | 122 | 0.00403 | MV
149-AL1/24-ST1A 10.0 | 11.25 | 0.194 | 0.315 | 0.47 | ol | 149 | 0.00403 | MV
34-AL1/6-ST1A 20.0 | 9.15 | 0.8342 | 0.382 | 0.17 | ol | 34 | 0.00403 | MV
48-AL1/8-ST1A 20.0 | 9.5 | 0.5939 | 0.372 | 0.21 | ol | 48 | 0.00403 | MV
70-AL1/11-ST1A 20.0 | 9.7 | 0.4132 | 0.36 | 0.29 | ol | 70 | 0.00403 | MV
94-AL1/15-ST1A 20.0 | 10 | 0.306 | 0.35 | 0.35 | ol | 94 | 0.00403 | MV
122-AL1/20-ST1A 20.0 | 10.3 | 0.2376 | 0.344 | 0.41 | ol | 122 | 0.00403 | MV
149-AL1/24-ST1A 20.0 | 10.5 | 0.194 | 0.337 | 0.47 | ol | 149 | 0.00403 | MV
184-AL1/30-ST1A 20.0 | 10.75 | 0.1571 | 0.33 | 0.535 | ol | 184 | 0.00403 | MV
243-AL1/39-ST1A 20.0 | 11 | 0.1188 | 0.32 | 0.645 | ol | 243 | 0.00403 | MV
48-AL1/8-ST1A 110.0 | 8 | 0.5939 | 0.46 | 0.21 | ol | 48 | 0.00403 | HV
70-AL1/11-ST1A 110.0 | 8.4 | 0.4132 | 0.45 | 0.29 | ol | 70 | 0.00403 | HV
94-AL1/15-ST1A 110.0 | 8.65 | 0.306 | 0.44 | 0.35 | ol | 94 | 0.00403 | HV
122-AL1/20-ST1A 110.0 | 8.5 | 0.2376 | 0.43 | 0.41 | ol | 122 | 0.00403 | HV
149-AL1/24-ST1A 110.0 | 8.75 | 0.194 | 0.41 | 0.47 | ol | 149 | 0.00403 | HV
184-AL1/30-ST1A 110.0 | 8.8 | 0.1571 | 0.4 | 0.535 | ol | 184 | 0.00403 | HV
243-AL1/39-ST1A 110.0 | 9 | 0.1188 | 0.39 | 0.645 | ol | 243 | 0.00403 | HV
305-AL1/39-ST1A 110.0 | 9.2 | 0.0949 | 0.38 | 0.74 | ol | 305 | 0.00403 | HV
490-AL1/64-ST1A 110.0 | 9.75 | 0.059 | 0.37 | 0.96 | ol | 490 | 0.00403 | HV
679-AL1/86-ST1A 110.0 | 9.95 | 0.042 | 0.36 | 1.15 | ol | 679 | 0.00403 | HV
490-AL1/64-ST1A 220.0 | 10 | 0.059 | 0.285 | 0.96 | ol | 490 | 0.00403 | HV
679-AL1/86-ST1A 220.0 | 11.7 | 0.042 | 0.275 | 1.15 | ol | 679 | 0.00403 | HV
490-AL1/64-ST1A 380.0 | 11 | 0.059 | 0.253 | 0.96 | ol | 490 | 0.00403 | HV
679-AL1/86-ST1A 380.0 | 14.6 | 0.042 | 0.25 | 1.15 | ol | 679 | 0.00403 | HV

## trafo_std_types
| i0_percent | pfe_kw | vkr_percent | sn_mva | vn_lv_kv | vn_hv_kv | vk_percent | shift_degree | vector_group | tap_side | tap_neutral | tap_min | tap_max | tap_step_degree | tap_step_percent | tap_phase_shifter
160 MVA 380/110 kV | 0.06 | 60 | 0.25 | 160 | 110 | 380 | 12.2 | 0 | Yy0 | hv | 0 | -9 | 9 | 0 | 1.5 | FALSE
100 MVA 220/110 kV | 0.06 | 55 | 0.26 | 100 | 110 | 220 | 12 | 0 | Yy0 | hv | 0 | -9 | 9 | 0 | 1.5 | FALSE
63 MVA 110/20 kV | 0.04 | 22 | 0.32 | 63 | 20 | 110 | 18 | 150 | YNd5 | hv | 0 | -9 | 9 | 0 | 1.5 | FALSE
40 MVA 110/20 kV | 0.05 | 18 | 0.34 | 40 | 20 | 110 | 16.2 | 150 | YNd5 | hv | 0 | -9 | 9 | 0 | 1.5 | FALSE
25 MVA 110/20 kV | 0.07 | 14 | 0.41 | 25 | 20 | 110 | 12 | 150 | YNd5 | hv | 0 | -9 | 9 | 0 | 1.5 | FALSE
63 MVA 110/10 kV | 0.04 | 22 | 0.32 | 63 | 10 | 110 | 18 | 150 | YNd5 | hv | 0 | -9 | 9 | 0 | 1.5 | FALSE
40 MVA 110/10 kV | 0.05 | 18 | 0.34 | 40 | 10 | 110 | 16.2 | 150 | YNd5 | hv | 0 | -9 | 9 | 0 | 1.5 | FALSE
25 MVA 110/10 kV | 0.07 | 14 | 0.41 | 25 | 10 | 110 | 12 | 150 | YNd5 | hv | 0 | -9 | 9 | 0 | 1.5 | FALSE
0.25 MVA 20/0.4 kV | 0.32 | 0.8 | 1.44 | 0.25 | 0.4 | 20 | 6 | 150 | Yzn5 | hv | 0 | -2 | 2 | 0 | 2.5 | FALSE
0.4 MVA 20/0.4 kV | 0.3375 | 1.35 | 1.425 | 0.4 | 0.4 | 20 | 6 | 150 | Dyn5 | hv | 0 | -2 | 2 | 0 | 2.5 | FALSE
0.63 MVA 20/0.4 kV | 0.2619 | 1.65 | 1.206 | 0.63 | 0.4 | 20 | 6 | 150 | Dyn5 | hv | 0 | -2 | 2 | 0 | 2.5 | FALSE
0.25 MVA 10/0.4 kV | 0.24 | 0.6 | 1.2 | 0.25 | 0.4 | 10 | 4 | 150 | Dyn5 | hv | 0 | -2 | 2 | 0 | 2.5 | FALSE
0.4 MVA 10/0.4 kV | 0.2375 | 0.95 | 1.325 | 0.4 | 0.4 | 10 | 4 | 150 | Dyn5 | hv | 0 | -2 | 2 | 0 | 2.5 | FALSE
0.63 MVA 10/0.4 kV | 0.1873 | 1.18 | 1.0794 | 0.63 | 0.4 | 10 | 4 | 150 | Dyn5 | hv | 0 | -2 | 2 | 0 | 2.5 | FALSE

## trafo3w_std_types
| sn_hv_mva | sn_mv_mva | sn_lv_mva | vn_hv_kv | vn_mv_kv | vn_lv_kv | vk_hv_percent | vk_mv_percent | vk_lv_percent | vkr_hv_percent | vkr_mv_percent | vkr_lv_percent | pfe_kw | i0_percent | shift_mv_degree | shift_lv_degree | vector_group | tap_side | tap_neutral | tap_min | tap_max | tap_step_percent
63/25/38 MVA 110/20/10 kV | 63 | 25 | 38 | 110 | 20 | 10 | 10.4 | 10.4 | 10.4 | 0.28 | 0.32 | 0.35 | 35 | 0.89 | 0 | 0 | YN0yn0yn0 | hv | 0 | -10 | 10 | 1.2
63/25/38 MVA 110/10/10 kV | 63 | 25 | 38 | 110 | 10 | 10 | 10.4 | 10.4 | 10.4 | 0.28 | 0.32 | 0.35 | 35 | 0.89 | 0 | 0 | YN0yn0yn0 | hv | 0 | -10 | 10 | 1.2

## fuse_std_types
| fuse_type | i_rated_a | t_avg | t_min | t_total | x_avg | x_min | x_total
HV 100A | HV 100A | 100 | 0 | [10.0, 3.64, 0.854, 0.281, 0.1, 0.0531, 0.022, 0.01] | [10.0, 4.267, 1.21, 0.403, 0.1, 0.058, 0.022, 0.01] | 0 | [300.0, 350.0, 450.0, 550.0, 700.0, 850.0, 1200.0, 1752.0] | [600.0, 700.0, 900.0, 1150.0, 1665.0, 2000.0, 3000.0, 4313.0]
HV 10A | HV 10A | 10 | 0 | [10.0, 1675.0, 0.344, 0.156, 0.1, 0.0417, 0.0171, 0.01] | [10.0, 1.3, 0.3, 0.155, 0.1, 0.0555, 0.023, 0.01] | 0 | [30.0, 32.0, 35.0, 37.0, 39.0, 50.0, 70.0, 88.0] | [60.0, 70.0, 80.0, 87.0, 94.0, 110.0, 150.0, 216.0]
HV 125A | HV 125A | 125 | 0 | [10.0, 1.82, 0.344, 0.1, 0.0467, 0.0269, 0.01] | [10.0, 2.478, 0.426, 0.1, 0.0427, 0.0211, 0.01] | 0 | [375.0, 500.0, 700.0, 925.0, 1200.0, 1500.0, 2341.0] | [750.0, 1000.0, 1500.0, 2200.0, 3000.0, 4000.0, 5765.0]
HV 160A | HV 160A | 160 | 0 | [10.0, 4.15, 1.03, 0.198, 0.1, 0.051, 0.0172, 0.01] | [10.0, 2.3, 0.734, 0.274, 0.1, 0.046, 0.0177, 0.01] | 0 | [480.0, 550.0, 700.0, 1000.0, 1260.0, 1600.0, 2500.0, 3227.0] | [960.0, 1300.0, 1700.0, 2200.0, 2996.0, 4000.0, 6000.0, 7946.0]
HV 16A | HV 16A | 16 | 0 | [10.0, 0.352, 0.164, 0.1, 0.0649, 0.0342, 0.01] | [10.0, 2.34, 0.722, 0.181, 0.1, 0.055, 0.0296, 0.01] | 0 | [48.0, 60.0, 65.0, 71.0, 80.0, 100.0, 162.0] | [96.0, 110.0, 125.0, 150.0, 168.0, 200.0, 250.0, 398.0]
HV 200A | HV 200A | 200 | 0 | [10.0, 4.267, 1.21, 0.403, 0.1, 0.058, 0.022, 0.01] | [10.0, 3.73, 1.654, 0.328, 0.1, 0.0531, 0.019, 0.01] | 0 | [600.0, 700.0, 900.0, 1150.0, 1665.0, 2000.0, 3000.0, 4313.0] | [1200.0, 1500.0, 1800.0, 2700.0, 3960.0, 5000.0, 7500.0, 10620.0]
HV 20A | HV 20A | 20 | 0 | [10.0, 1.3, 0.3, 0.155, 0.1, 0.0555, 0.023, 0.01] | [10.0, 1.3, 0.161, 0.1, 0.0611, 0.0399, 0.0141, 0.01] | 0 | [60.0, 70.0, 80.0, 87.0, 94.0, 110.0, 150.0, 216.0] | [120.0, 150.0, 200.0, 223.0, 260.0, 300.0, 450.0, 532.0]
HV 25A | HV 25A | 25 | 0 | [10.0, 2.512, 0.833, 0.299, 0.1, 0.0372, 0.0223, 0.01] | [10.0, 3.125, 0.597, 0.198, 0.1, 0.0378, 0.022, 0.01] | 0 | [75.0, 82.0, 90.0, 100.0, 124.0, 170.0, 200.0, 289.0] | [150.0, 170.0, 210.0, 250.0, 294.0, 400.0, 500.0, 711.0]
HV 31.5A | HV 31.5A | 31.5 | 0 | [10.0, 2.34, 0.722, 0.181, 0.1, 0.055, 0.0296, 0.01] | [10.0, 2.84, 0.368, 0.164, 0.1, 0.0621, 0.0378, 0.0195, 0.01] | 0 | [95.0, 110.0, 125.0, 150.0, 165.0, 200.0, 250.0, 390.0] | [189.0, 220.0, 300.0, 350.0, 393.0, 450.0, 530.0, 700.0, 960.0]
HV 40A | HV 40A | 40 | 0 | [10.0, 1.3, 0.161, 0.1, 0.0611, 0.0399, 0.0141, 0.01] | [10.0, 2.05, 0.369, 0.198, 0.1, 0.051, 0.0298, 0.01] | 0 | [120.0, 150.0, 200.0, 223.0, 260.0, 300.0, 450.0, 532.0] | [240.0, 300.0, 400.0, 450.0, 530.0, 650.0, 800.0, 1311.0]
HV 50A | HV 50A | 50 | 0 | [10.0, 3.215, 0.597, 0.198, 0.1, 0.0378, 0.022, 0.01] | [10.0, 3.64, 0.854, 0.281, 0.1, 0.0531, 0.022, 0.01] | 0 | [150.0, 170.0, 210.0, 250.0, 294.0, 400.0, 500.0, 711.0] | [300.0, 350.0, 450.0, 550.0, 700.0, 850.0, 1200.0, 1752.0]
HV 6.3A | HV 6.3A | 6.3 | 0 | [10.0, 1.39, 0.344, 0.168, 0.1, 0.056, 0.0263, 0.01] | [10.0, 1.711, 0.516, 0.198, 0.1, 0.0634, 0.0303, 0.01] | 0 | [19.0, 19.5, 20.4, 20.8, 22.0, 25.0, 32.0, 48.0] | [38.0, 40.0, 43.0, 48.0, 53.0, 60.0, 75.0, 118.0]
HV 63A | HV 63A | 63 | 0 | [10.0, 2.84, 0.368, 0.164, 0.1, 0.0621, 0.0378, 0.0195, 0.01] | [10.0, 1.82, 0.344, 0.1, 0.0467, 0.0269, 0.01] | 0 | [189.0, 220.0, 300.0, 350.0, 393.0, 450.0, 530.0, 700.0, 961.0] | [378.0, 500.0, 700.0, 934.0, 1200.0, 1500.0, 2366.0]
HV 80A | HV 80A | 80 | 0 | [10.0, 2.05, 0.369, 0.198, 0.1, 0.051, 0.0298, 0.01] | [10.0, 4.15, 1.03, 0.198, 0.1, 0.051, 0.0172, 0.01] | 0 | [240.0, 300.0, 400.0, 450.0, 530.0, 650.0, 800.0, 1311.0] | [480.0, 550.0, 700.0, 1000.0, 1260.0, 1600.0, 2500.0, 3227.0]
Siemens NH-1-100 | Siemens NH-1-100 | 100 | [5400.0, 2000.0, 400.0, 20.0, 1.0, 0.2, 0.012, 0.004] | 0 | 0 | [150.0, 190.0, 250.0, 430.0, 900.0, 1250.0, 2700.0, 3600.0] | 0 | 0
Siemens NH-1-125 | Siemens NH-1-125 | 125 | [4800.0, 120.0, 7.0, 0.1, 0.004] | 0 | 0 | [180.0, 400.0, 740.0, 2000.0, 4250.0] | 0 | 0
Siemens NH-1-16 | Siemens NH-1-16 | 16 | [4000.0, 400.0, 2.0, 0.1, 0.04, 0.01] | 0 | 0 | [26.0, 35.0, 75.0, 150.0, 200.0, 300.0] | 0 | 0
Siemens NH-1-160 | Siemens NH-1-160 | 160 | [4800.0, 120.0, 7.0, 0.1, 0.004] | 0 | 0 | [210.0, 500.0, 900.0, 2300.0, 5000.0] | 0 | 0
Siemens NH-1-25 | Siemens NH-1-25 | 25 | [4000.0, 1000.0, 10.0, 0.2, 0.02, 0.01] | 0 | 0 | [40.0, 50.0, 100.0, 210.0, 400.0, 500.0] | 0 | 0
Siemens NH-1-50 | Siemens NH-1-50 | 50 | [4000.0, 40.0, 4.0, 1.0, 0.02, 0.01] | 0 | 0 | [86.0, 200.0, 300.0, 400.0, 1000.0, 1280.0] | 0 | 0
Siemens NH-1-63 | Siemens NH-1-63 | 63 | [4000.0, 100.0, 10.0, 2.0, 0.04, 0.01] | 0 | 0 | [100.0, 200.0, 300.0, 400.0, 1000.0, 1500.0] | 0 | 0
Siemens NH-1-80 | Siemens NH-1-80 | 80 | [4800.0, 120.0, 7.0, 0.1, 0.01] | 0 | 0 | [150.58, 250.0, 450.0, 1150.0, 2470.0] | 0 | 0
Siemens NH-2-1000 | Siemens NH-2-1000 | 1000 | [4800.0, 120.0, 7.0, 0.1, 0.004] | 0 | 0 | [1900.0, 3500.0, 8400.0, 24000.0, 52000.0] | 0 | 0
Siemens NH-2-200 | Siemens NH-2-200 | 200 | [4800.0, 120.0, 7.0, 0.1, 0.004] | 0 | 0 | [280.0, 650.0, 1200.0, 3000.0, 7000.0] | 0 | 0
Siemens NH-2-224 | Siemens NH-2-224 | 224 | [4800.0, 120.0, 7.0, 0.2, 0.04, 0.004] | 0 | 0 | [400.0, 750.0, 1453.0, 3025.0, 4315.0, 7600.0] | 0 | 0
Siemens NH-2-250 | Siemens NH-2-250 | 250 | [4800.0, 120.0, 7.0, 0.1, 0.004] | 0 | 0 | [450.0, 800.0, 1650.0, 4000.0, 8500.0] | 0 | 0
Siemens NH-2-315 | Siemens NH-2-315 | 315 | [4800.0, 120.0, 7.0, 0.1, 0.004] | 0 | 0 | [550.0, 920.0, 1900.0, 5000.0, 11000.0] | 0 | 0
Siemens NH-2-355 | Siemens NH-2-355 | 355 | [4800.0, 120.0, 6.0, 0.1, 0.004] | 0 | 0 | [650.0, 1116.27, 2350.0, 5840.0, 12790.0] | 0 | 0
Siemens NH-2-400 | Siemens NH-2-400 | 400 | [4800.0, 120.0, 7.0, 0.1, 0.004] | 0 | 0 | [720.0, 1350.0, 2800.0, 6500.0, 15000.0] | 0 | 0
Siemens NH-2-425 | Siemens NH-2-425 | 425 | [4800.0, 120.0, 7.0, 0.1, 0.004] | 0 | 0 | [850.0, 1500.0, 3050.0, 7500.0, 16500.0] | 0 | 0
Siemens NH-2-630 | Siemens NH-2-630 | 630 | [4800.0, 120.0, 7.0, 0.1, 0.004] | 0 | 0 | [1200.0, 2000.0, 4800.0, 12000.0, 26000.0] | 0 | 0

## dtypes
| element | column | dtype
0 | bus | name | object
1 | bus | vn_kv | float64
2 | bus | type | object
3 | bus | zone | object
4 | bus | in_service | bool
5 | load | name | object
6 | load | bus | uint32
7 | load | p_mw | float64
8 | load | q_mvar | float64
9 | load | const_z_percent | float64
10 | load | const_i_percent | float64
11 | load | sn_mva | float64
12 | load | scaling | float64
13 | load | in_service | bool
14 | load | type | object
15 | ext_grid | name | object
16 | ext_grid | bus | uint32
17 | ext_grid | vm_pu | float64
18 | ext_grid | va_degree | float64
19 | ext_grid | slack_weight | float64
20 | ext_grid | in_service | bool
21 | line | name | object
22 | line | std_type | object
23 | line | from_bus | uint32
24 | line | to_bus | uint32
25 | line | length_km | float64
26 | line | r_ohm_per_km | float64
27 | line | x_ohm_per_km | float64
28 | line | c_nf_per_km | float64
29 | line | g_us_per_km | float64
30 | line | max_i_ka | float64
31 | line | df | float64
32 | line | parallel | uint32
33 | line | type | object
34 | line | in_service | bool
35 | trafo | name | object
36 | trafo | std_type | object
37 | trafo | hv_bus | uint32
38 | trafo | lv_bus | uint32
39 | trafo | sn_mva | float64
40 | trafo | vn_hv_kv | float64
41 | trafo | vn_lv_kv | float64
42 | trafo | vk_percent | float64
43 | trafo | vkr_percent | float64
44 | trafo | pfe_kw | float64
45 | trafo | i0_percent | float64
46 | trafo | shift_degree | float64
47 | trafo | tap_side | object
48 | trafo | tap_neutral | int32
49 | trafo | tap_min | int32
50 | trafo | tap_max | int32
51 | trafo | tap_step_percent | float64
52 | trafo | tap_step_degree | float64
53 | trafo | tap_pos | int32
54 | trafo | tap_phase_shifter | bool
55 | trafo | parallel | uint32
56 | trafo | df | float64
57 | trafo | in_service | bool
58 | line_geodata | coords | object
59 | bus_geodata | x | float64
60 | bus_geodata | y | float64
61 | bus_geodata | coords | object

## parameters
| version | format_version | converged | OPF_converged | name | f_hz | sn_mva
0 | 2.14.6 | 2.14.0 | FALSE | FALSE |  | 50 | 1