## bus
| name | vn_kv | type | zone | in_service
0 | bus_LV_1-2_1_5_node_2 | 0.4 | n |  | TRUE
1 | bus_LV_1-2_1_5_node_3 | 0.4 | n |  | TRUE
2 | bus_LV_1-2_1_5_node_4 | 0.4 | n |  | TRUE
3 | bus_LV_1-2_1_5_node_6 | 0.4 | n |  | TRUE
4 | bus_LV_1-2_1_5_node_85 | 0.4 | n |  | TRUE
5 | bus_LV_1-2_1_5_node_87 | 0.4 | n |  | TRUE
6 | bus_LV_1-2_1_5_node_97 | 0.4 | n |  | TRUE
7 | bus_LV_1-2_1_5_node_82 | 0.4 | n |  | TRUE
8 | bus_LV_1-2_1_5_node_7 | 0.4 | n |  | TRUE
9 | bus_LV_1-2_1_5_node_8 | 0.4 | n |  | TRUE
10 | bus_LV_1-2_1_5_node_11 | 0.4 | n |  | TRUE
11 | bus_LV_1-2_1_5_node_9 | 0.4 | n |  | TRUE
12 | bus_LV_1-2_1_5_node_17 | 0.4 | n |  | TRUE
13 | bus_LV_1-2_1_5_node_12 | 0.4 | n |  | TRUE
14 | bus_LV_1-2_1_5_node_15 | 0.4 | n |  | TRUE
15 | bus_LV_1-2_1_5_node_18 | 0.4 | n |  | TRUE
16 | bus_LV_1-2_1_5_node_19 | 0.4 | n |  | TRUE
17 | bus_LV_1-2_1_5_node_13 | 0.4 | n |  | TRUE
18 | bus_LV_1-2_1_5_node_14 | 0.4 | n |  | TRUE
19 | bus_LV_1-2_1_5_node_16 | 0.4 | n |  | TRUE
20 | bus_LV_1-2_1_5_node_20 | 0.4 | n |  | TRUE
21 | bus_LV_1-2_1_5_node_94 | 0.4 | n |  | TRUE
22 | bus_LV_1-2_1_5_node_92 | 0.4 | n |  | TRUE
23 | bus_LV_1-2_1_5_node_62 | 0.4 | n |  | TRUE
24 | bus_LV_1-2_1_5_node_103 | 0.4 | n |  | TRUE
25 | bus_LV_1-2_1_5_node_100 | 0.4 | n |  | TRUE
26 | bus_LV_1-2_1_5_node_172 | 0.4 | n |  | TRUE
27 | bus_LV_1-2_1_5_node_99 | 0.4 | n |  | TRUE
28 | bus_LV_1-2_1_5_node_80 | 0.4 | n |  | TRUE
29 | bus_LV_1-2_1_5_node_81 | 0.4 | n |  | TRUE
30 | bus_LV_1-2_1_5_node_83 | 0.4 | n |  | TRUE
31 | bus_LV_1-2_1_5_node_84 | 0.4 | n |  | TRUE
32 | bus_LV_1-2_1_5_node_86 | 0.4 | n |  | TRUE
33 | bus_LV_1-2_1_5_node_163 | 0.4 | n |  | TRUE
34 | bus_LV_1-2_1_5_node_93 | 0.4 | n |  | TRUE
35 | bus_LV_1-2_1_5_node_95 | 0.4 | n |  | TRUE
36 | bus_LV_1-2_1_5_node_96 | 0.4 | n |  | TRUE
37 | bus_LV_1-2_1_5_node_98 | 0.4 | n |  | TRUE
38 | bus_LV_1-2_1_5_node_288 | 0.4 | n |  | TRUE
39 | bus_LV_1-2_1_5_node_164 | 0.4 | n |  | TRUE
40 | bus_LV_1-2_1_5_node_88 | 0.4 | n |  | TRUE
41 | bus_LV_1-2_1_5_node_89 | 0.4 | n |  | TRUE
42 | bus_LV_1-2_1_5_node_90 | 0.4 | n |  | TRUE
43 | bus_LV_1-2_1_5_node_91 | 0.4 | n |  | TRUE
44 | bus_LV_1-2_1_5_node_150 | 0.4 | n |  | TRUE
45 | bus_LV_1-2_1_5_node_147 | 0.4 | n |  | TRUE
46 | bus_LV_1-2_1_5_node_101 | 0.4 | n |  | TRUE
47 | bus_LV_1-2_1_5_node_102 | 0.4 | n |  | TRUE
48 | bus_LV_1-2_1_5_node_104 | 0.4 | n |  | TRUE
49 | bus_LV_1-2_1_5_node_123 | 0.4 | n |  | TRUE
50 | bus_LV_1-2_1_5_node_174 | 0.4 | n |  | TRUE
51 | bus_LV_1-2_1_5_node_170 | 0.4 | n |  | TRUE
52 | bus_LV_1-2_1_5_node_121 | 0.4 | n |  | TRUE
53 | bus_LV_1-2_1_5_node_105 | 0.4 | n |  | TRUE
54 | bus_LV_1-2_1_5_node_106 | 0.4 | n |  | TRUE
55 | bus_LV_1-2_1_5_node_107 | 0.4 | n |  | TRUE
56 | bus_LV_1-2_1_5_node_108 | 0.4 | n |  | TRUE
57 | bus_LV_1-2_1_5_node_109 | 0.4 | n |  | TRUE
58 | bus_LV_1-2_1_5_node_110 | 0.4 | n |  | TRUE
59 | bus_LV_1-2_1_5_node_149 | 0.4 | n |  | TRUE
60 | bus_LV_1-2_1_5_node_168 | 0.4 | n |  | TRUE
61 | bus_LV_1-2_1_5_node_162 | 0.4 | n |  | TRUE
62 | bus_LV_1-2_1_5_node_111 | 0.4 | n |  | TRUE
63 | bus_LV_1-2_1_5_node_112 | 0.4 | n |  | TRUE
64 | bus_LV_1-2_1_5_node_113 | 0.4 | n |  | TRUE
65 | bus_LV_1-2_1_5_node_114 | 0.4 | n |  | TRUE
66 | bus_LV_1-2_1_5_node_115 | 0.4 | n |  | TRUE
67 | bus_LV_1-2_1_5_node_116 | 0.4 | n |  | TRUE
68 | bus_LV_1-2_1_5_node_117 | 0.4 | n |  | TRUE
69 | bus_LV_1-2_1_5_node_118 | 0.4 | n |  | TRUE
70 | bus_LV_1-2_1_5_node_119 | 0.4 | n |  | TRUE
71 | bus_LV_1-2_1_5_node_126 | 0.4 | n |  | TRUE
72 | bus_LV_1-2_1_5_node_212 | 0.4 | n |  | TRUE
73 | bus_LV_1-2_1_5_node_237 | 0.4 | n |  | TRUE
74 | bus_LV_1-2_1_5_node_245 | 0.4 | n |  | TRUE
75 | bus_LV_1-2_1_5_node_124 | 0.4 | n |  | TRUE
76 | bus_LV_1-2_1_5_node_213 | 0.4 | n |  | TRUE
77 | bus_LV_1-2_1_5_node_182 | 0.4 | n |  | TRUE
78 | bus_LV_1-2_1_5_node_235 | 0.4 | n |  | TRUE
79 | bus_LV_1-2_1_5_node_247 | 0.4 | n |  | TRUE
80 | bus_LV_1-2_1_5_node_243 | 0.4 | n |  | TRUE
81 | bus_LV_1-2_1_5_node_120 | 0.4 | n |  | TRUE
82 | bus_LV_1-2_1_5_node_122 | 0.4 | n |  | TRUE
83 | bus_LV_1-2_1_5_node_125 | 0.4 | n |  | TRUE
84 | bus_LV_1-2_1_5_node_264 | 0.4 | n |  | TRUE
85 | bus_LV_1-2_1_5_node_267 | 0.4 | n |  | TRUE
86 | bus_LV_1-2_1_5_node_143 | 0.4 | n |  | TRUE
87 | bus_LV_1-2_1_5_node_127 | 0.4 | n |  | TRUE
88 | bus_LV_1-2_1_5_node_128 | 0.4 | n |  | TRUE
89 | bus_LV_1-2_1_5_node_129 | 0.4 | n |  | TRUE
90 | bus_LV_1-2_1_5_node_130 | 0.4 | n |  | TRUE
91 | bus_LV_1-2_1_5_node_131 | 0.4 | n |  | TRUE
92 | bus_LV_1-2_1_5_node_132 | 0.4 | n |  | TRUE
93 | bus_LV_1-2_1_5_node_133 | 0.4 | n |  | TRUE
94 | bus_LV_1-2_1_5_node_134 | 0.4 | n |  | TRUE
95 | bus_LV_1-2_1_5_node_135 | 0.4 | n |  | TRUE
96 | bus_LV_1-2_1_5_node_148 | 0.4 | n |  | TRUE
97 | bus_LV_1-2_1_5_node_167 | 0.4 | n |  | TRUE
98 | bus_LV_1-2_1_5_node_139 | 0.4 | n |  | TRUE
99 | bus_LV_1-2_1_5_node_146 | 0.4 | n |  | TRUE
100 | bus_LV_1-2_1_5_node_165 | 0.4 | n |  | TRUE
101 | bus_LV_1-2_1_5_node_166 | 0.4 | n |  | TRUE
102 | bus_LV_1-2_1_5_node_137 | 0.4 | n |  | TRUE
103 | bus_LV_1-2_1_5_node_136 | 0.4 | n |  | TRUE
104 | bus_LV_1-2_1_5_node_138 | 0.4 | n |  | TRUE
105 | bus_LV_1-2_1_5_node_140 | 0.4 | n |  | TRUE
106 | bus_LV_1-2_1_5_node_268 | 0.4 | n |  | TRUE
107 | bus_LV_1-2_1_5_node_248 | 0.4 | n |  | TRUE
108 | bus_LV_1-2_1_5_node_144 | 0.4 | n |  | TRUE
109 | bus_LV_1-2_1_5_node_145 | 0.4 | n |  | TRUE
110 | bus_LV_1-2_1_5_node_151 | 0.4 | n |  | TRUE
111 | bus_LV_1-2_1_5_node_152 | 0.4 | n |  | TRUE
112 | bus_LV_1-2_1_5_node_153 | 0.4 | n |  | TRUE
113 | bus_LV_1-2_1_5_node_154 | 0.4 | n |  | TRUE
114 | bus_LV_1-2_1_5_node_155 | 0.4 | n |  | TRUE
115 | bus_LV_1-2_1_5_node_156 | 0.4 | n |  | TRUE
116 | bus_LV_1-2_1_5_node_157 | 0.4 | n |  | TRUE
117 | bus_LV_1-2_1_5_node_265 | 0.4 | n |  | TRUE
118 | bus_LV_1-2_1_5_node_266 | 0.4 | n |  | TRUE
119 | bus_LV_1-2_1_5_node_158 | 0.4 | n |  | TRUE
120 | bus_LV_1-2_1_5_node_159 | 0.4 | n |  | TRUE
121 | bus_LV_1-2_1_5_node_160 | 0.4 | n |  | TRUE
122 | bus_LV_1-2_1_5_node_161 | 0.4 | n |  | TRUE
123 | bus_LV_1-2_1_5_node_169 | 0.4 | n |  | TRUE
124 | bus_LV_1-2_1_5_node_171 | 0.4 | n |  | TRUE
125 | bus_LV_1-2_1_5_node_173 | 0.4 | n |  | TRUE
126 | bus_LV_1-2_1_5_node_175 | 0.4 | n |  | TRUE
127 | bus_LV_1-2_1_5_node_176 | 0.4 | n |  | TRUE
128 | bus_LV_1-2_1_5_node_177 | 0.4 | n |  | TRUE
129 | bus_LV_1-2_1_5_node_178 | 0.4 | n |  | TRUE
130 | bus_LV_1-2_1_5_node_180 | 0.4 | n |  | TRUE
131 | bus_LV_1-2_1_5_node_273 | 0.4 | n |  | TRUE
132 | bus_LV_1-2_1_5_node_271 | 0.4 | n |  | TRUE
133 | bus_LV_1-2_1_5_node_234 | 0.4 | n |  | TRUE
134 | bus_LV_1-2_1_5_node_236 | 0.4 | n |  | TRUE
135 | bus_LV_1-2_1_5_node_238 | 0.4 | n |  | TRUE
136 | bus_LV_1-2_1_5_node_239 | 0.4 | n |  | TRUE
137 | bus_LV_1-2_1_5_node_256 | 0.4 | n |  | TRUE
138 | bus_LV_1-2_1_5_node_244 | 0.4 | n |  | TRUE
139 | bus_LV_1-2_1_5_node_269 | 0.4 | n |  | TRUE
140 | bus_LV_1-2_1_5_node_270 | 0.4 | n |  | TRUE
141 | bus_LV_1-2_1_5_node_272 | 0.4 | n |  | TRUE
142 | bus_LV_1-2_1_5_node_274 | 0.4 | n |  | TRUE
143 | bus_MV_349_0_node_5 | 20 | n |  | TRUE

## load
| name | bus | p_mw | q_mvar | const_z_percent | const_i_percent | sn_mva | scaling | in_service | type
0 | LV_1-2_1_5_load_2 | 0 | 0.00061961 | 0.00015529 | 0 | 0 |  | 1 | TRUE | wye
1 | LV_1-2_1_5_load_3 | 1 | 0.0016055 | 0.00040238 | 0 | 0 |  | 1 | TRUE | wye
2 | LV_1-2_1_5_load_4 | 2 | 0.00085779 | 0.00021498 | 0 | 0 |  | 1 | TRUE | wye
3 | LV_1-2_1_5_load_87 | 5 | 0.0019142 | 0.00047975 | 0 | 0 |  | 1 | TRUE | wye
4 | LV_1-2_1_5_load_8 | 9 | 0.00072174 | 0.00018089 | 0 | 0 |  | 1 | TRUE | wye
5 | LV_1-2_1_5_load_11 | 10 | 0.0013118 | 0.00032877 | 0 | 0 |  | 1 | TRUE | wye
6 | LV_1-2_1_5_load_9 | 11 | 0.00074771 | 0.00018739 | 0 | 0 |  | 1 | TRUE | wye
7 | LV_1-2_1_5_load_17 | 12 | 0.00068644 | 0.00017204 | 0 | 0 |  | 1 | TRUE | wye
8 | LV_1-2_1_5_load_12 | 13 | 0.0025724 | 0.00064471 | 0 | 0 |  | 1 | TRUE | wye
9 | LV_1-2_1_5_load_15 | 14 | 0.00045685 | 0.0001145 | 0 | 0 |  | 1 | TRUE | wye
10 | LV_1-2_1_5_load_18 | 15 | 0.00051758 | 0.00012972 | 0 | 0 |  | 1 | TRUE | wye
11 | LV_1-2_1_5_load_19 | 16 | 0.00065776 | 0.00016485 | 0 | 0 |  | 1 | TRUE | wye
12 | LV_1-2_1_5_load_13 | 17 | 0.0014895 | 0.00037331 | 0 | 0 |  | 1 | TRUE | wye
13 | LV_1-2_1_5_load_14 | 18 | 0.00044258 | 0.00011092 | 0 | 0 |  | 1 | TRUE | wye
14 | LV_1-2_1_5_load_16 | 19 | 0.0006498 | 0.00016286 | 0 | 0 |  | 1 | TRUE | wye
15 | LV_1-2_1_5_load_92 | 22 | 0.00096314 | 0.00024139 | 0 | 0 |  | 1 | TRUE | wye
16 | LV_1-2_1_5_load_103 | 24 | 0.0028394 | 0.00071163 | 0 | 0 |  | 1 | TRUE | wye
17 | LV_1-2_1_5_load_100 | 25 | 0.0021334 | 0.00053469 | 0 | 0 |  | 1 | TRUE | wye
18 | LV_1-2_1_5_load_99 | 27 | 0.0033322 | 0.00083512 | 0 | 0 |  | 1 | TRUE | wye
19 | LV_1-2_1_5_load_80 | 28 | 0.0077529 | 0.0019431 | 0 | 0 |  | 1 | TRUE | wye
20 | LV_1-2_1_5_load_81 | 29 | 0.0030114 | 0.00075474 | 0 | 0 |  | 1 | TRUE | wye
21 | LV_1-2_1_5_load_83 | 30 | 0.0015979 | 0.00040046 | 0 | 0 |  | 1 | TRUE | wye
22 | LV_1-2_1_5_load_84 | 31 | 0.003824 | 0.00095839 | 0 | 0 |  | 1 | TRUE | wye
23 | LV_1-2_1_5_load_163 | 33 | 0.0030316 | 0.00075979 | 0 | 0 |  | 1 | TRUE | wye
24 | LV_1-2_1_5_load_93 | 34 | 0.0042177 | 0.001057 | 0 | 0 |  | 1 | TRUE | wye
25 | LV_1-2_1_5_load_96 | 36 | 0.0014789 | 0.00037065 | 0 | 0 |  | 1 | TRUE | wye
26 | LV_1-2_1_5_load_288 | 38 | 0.0016205 | 0.00040613 | 0 | 0 |  | 1 | TRUE | wye
27 | LV_1-2_1_5_load_88 | 40 | 0.0066835 | 0.001675 | 0 | 0 |  | 1 | TRUE | wye
28 | LV_1-2_1_5_load_89 | 41 | 0.0034482 | 0.00086419 | 0 | 0 |  | 1 | TRUE | wye
29 | LV_1-2_1_5_load_90 | 42 | 0.0033243 | 0.00083316 | 0 | 0 |  | 1 | TRUE | wye
30 | LV_1-2_1_5_load_91 | 43 | 0.0034218 | 0.00085759 | 0 | 0 |  | 1 | TRUE | wye
31 | LV_1-2_1_5_load_150 | 44 | 0.0030294 | 0.00075925 | 0 | 0 |  | 1 | TRUE | wye
32 | LV_1-2_1_5_load_101 | 46 | 0.0020822 | 0.00052184 | 0 | 0 |  | 1 | TRUE | wye
33 | LV_1-2_1_5_load_102 | 47 | 0.0020859 | 0.00052278 | 0 | 0 |  | 1 | TRUE | wye
34 | LV_1-2_1_5_load_104 | 48 | 0.0047315 | 0.0011858 | 0 | 0 |  | 1 | TRUE | wye
35 | LV_1-2_1_5_load_123 | 49 | 0.0040834 | 0.0010234 | 0 | 0 |  | 1 | TRUE | wye
36 | LV_1-2_1_5_load_174 | 50 | 0.0021185 | 0.00053095 | 0 | 0 |  | 1 | TRUE | wye
37 | LV_1-2_1_5_load_170 | 51 | 0.0029799 | 0.00074682 | 0 | 0 |  | 1 | TRUE | wye
38 | LV_1-2_1_5_load_121 | 52 | 0.0042147 | 0.0010563 | 0 | 0 |  | 1 | TRUE | wye
39 | LV_1-2_1_5_load_105 | 53 | 0.0061267 | 0.0015355 | 0 | 0 |  | 1 | TRUE | wye
40 | LV_1-2_1_5_load_106 | 54 | 0.0015235 | 0.00038184 | 0 | 0 |  | 1 | TRUE | wye
41 | LV_1-2_1_5_load_107 | 55 | 0.0015443 | 0.00038704 | 0 | 0 |  | 1 | TRUE | wye
42 | LV_1-2_1_5_load_108 | 56 | 0.0027578 | 0.00069118 | 0 | 0 |  | 1 | TRUE | wye
43 | LV_1-2_1_5_load_109 | 57 | 0.0029574 | 0.0007412 | 0 | 0 |  | 1 | TRUE | wye
44 | LV_1-2_1_5_load_110 | 58 | 0.0015364 | 0.00038507 | 0 | 0 |  | 1 | TRUE | wye
45 | LV_1-2_1_5_load_149 | 59 | 0.0027531 | 0.00068999 | 0 | 0 |  | 1 | TRUE | wye
46 | LV_1-2_1_5_load_168 | 60 | 0.0015671 | 0.00039276 | 0 | 0 |  | 1 | TRUE | wye
47 | LV_1-2_1_5_load_162 | 61 | 0.0056463 | 0.0014151 | 0 | 0 |  | 1 | TRUE | wye
48 | LV_1-2_1_5_load_111 | 62 | 0.0078488 | 0.0019671 | 0 | 0 |  | 1 | TRUE | wye
49 | LV_1-2_1_5_load_112 | 63 | 0.012117 | 0.0030368 | 0 | 0 |  | 1 | TRUE | wye
50 | LV_1-2_1_5_load_114 | 65 | 0.0093525 | 0.002344 | 0 | 0 |  | 1 | TRUE | wye
51 | LV_1-2_1_5_load_115 | 66 | 0.0027185 | 0.00068132 | 0 | 0 |  | 1 | TRUE | wye
52 | LV_1-2_1_5_load_117 | 68 | 0.0027416 | 0.00068712 | 0 | 0 |  | 1 | TRUE | wye
53 | LV_1-2_1_5_load_119 | 70 | 0.0044662 | 0.0011193 | 0 | 0 |  | 1 | TRUE | wye
54 | LV_1-2_1_5_load_126 | 71 | 0.0027463 | 0.00068829 | 0 | 0 |  | 1 | TRUE | wye
55 | LV_1-2_1_5_load_237 | 73 | 0.0045756 | 0.0011468 | 0 | 0 |  | 1 | TRUE | wye
56 | LV_1-2_1_5_load_213 | 76 | 0.0063014 | 0.0015793 | 0 | 0 |  | 1 | TRUE | wye
57 | LV_1-2_1_5_load_182 | 77 | 0.0019199 | 0.00048118 | 0 | 0 |  | 1 | TRUE | wye
58 | LV_1-2_1_5_load_235 | 78 | 0.0028271 | 0.00070854 | 0 | 0 |  | 1 | TRUE | wye
59 | LV_1-2_1_5_load_247 | 79 | 0.0027079 | 0.00067866 | 0 | 0 |  | 1 | TRUE | wye
60 | LV_1-2_1_5_load_243 | 80 | 0.0049365 | 0.0012372 | 0 | 0 |  | 1 | TRUE | wye
61 | LV_1-2_1_5_load_120 | 81 | 0.013676 | 0.0034276 | 0 | 0 |  | 1 | TRUE | wye
62 | LV_1-2_1_5_load_122 | 82 | 0.0020836 | 0.0005222 | 0 | 0 |  | 1 | TRUE | wye
63 | LV_1-2_1_5_load_125 | 83 | 0.0026648 | 0.00066786 | 0 | 0 |  | 1 | TRUE | wye
64 | LV_1-2_1_5_load_267 | 85 | 0.0020798 | 0.00052126 | 0 | 0 |  | 1 | TRUE | wye
65 | LV_1-2_1_5_load_143 | 86 | 0.0021278 | 0.00053328 | 0 | 0 |  | 1 | TRUE | wye
66 | LV_1-2_1_5_load_127 | 87 | 0.0026825 | 0.00067229 | 0 | 0 |  | 1 | TRUE | wye
67 | LV_1-2_1_5_load_128 | 88 | 0.0054156 | 0.0013573 | 0 | 0 |  | 1 | TRUE | wye
68 | LV_1-2_1_5_load_129 | 89 | 0.0029233 | 0.00073264 | 0 | 0 |  | 1 | TRUE | wye
69 | LV_1-2_1_5_load_132 | 92 | 0.0030437 | 0.00076282 | 0 | 0 |  | 1 | TRUE | wye
70 | LV_1-2_1_5_load_133 | 93 | 0.0020683 | 0.00051837 | 0 | 0 |  | 1 | TRUE | wye
71 | LV_1-2_1_5_load_134 | 94 | 0.0028215 | 0.00070714 | 0 | 0 |  | 1 | TRUE | wye
72 | LV_1-2_1_5_load_135 | 95 | 0.0026067 | 0.00065329 | 0 | 0 |  | 1 | TRUE | wye
73 | LV_1-2_1_5_load_148 | 96 | 0.0029844 | 0.00074796 | 0 | 0 |  | 1 | TRUE | wye
74 | LV_1-2_1_5_load_167 | 97 | 0.0028748 | 0.00072048 | 0 | 0 |  | 1 | TRUE | wye
75 | LV_1-2_1_5_load_139 | 98 | 0.0020228 | 0.00050697 | 0 | 0 |  | 1 | TRUE | wye
76 | LV_1-2_1_5_load_146 | 99 | 0.0029698 | 0.00074431 | 0 | 0 |  | 1 | TRUE | wye
77 | LV_1-2_1_5_load_165 | 100 | 0.0014632 | 0.00036672 | 0 | 0 |  | 1 | TRUE | wye
78 | LV_1-2_1_5_load_166 | 101 | 0.002933 | 0.00073507 | 0 | 0 |  | 1 | TRUE | wye
79 | LV_1-2_1_5_load_137 | 102 | 0.0020549 | 0.000515 | 0 | 0 |  | 1 | TRUE | wye
80 | LV_1-2_1_5_load_136 | 103 | 0.0025771 | 0.00064588 | 0 | 0 |  | 1 | TRUE | wye
81 | LV_1-2_1_5_load_268 | 106 | 0.0027709 | 0.00069446 | 0 | 0 |  | 1 | TRUE | wye
82 | LV_1-2_1_5_load_248 | 107 | 0.0026967 | 0.00067585 | 0 | 0 |  | 1 | TRUE | wye
83 | LV_1-2_1_5_load_144 | 108 | 0.003067 | 0.00076866 | 0 | 0 |  | 1 | TRUE | wye
84 | LV_1-2_1_5_load_145 | 109 | 0.0089225 | 0.0022362 | 0 | 0 |  | 1 | TRUE | wye
85 | LV_1-2_1_5_load_151 | 110 | 0.0042099 | 0.0010551 | 0 | 0 |  | 1 | TRUE | wye
86 | LV_1-2_1_5_load_152 | 111 | 0.0021122 | 0.00052936 | 0 | 0 |  | 1 | TRUE | wye
87 | LV_1-2_1_5_load_153 | 112 | 0.0049782 | 0.0012477 | 0 | 0 |  | 1 | TRUE | wye
88 | LV_1-2_1_5_load_154 | 113 | 0.0032261 | 0.00080854 | 0 | 0 |  | 1 | TRUE | wye
89 | LV_1-2_1_5_load_155 | 114 | 0.0025127 | 0.00062973 | 0 | 0 |  | 1 | TRUE | wye
90 | LV_1-2_1_5_load_156 | 115 | 0.0025259 | 0.00063305 | 0 | 0 |  | 1 | TRUE | wye
91 | LV_1-2_1_5_load_157 | 116 | 0.0025452 | 0.00063789 | 0 | 0 |  | 1 | TRUE | wye
92 | LV_1-2_1_5_load_265 | 117 | 0.0020609 | 0.00051651 | 0 | 0 |  | 1 | TRUE | wye
93 | LV_1-2_1_5_load_266 | 118 | 0.0025582 | 0.00064116 | 0 | 0 |  | 1 | TRUE | wye
94 | LV_1-2_1_5_load_158 | 119 | 0.0097974 | 0.0024555 | 0 | 0 |  | 1 | TRUE | wye
95 | LV_1-2_1_5_load_159 | 120 | 0.0028051 | 0.00070302 | 0 | 0 |  | 1 | TRUE | wye
96 | LV_1-2_1_5_load_160 | 121 | 0.0056924 | 0.0014267 | 0 | 0 |  | 1 | TRUE | wye
97 | LV_1-2_1_5_load_161 | 122 | 0.0027459 | 0.00068819 | 0 | 0 |  | 1 | TRUE | wye
98 | LV_1-2_1_5_load_169 | 123 | 0.0029219 | 0.0007323 | 0 | 0 |  | 1 | TRUE | wye
99 | LV_1-2_1_5_load_171 | 124 | 0.0023953 | 0.00060033 | 0 | 0 |  | 1 | TRUE | wye
100 | LV_1-2_1_5_load_173 | 125 | 0.0054612 | 0.0013687 | 0 | 0 |  | 1 | TRUE | wye
101 | LV_1-2_1_5_load_175 | 126 | 0.0023044 | 0.00057754 | 0 | 0 |  | 1 | TRUE | wye
102 | LV_1-2_1_5_load_176 | 127 | 0.0013528 | 0.00033905 | 0 | 0 |  | 1 | TRUE | wye
103 | LV_1-2_1_5_load_177 | 128 | 0.0032497 | 0.00081445 | 0 | 0 |  | 1 | TRUE | wye
104 | LV_1-2_1_5_load_178 | 129 | 0.0031892 | 0.00079928 | 0 | 0 |  | 1 | TRUE | wye
105 | LV_1-2_1_5_load_180 | 130 | 0.0035243 | 0.00088327 | 0 | 0 |  | 1 | TRUE | wye
106 | LV_1-2_1_5_load_273 | 131 | 0.0020269 | 0.000508 | 0 | 0 |  | 1 | TRUE | wye
107 | LV_1-2_1_5_load_271 | 132 | 0.0030895 | 0.00077431 | 0 | 0 |  | 1 | TRUE | wye
108 | LV_1-2_1_5_load_234 | 133 | 0.0020378 | 0.00051071 | 0 | 0 |  | 1 | TRUE | wye
109 | LV_1-2_1_5_load_236 | 134 | 0.0017934 | 0.00044947 | 0 | 0 |  | 1 | TRUE | wye
110 | LV_1-2_1_5_load_238 | 135 | 0.0036351 | 0.00091105 | 0 | 0 |  | 1 | TRUE | wye
111 | LV_1-2_1_5_load_239 | 136 | 0.0018956 | 0.00047508 | 0 | 0 |  | 1 | TRUE | wye
112 | LV_1-2_1_5_load_256 | 137 | 0.0028763 | 0.00072086 | 0 | 0 |  | 1 | TRUE | wye
113 | LV_1-2_1_5_load_244 | 138 | 0.0027337 | 0.00068514 | 0 | 0 |  | 1 | TRUE | wye
114 | LV_1-2_1_5_load_269 | 139 | 0.0020991 | 0.00052608 | 0 | 0 |  | 1 | TRUE | wye
115 | LV_1-2_1_5_load_270 | 140 | 0.0036086 | 0.00090441 | 0 | 0 |  | 1 | TRUE | wye
116 | LV_1-2_1_5_load_272 | 141 | 0.0021505 | 0.00053897 | 0 | 0 |  | 1 | TRUE | wye
117 | LV_1-2_1_5_load_274 | 142 | 0.0026609 | 0.00066689 | 0 | 0 |  | 1 | TRUE | wye

## ext_grid
| name | bus | vm_pu | va_degree | slack_weight | in_service
0 |  | 60 | 1 | 0 | 1 | TRUE

## line
| name | std_type | from_bus | to_bus | length_km | r_ohm_per_km | x_ohm_per_km | c_nf_per_km | g_us_per_km | max_i_ka | df | parallel | type | in_service
0 | LV_1-2_1_5_line_0 |  | 0 | 1 | 0.058507 | 0.125 | 0.08 | 261 | 0 | 0.364 | 1 | 1 | cs | TRUE
1 | LV_1-2_1_5_line_1 |  | 0 | 2 | 0.0089674 | 0.125 | 0.08 | 261 | 0 | 0.364 | 1 | 1 | cs | TRUE
2 | LV_1-2_1_5_line_2 |  | 2 | 3 | 0.015492 | 0.125 | 0.08 | 261 | 0 | 0.364 | 1 | 1 | cs | TRUE
3 | LV_1-2_1_5_line_3 |  | 3 | 8 | 0.010104 | 0.125 | 0.08 | 261 | 0 | 0.364 | 1 | 1 | cs | TRUE
4 | LV_1-2_1_5_line_4 |  | 3 | 9 | 0.013805 | 0.125 | 0.08 | 261 | 0 | 0.364 | 1 | 1 | cs | TRUE
5 | LV_1-2_1_5_line_5 |  | 4 | 5 | 0.062894 | 0.125 | 0.08 | 261 | 0 | 0.364 | 1 | 1 | cs | TRUE
6 | LV_1-2_1_5_line_6 |  | 4 | 6 | 0.24096 | 0.125 | 0.08 | 261 | 0 | 0.364 | 1 | 1 | cs | TRUE
7 | LV_1-2_1_5_line_7 |  | 4 | 7 | 0.036991 | 0.125 | 0.08 | 261 | 0 | 0.364 | 1 | 1 | cs | TRUE
8 | LV_1-2_1_5_line_8 |  | 5 | 32 | 0.023416 | 0.125 | 0.08 | 261 | 0 | 0.364 | 1 | 1 | cs | TRUE
9 | LV_1-2_1_5_line_9 |  | 6 | 37 | 0.12106 | 0.125 | 0.08 | 261 | 0 | 0.364 | 1 | 1 | cs | TRUE
10 | LV_1-2_1_5_line_10 |  | 6 | 36 | 0.16866 | 0.125 | 0.08 | 261 | 0 | 0.364 | 1 | 1 | cs | TRUE
11 | LV_1-2_1_5_line_11 |  | 7 | 31 | 0.019168 | 0.125 | 0.08 | 261 | 0 | 0.364 | 1 | 1 | cs | TRUE
12 | LV_1-2_1_5_line_12 |  | 7 | 28 | 0.024314 | 0.125 | 0.08 | 261 | 0 | 0.364 | 1 | 1 | cs | TRUE
13 | LV_1-2_1_5_line_13 |  | 8 | 10 | 0.016778 | 0.125 | 0.08 | 261 | 0 | 0.364 | 1 | 1 | cs | TRUE
14 | LV_1-2_1_5_line_14 |  | 8 | 11 | 0.0010006 | 0.125 | 0.08 | 261 | 0 | 0.364 | 1 | 1 | cs | TRUE
15 | LV_1-2_1_5_line_15 |  | 9 | 12 | 0.013474 | 0.125 | 0.08 | 261 | 0 | 0.364 | 1 | 1 | cs | TRUE
16 | LV_1-2_1_5_line_16 |  | 10 | 13 | 0.009137 | 0.125 | 0.08 | 261 | 0 | 0.364 | 1 | 1 | cs | TRUE
17 | LV_1-2_1_5_line_17 |  | 12 | 14 | 0.021648 | 0.125 | 0.08 | 261 | 0 | 0.364 | 1 | 1 | cs | TRUE
18 | LV_1-2_1_5_line_18 |  | 13 | 15 | 0.027635 | 0.125 | 0.08 | 261 | 0 | 0.364 | 1 | 1 | cs | TRUE
19 | LV_1-2_1_5_line_19 |  | 14 | 17 | 0.0044282 | 0.125 | 0.08 | 261 | 0 | 0.364 | 1 | 1 | cs | TRUE
20 | LV_1-2_1_5_line_20 |  | 15 | 16 | 0.032895 | 0.125 | 0.08 | 261 | 0 | 0.364 | 1 | 1 | cs | TRUE
21 | LV_1-2_1_5_line_21 |  | 16 | 20 | 0.074069 | 0.125 | 0.08 | 261 | 0 | 0.364 | 1 | 1 | cs | TRUE
22 | LV_1-2_1_5_line_22 |  | 17 | 18 | 0.0021026 | 0.125 | 0.08 | 261 | 0 | 0.364 | 1 | 1 | cs | TRUE
23 | LV_1-2_1_5_line_23 |  | 18 | 19 | 0.0011193 | 0.125 | 0.08 | 261 | 0 | 0.364 | 1 | 1 | cs | TRUE
24 | LV_1-2_1_5_line_24 |  | 20 | 21 | 0.12142 | 0.125 | 0.08 | 261 | 0 | 0.364 | 1 | 1 | cs | TRUE
25 | LV_1-2_1_5_line_25 |  | 21 | 22 | 0.052241 | 0.125 | 0.08 | 261 | 0 | 0.364 | 1 | 1 | cs | TRUE
26 | LV_1-2_1_5_line_26 |  | 22 | 34 | 0.034946 | 0.125 | 0.08 | 261 | 0 | 0.364 | 1 | 1 | cs | TRUE
27 | LV_1-2_1_5_line_27 |  | 23 | 24 | 0.024545 | 0.125 | 0.08 | 261 | 0 | 0.364 | 1 | 1 | cs | TRUE
28 | LV_1-2_1_5_line_28 |  | 23 | 25 | 0.078191 | 0.125 | 0.08 | 261 | 0 | 0.364 | 1 | 1 | cs | TRUE
29 | LV_1-2_1_5_line_29 |  | 24 | 26 | 0.01382 | 0.125 | 0.08 | 261 | 0 | 0.364 | 1 | 1 | cs | TRUE
30 | LV_1-2_1_5_line_30 |  | 25 | 27 | 0.005139 | 0.125 | 0.08 | 261 | 0 | 0.364 | 1 | 1 | cs | TRUE
31 | LV_1-2_1_5_line_31 |  | 26 | 50 | 0.014637 | 0.125 | 0.08 | 261 | 0 | 0.364 | 1 | 1 | cs | TRUE
32 | LV_1-2_1_5_line_32 |  | 26 | 51 | 0.020997 | 0.125 | 0.08 | 261 | 0 | 0.364 | 1 | 1 | cs | TRUE
33 | LV_1-2_1_5_line_33 |  | 27 | 46 | 0.00063388 | 0.125 | 0.08 | 261 | 0 | 0.364 | 1 | 1 | cs | TRUE
34 | LV_1-2_1_5_line_34 |  | 29 | 30 | 0.0013589 | 0.125 | 0.08 | 261 | 0 | 0.364 | 1 | 1 | cs | TRUE
35 | LV_1-2_1_5_line_35 |  | 30 | 32 | 0.015733 | 0.125 | 0.08 | 261 | 0 | 0.364 | 1 | 1 | cs | TRUE
36 | LV_1-2_1_5_line_36 |  | 32 | 33 | 0.017384 | 0.125 | 0.08 | 261 | 0 | 0.364 | 1 | 1 | cs | TRUE
37 | LV_1-2_1_5_line_37 |  | 33 | 39 | 0.029443 | 0.125 | 0.08 | 261 | 0 | 0.364 | 1 | 1 | cs | TRUE
38 | LV_1-2_1_5_line_38 |  | 34 | 35 | 0.027156 | 0.125 | 0.08 | 261 | 0 | 0.364 | 1 | 1 | cs | TRUE
39 | LV_1-2_1_5_line_39 |  | 35 | 36 | 0.032125 | 0.125 | 0.08 | 261 | 0 | 0.364 | 1 | 1 | cs | TRUE
40 | LV_1-2_1_5_line_40 |  | 37 | 38 | 0.091774 | 0.125 | 0.08 | 261 | 0 | 0.364 | 1 | 1 | cs | TRUE
41 | LV_1-2_1_5_line_41 |  | 39 | 100 | 0.016746 | 0.125 | 0.08 | 261 | 0 | 0.364 | 1 | 1 | cs | TRUE
42 | LV_1-2_1_5_line_42 |  | 39 | 93 | 0.018169 | 0.125 | 0.08 | 261 | 0 | 0.364 | 1 | 1 | cs | TRUE
43 | LV_1-2_1_5_line_43 |  | 40 | 41 | 0.00040089 | 0.125 | 0.08 | 261 | 0 | 0.364 | 1 | 1 | cs | TRUE
44 | LV_1-2_1_5_line_44 |  | 41 | 42 | 0.00062434 | 0.125 | 0.08 | 261 | 0 | 0.364 | 1 | 1 | cs | TRUE
45 | LV_1-2_1_5_line_45 |  | 42 | 43 | 0.00063894 | 0.125 | 0.08 | 261 | 0 | 0.364 | 1 | 1 | cs | TRUE
46 | LV_1-2_1_5_line_46 |  | 43 | 44 | 0.023978 | 0.125 | 0.08 | 261 | 0 | 0.364 | 1 | 1 | cs | TRUE
47 | LV_1-2_1_5_line_47 |  | 44 | 45 | 0.011438 | 0.125 | 0.08 | 261 | 0 | 0.364 | 1 | 1 | cs | TRUE
48 | LV_1-2_1_5_line_48 |  | 45 | 59 | 0.017034 | 0.125 | 0.08 | 261 | 0 | 0.364 | 1 | 4 | cs | TRUE
49 | LV_1-2_1_5_line_49 |  | 45 | 109 | 0.018392 | 0.125 | 0.08 | 261 | 0 | 0.364 | 1 | 4 | cs | TRUE
50 | LV_1-2_1_5_line_50 |  | 46 | 47 | 0.006878 | 0.125 | 0.08 | 261 | 0 | 0.364 | 1 | 1 | cs | TRUE
51 | LV_1-2_1_5_line_51 |  | 47 | 48 | 0.009169 | 0.125 | 0.08 | 261 | 0 | 0.364 | 1 | 1 | cs | TRUE
52 | LV_1-2_1_5_line_52 |  | 48 | 49 | 0.011735 | 0.125 | 0.08 | 261 | 0 | 0.364 | 1 | 1 | cs | TRUE
53 | LV_1-2_1_5_line_53 |  | 49 | 52 | 0.026955 | 0.125 | 0.08 | 261 | 0 | 0.364 | 1 | 1 | cs | TRUE
54 | LV_1-2_1_5_line_54 |  | 50 | 126 | 0.012997 | 0.125 | 0.08 | 261 | 0 | 0.364 | 1 | 1 | cs | TRUE
55 | LV_1-2_1_5_line_55 |  | 51 | 123 | 0.01642 | 0.125 | 0.08 | 261 | 0 | 0.364 | 1 | 1 | cs | TRUE
56 | LV_1-2_1_5_line_56 |  | 52 | 81 | 0.018828 | 0.125 | 0.08 | 261 | 0 | 0.364 | 1 | 1 | cs | TRUE
57 | LV_1-2_1_5_line_57 |  | 53 | 54 | 0.0077713 | 0.125 | 0.08 | 261 | 0 | 0.364 | 1 | 4 | cs | TRUE
58 | LV_1-2_1_5_line_58 |  | 53 | 55 | 0.0065454 | 0.125 | 0.08 | 261 | 0 | 0.364 | 1 | 4 | cs | TRUE
59 | LV_1-2_1_5_line_59 |  | 54 | 56 | 0.0066425 | 0.125 | 0.08 | 261 | 0 | 0.364 | 1 | 4 | cs | TRUE
60 | LV_1-2_1_5_line_60 |  | 55 | 57 | 0.0067462 | 0.125 | 0.08 | 261 | 0 | 0.364 | 1 | 4 | cs | TRUE
61 | LV_1-2_1_5_line_61 |  | 56 | 58 | 5.7975e-05 | 0.125 | 0.08 | 261 | 0 | 0.364 | 1 | 4 | cs | TRUE
62 | LV_1-2_1_5_line_62 |  | 57 | 59 | 0.00099061 | 0.125 | 0.08 | 261 | 0 | 0.364 | 1 | 4 | cs | TRUE
63 | LV_1-2_1_5_line_63 |  | 58 | 60 | 0.0067977 | 0.125 | 0.08 | 261 | 0 | 0.364 | 1 | 4 | cs | TRUE
64 | LV_1-2_1_5_line_64 |  | 60 | 61 | 0.0081741 | 0.125 | 0.08 | 261 | 0 | 0.364 | 1 | 1 | cs | TRUE
65 | LV_1-2_1_5_line_65 |  | 61 | 122 | 0.0048278 | 0.125 | 0.08 | 261 | 0 | 0.364 | 1 | 1 | cs | TRUE
66 | LV_1-2_1_5_line_66 |  | 62 | 63 | 0.013443 | 0.125 | 0.08 | 261 | 0 | 0.364 | 1 | 1 | cs | TRUE
67 | LV_1-2_1_5_line_67 |  | 62 | 64 | 0.014881 | 0.125 | 0.08 | 261 | 0 | 0.364 | 1 | 1 | cs | TRUE
68 | LV_1-2_1_5_line_68 |  | 63 | 65 | 0.042877 | 0.125 | 0.08 | 261 | 0 | 0.364 | 1 | 1 | cs | TRUE
69 | LV_1-2_1_5_line_69 |  | 64 | 66 | 0.0054964 | 0.125 | 0.08 | 261 | 0 | 0.364 | 1 | 2 | cs | TRUE
70 | LV_1-2_1_5_line_70 |  | 64 | 67 | 0.043855 | 0.125 | 0.08 | 261 | 0 | 0.364 | 1 | 2 | cs | TRUE
71 | LV_1-2_1_5_line_71 |  | 66 | 68 | 0.0031556 | 0.125 | 0.08 | 261 | 0 | 0.364 | 1 | 4 | cs | TRUE
72 | LV_1-2_1_5_line_72 |  | 67 | 69 | 0.04145 | 0.125 | 0.08 | 261 | 0 | 0.364 | 1 | 1 | cs | TRUE
73 | LV_1-2_1_5_line_73 |  | 67 | 70 | 0.016292 | 0.125 | 0.08 | 261 | 0 | 0.364 | 1 | 1 | cs | TRUE
74 | LV_1-2_1_5_line_74 |  | 68 | 71 | 0.023615 | 0.125 | 0.08 | 261 | 0 | 0.364 | 1 | 4 | cs | TRUE
75 | LV_1-2_1_5_line_75 |  | 69 | 72 | 0.0157 | 0.125 | 0.08 | 261 | 0 | 0.364 | 1 | 1 | cs | TRUE
76 | LV_1-2_1_5_line_76 |  | 69 | 73 | 0.021715 | 0.125 | 0.08 | 261 | 0 | 0.364 | 1 | 1 | cs | TRUE
77 | LV_1-2_1_5_line_77 |  | 70 | 74 | 0.026028 | 0.125 | 0.08 | 261 | 0 | 0.364 | 1 | 1 | cs | TRUE
78 | LV_1-2_1_5_line_78 |  | 71 | 75 | 0.019258 | 0.125 | 0.08 | 261 | 0 | 0.364 | 1 | 4 | cs | TRUE
79 | LV_1-2_1_5_line_79 |  | 72 | 76 | 0.018144 | 0.125 | 0.08 | 261 | 0 | 0.364 | 1 | 1 | cs | TRUE
80 | LV_1-2_1_5_line_80 |  | 72 | 77 | 0.033017 | 0.125 | 0.08 | 261 | 0 | 0.364 | 1 | 1 | cs | TRUE
81 | LV_1-2_1_5_line_81 |  | 73 | 78 | 0.0028093 | 0.125 | 0.08 | 261 | 0 | 0.364 | 1 | 1 | cs | TRUE
82 | LV_1-2_1_5_line_82 |  | 74 | 79 | 0.026624 | 0.125 | 0.08 | 261 | 0 | 0.364 | 1 | 1 | cs | TRUE
83 | LV_1-2_1_5_line_83 |  | 74 | 80 | 0.008976 | 0.125 | 0.08 | 261 | 0 | 0.364 | 1 | 1 | cs | TRUE
84 | LV_1-2_1_5_line_84 |  | 75 | 83 | 0.022773 | 0.125 | 0.08 | 261 | 0 | 0.364 | 1 | 4 | cs | TRUE
85 | LV_1-2_1_5_line_85 |  | 75 | 82 | 0.003618 | 0.125 | 0.08 | 261 | 0 | 0.364 | 1 | 4 | cs | TRUE
86 | LV_1-2_1_5_line_86 |  | 76 | 131 | 0.0034422 | 0.125 | 0.08 | 261 | 0 | 0.364 | 1 | 1 | cs | TRUE
87 | LV_1-2_1_5_line_87 |  | 77 | 130 | 0.0034874 | 0.125 | 0.08 | 261 | 0 | 0.364 | 1 | 1 | cs | TRUE
88 | LV_1-2_1_5_line_88 |  | 78 | 133 | 0.014606 | 0.125 | 0.08 | 261 | 0 | 0.364 | 1 | 1 | cs | TRUE
89 | LV_1-2_1_5_line_89 |  | 79 | 107 | 0.0058031 | 0.125 | 0.08 | 261 | 0 | 0.364 | 1 | 1 | cs | TRUE
90 | LV_1-2_1_5_line_90 |  | 80 | 138 | 0.0023503 | 0.125 | 0.08 | 261 | 0 | 0.364 | 1 | 1 | cs | TRUE
91 | LV_1-2_1_5_line_91 |  | 81 | 82 | 0.048249 | 0.125 | 0.08 | 261 | 0 | 0.364 | 1 | 2 | cs | TRUE
92 | LV_1-2_1_5_line_92 |  | 83 | 84 | 0.0016653 | 0.125 | 0.08 | 261 | 0 | 0.364 | 1 | 4 | cs | TRUE
93 | LV_1-2_1_5_line_93 |  | 84 | 85 | 0.011682 | 0.125 | 0.08 | 261 | 0 | 0.364 | 1 | 1 | cs | TRUE
94 | LV_1-2_1_5_line_94 |  | 84 | 86 | 0.0052531 | 0.125 | 0.08 | 261 | 0 | 0.364 | 1 | 4 | cs | TRUE
95 | LV_1-2_1_5_line_95 |  | 85 | 118 | 0.026475 | 0.125 | 0.08 | 261 | 0 | 0.364 | 1 | 1 | cs | TRUE
96 | LV_1-2_1_5_line_96 |  | 86 | 105 | 0.029999 | 0.125 | 0.08 | 261 | 0 | 0.364 | 1 | 4 | cs | TRUE
97 | LV_1-2_1_5_line_97 |  | 87 | 88 | 0.016267 | 0.125 | 0.08 | 261 | 0 | 0.364 | 1 | 4 | cs | TRUE
98 | LV_1-2_1_5_line_98 |  | 87 | 89 | 0.0039147 | 0.125 | 0.08 | 261 | 0 | 0.364 | 1 | 4 | cs | TRUE
99 | LV_1-2_1_5_line_99 |  | 88 | 90 | 0.029398 | 0.125 | 0.08 | 261 | 0 | 0.364 | 1 | 4 | cs | TRUE
100 | LV_1-2_1_5_line_100 |  | 89 | 91 | 0.0046191 | 0.125 | 0.08 | 261 | 0 | 0.364 | 1 | 4 | cs | TRUE
101 | LV_1-2_1_5_line_101 |  | 90 | 92 | 0.0051167 | 0.125 | 0.08 | 261 | 0 | 0.364 | 1 | 4 | cs | TRUE
102 | LV_1-2_1_5_line_102 |  | 90 | 93 | 0.040378 | 0.125 | 0.08 | 261 | 0 | 0.364 | 1 | 1 | cs | TRUE
103 | LV_1-2_1_5_line_103 |  | 91 | 94 | 0.025376 | 0.125 | 0.08 | 261 | 0 | 0.364 | 1 | 1 | cs | TRUE
104 | LV_1-2_1_5_line_104 |  | 91 | 95 | 0.01396 | 0.125 | 0.08 | 261 | 0 | 0.364 | 1 | 4 | cs | TRUE
105 | LV_1-2_1_5_line_105 |  | 92 | 96 | 0.016574 | 0.125 | 0.08 | 261 | 0 | 0.364 | 1 | 4 | cs | TRUE
106 | LV_1-2_1_5_line_106 |  | 94 | 97 | 0.0058738 | 0.125 | 0.08 | 261 | 0 | 0.364 | 1 | 1 | cs | TRUE
107 | LV_1-2_1_5_line_107 |  | 95 | 98 | 0.0059153 | 0.125 | 0.08 | 261 | 0 | 0.364 | 1 | 4 | cs | TRUE
108 | LV_1-2_1_5_line_108 |  | 96 | 99 | 0.0060468 | 0.125 | 0.08 | 261 | 0 | 0.364 | 1 | 4 | cs | TRUE
109 | LV_1-2_1_5_line_109 |  | 97 | 101 | 0.0060164 | 0.125 | 0.08 | 261 | 0 | 0.364 | 1 | 1 | cs | TRUE
110 | LV_1-2_1_5_line_110 |  | 98 | 102 | 0.0059691 | 0.125 | 0.08 | 261 | 0 | 0.364 | 1 | 4 | cs | TRUE
111 | LV_1-2_1_5_line_111 |  | 99 | 108 | 0.0047937 | 0.125 | 0.08 | 261 | 0 | 0.364 | 1 | 4 | cs | TRUE
112 | LV_1-2_1_5_line_112 |  | 102 | 103 | 0.027607 | 0.125 | 0.08 | 261 | 0 | 0.364 | 1 | 4 | cs | TRUE
113 | LV_1-2_1_5_line_113 |  | 103 | 104 | 0.026229 | 0.125 | 0.08 | 261 | 0 | 0.364 | 1 | 4 | cs | TRUE
114 | LV_1-2_1_5_line_114 |  | 104 | 105 | 0.053796 | 0.125 | 0.08 | 261 | 0 | 0.364 | 1 | 4 | cs | TRUE
115 | LV_1-2_1_5_line_115 |  | 106 | 107 | 0.0058736 | 0.125 | 0.08 | 261 | 0 | 0.364 | 1 | 1 | cs | TRUE
116 | LV_1-2_1_5_line_116 |  | 108 | 109 | 0.019693 | 0.125 | 0.08 | 261 | 0 | 0.364 | 1 | 4 | cs | TRUE
117 | LV_1-2_1_5_line_117 |  | 110 | 111 | 0.0076595 | 0.125 | 0.08 | 261 | 0 | 0.364 | 1 | 1 | cs | TRUE
118 | LV_1-2_1_5_line_118 |  | 110 | 112 | 0.011087 | 0.125 | 0.08 | 261 | 0 | 0.364 | 1 | 1 | cs | TRUE
119 | LV_1-2_1_5_line_119 |  | 111 | 113 | 0.0046919 | 0.125 | 0.08 | 261 | 0 | 0.364 | 1 | 1 | cs | TRUE
120 | LV_1-2_1_5_line_120 |  | 112 | 114 | 0.022065 | 0.125 | 0.08 | 261 | 0 | 0.364 | 1 | 1 | cs | TRUE
121 | LV_1-2_1_5_line_121 |  | 113 | 115 | 0.008612 | 0.125 | 0.08 | 261 | 0 | 0.364 | 1 | 1 | cs | TRUE
122 | LV_1-2_1_5_line_122 |  | 114 | 116 | 0.0080065 | 0.125 | 0.08 | 261 | 0 | 0.364 | 1 | 1 | cs | TRUE
123 | LV_1-2_1_5_line_123 |  | 115 | 117 | 0.0067865 | 0.125 | 0.08 | 261 | 0 | 0.364 | 1 | 1 | cs | TRUE
124 | LV_1-2_1_5_line_124 |  | 117 | 118 | 0.00068178 | 0.125 | 0.08 | 261 | 0 | 0.364 | 1 | 1 | cs | TRUE
125 | LV_1-2_1_5_line_125 |  | 119 | 120 | 0.015559 | 0.125 | 0.08 | 261 | 0 | 0.364 | 1 | 1 | cs | TRUE
126 | LV_1-2_1_5_line_126 |  | 119 | 121 | 0.0013571 | 0.125 | 0.08 | 261 | 0 | 0.364 | 1 | 1 | cs | TRUE
127 | LV_1-2_1_5_line_127 |  | 120 | 122 | 0.00069475 | 0.125 | 0.08 | 261 | 0 | 0.364 | 1 | 1 | cs | TRUE
128 | LV_1-2_1_5_line_128 |  | 123 | 124 | 0.0034444 | 0.125 | 0.08 | 261 | 0 | 0.364 | 1 | 1 | cs | TRUE
129 | LV_1-2_1_5_line_129 |  | 124 | 125 | 0.017764 | 0.125 | 0.08 | 261 | 0 | 0.364 | 1 | 1 | cs | TRUE
130 | LV_1-2_1_5_line_130 |  | 127 | 128 | 0.024113 | 0.125 | 0.08 | 261 | 0 | 0.364 | 1 | 1 | cs | TRUE
131 | LV_1-2_1_5_line_131 |  | 127 | 129 | 0.0015838 | 0.125 | 0.08 | 261 | 0 | 0.364 | 1 | 1 | cs | TRUE
132 | LV_1-2_1_5_line_132 |  | 129 | 130 | 0.0034066 | 0.125 | 0.08 | 261 | 0 | 0.364 | 1 | 1 | cs | TRUE
133 | LV_1-2_1_5_line_133 |  | 131 | 132 | 0.021068 | 0.125 | 0.08 | 261 | 0 | 0.364 | 1 | 1 | cs | TRUE
134 | LV_1-2_1_5_line_134 |  | 132 | 139 | 0.021951 | 0.125 | 0.08 | 261 | 0 | 0.364 | 1 | 1 | cs | TRUE
135 | LV_1-2_1_5_line_135 |  | 133 | 134 | 0.0024591 | 0.125 | 0.08 | 261 | 0 | 0.364 | 1 | 1 | cs | TRUE
136 | LV_1-2_1_5_line_136 |  | 134 | 135 | 0.0085758 | 0.125 | 0.08 | 261 | 0 | 0.364 | 1 | 1 | cs | TRUE
137 | LV_1-2_1_5_line_137 |  | 135 | 136 | 0.024292 | 0.125 | 0.08 | 261 | 0 | 0.364 | 1 | 1 | cs | TRUE
138 | LV_1-2_1_5_line_138 |  | 136 | 137 | 0.097313 | 0.125 | 0.08 | 261 | 0 | 0.364 | 1 | 1 | cs | TRUE
139 | LV_1-2_1_5_line_139 |  | 139 | 140 | 0.024154 | 0.125 | 0.08 | 261 | 0 | 0.364 | 1 | 1 | cs | TRUE
140 | LV_1-2_1_5_line_140 |  | 140 | 141 | 0.00053074 | 0.125 | 0.08 | 261 | 0 | 0.364 | 1 | 1 | cs | TRUE
141 | LV_1-2_1_5_line_141 |  | 141 | 142 | 0.015517 | 0.125 | 0.08 | 261 | 0 | 0.364 | 1 | 1 | cs | TRUE

## trafo
| name | std_type | hv_bus | lv_bus | sn_mva | vn_hv_kv | vn_lv_kv | vk_percent | vkr_percent | pfe_kw | i0_percent | shift_degree | tap_side | tap_neutral | tap_min | tap_max | tap_step_percent | tap_step_degree | tap_pos | tap_phase_shifter | parallel | df | in_service
0 | LV_1-2_1_5_trafo_168 | 0.63 MVA 20/0.4 kV | 143 | 60 | 0.63 | 20 | 0.4 | 6 | 1.206 | 1.65 | 0.2619 | 150 | hv | 0 | -2 | 2 | 2.5 | 0 | 0 | FALSE | 1 | 1 | TRUE

## line_geodata
| x0 | y0 | x1 | y1 | x2 | y2 | x3 | y3 | x4 | y4 | x5 | y5 | x6 | y6 | x7 | y7 | x8 | y8
0 | 2678511.6901 | 1235220.1792 | 2678539.7777 | 1235207.5906 | 2678549.1805 | 1235206.2917 | 2678554.7177 | 1235208.8333 | 2678558.1611 | 1235214.594 | 2678558.9479 | 1235219.9683
1 | 2678560.1507 | 1235228.8545 | 2678559.3273 | 1235222.5593 | 2678558.9479 | 1235219.9683
2 | 2678566.2962 | 1235242.1762 | 2678561.2313 | 1235237.1168 | 2678560.1507 | 1235228.8545
3 | 2678566.2962 | 1235242.1762 | 2678574.9712 | 1235236.9539
4 | 2678566.2962 | 1235242.1762 | 2678555.0186 | 1235250.1389
5 | 2678908.6406 | 1235726.9488 | 2678957.1123 | 1235710.7258 | 2678967.8411 | 1235705.8633
6 | 2678908.6406 | 1235726.9488 | 2678683.4839 | 1235641.1147
7 | 2678908.6406 | 1235726.9488 | 2678907.6339 | 1235741.768 | 2678919.9756 | 1235760.1669
8 | 2678989.1684 | 1235696.1973 | 2678967.8411 | 1235705.8633
9 | 2678613.0822 | 1235715.9905 | 2678628.8299 | 1235696.1407 | 2678636.4872 | 1235684.8564 | 2678650.2643 | 1235673.2306 | 2678664.312 | 1235668.0352 | 2678674.9743 | 1235667.02 | 2678685.9694 | 1235668.2998 | 2678683.4839 | 1235641.1147
10 | 2678683.4839 | 1235641.1147 | 2678686.4291 | 1235626.7548 | 2678696.8804 | 1235535.4298 | 2678701.4286 | 1235523.4817 | 2678707.6917 | 1235518.6168 | 2678742.0573 | 1235495.5906
11 | 2678919.9756 | 1235760.1669 | 2678904.4912 | 1235771.5247
12 | 2678919.9756 | 1235760.1669 | 2678932.3862 | 1235758.5639 | 2678943.313 | 1235754.1094
13 | 2678574.9712 | 1235236.9539 | 2678574.1037 | 1235244.1697 | 2678569.9412 | 1235252.7206 | 2678569.9412 | 1235252.7206
14 | 2678574.9712 | 1235236.9539 | 2678575.8288 | 1235236.4384
15 | 2678544.0118 | 1235257.9104 | 2678555.0186 | 1235250.1389
16 | 2678569.9412 | 1235252.7206 | 2678564.9804 | 1235260.3936 | 2678564.9804 | 1235260.3936
17 | 2678526.0152 | 1235269.9109 | 2678531.6856 | 1235266.6135 | 2678544.0118 | 1235257.9104
18 | 2678548.0753 | 1235280.5833 | 2678547.7293 | 1235278.8117 | 2678549.4617 | 1235273.7311 | 2678564.9804 | 1235260.3936
19 | 2678526.0152 | 1235269.9109 | 2678522.1872 | 1235272.1369
20 | 2678548.0753 | 1235280.5833 | 2678548.8352 | 1235284.4747 | 2678552.4375 | 1235290.2374 | 2678559.3049 | 1235293.486 | 2678573.6722 | 1235291.2734
21 | 2678646.6296 | 1235281.8885 | 2678637.4948 | 1235280.6779 | 2678600.8435 | 1235288.8765 | 2678580.6473 | 1235290.1992 | 2678573.6722 | 1235291.2734
22 | 2678522.1872 | 1235272.1369 | 2678520.3695 | 1235273.1939
23 | 2678519.4019 | 1235273.7566 | 2678520.3695 | 1235273.1939
24 | 2678646.6296 | 1235281.8885 | 2678651.005 | 1235292.7095 | 2678652.085 | 1235308.3124 | 2678652.7043 | 1235315.848 | 2678658.7679 | 1235328.3481 | 2678664.4552 | 1235344.1121 | 2678669.7404 | 1235353.6664 | 2678693.2034 | 1235374.2581 | 2678700.9011 | 1235385.6679
25 | 2678700.9011 | 1235385.6679 | 2678731.898 | 1235427.7196
26 | 2678731.898 | 1235427.7196 | 2678752.633 | 1235455.8495
27 | 2678975.4107 | 1235934.5136 | 2678995.0869 | 1235949.1877
28 | 2678975.4107 | 1235934.5136 | 2679008.0246 | 1235893.9078 | 2679026.5101 | 1235875.4691
29 | 2679006.165 | 1235957.4495 | 2678995.0869 | 1235949.1877
30 | 2679026.5101 | 1235875.4691 | 2679030.1485 | 1235871.8399
31 | 2679006.165 | 1235957.4495 | 2678997.2898 | 1235969.0885
32 | 2679006.165 | 1235957.4495 | 2679019.3927 | 1235941.1429
33 | 2679030.5973 | 1235871.3923 | 2679030.5973 | 1235871.3923 | 2679030.1485 | 1235871.8399
34 | 2678994.9255 | 1235710.839 | 2678995.4228 | 1235712.1037
35 | 2678989.1684 | 1235696.1973 | 2678994.9255 | 1235710.839
36 | 2678989.1684 | 1235696.1973 | 2679004.0718 | 1235687.2486
37 | 2679029.3142 | 1235672.092 | 2679004.0718 | 1235687.2486
38 | 2678768.7455 | 1235477.7085 | 2678752.633 | 1235455.8495
39 | 2678768.7455 | 1235477.7085 | 2678742.0573 | 1235495.5906
40 | 2678613.0822 | 1235715.9905 | 2678608.3882 | 1235705.2543 | 2678609.1977 | 1235672.6868 | 2678605.5935 | 1235625.3507
41 | 2679029.3142 | 1235672.092 | 2679043.9131 | 1235663.8891
42 | 2679029.3142 | 1235672.092 | 2679039.1008 | 1235687.3995
43 | 2678975.2715 | 1235798.5798 | 2678975.6181 | 1235798.3782
44 | 2678975.6181 | 1235798.3782 | 2678976.1577 | 1235798.0643
45 | 2678976.1577 | 1235798.0643 | 2678976.71 | 1235797.7431
46 | 2678996.8332 | 1235784.74 | 2678985.5246 | 1235792.6159 | 2678976.71 | 1235797.7431
47 | 2679006.2189 | 1235778.2032 | 2678996.8332 | 1235784.74
48 | 2679006.2189 | 1235778.2032 | 2679016.1618 | 1235792.034
49 | 2679006.2189 | 1235778.2032 | 2679012.9641 | 1235769.5313 | 2679016.3343 | 1235762.9367
50 | 2679030.5973 | 1235871.3923 | 2679036.1096 | 1235867.2788
51 | 2679036.1096 | 1235867.2788 | 2679043.458 | 1235861.7951
52 | 2679052.8628 | 1235854.7768 | 2679043.458 | 1235861.7951
53 | 2679052.8628 | 1235854.7768 | 2679057.9863 | 1235850.9535 | 2679072.062 | 1235835.9639
54 | 2678997.2898 | 1235969.0885 | 2678989.4091 | 1235979.4235
55 | 2679029.7368 | 1235928.391 | 2679019.3927 | 1235941.1429
56 | 2679084.9506 | 1235822.2385 | 2679072.062 | 1235835.9639
57 | 2679024.4985 | 1235803.6306 | 2679024.4985 | 1235803.6306 | 2679030.8223 | 1235799.1137
58 | 2679024.4985 | 1235803.6306 | 2679020.6778 | 1235798.316
59 | 2679036.2275 | 1235795.2529 | 2679030.8223 | 1235799.1137
60 | 2679016.74 | 1235792.8384 | 2679020.6778 | 1235798.316
61 | 2679036.2747 | 1235795.2192 | 2679036.2275 | 1235795.2529
62 | 2679016.74 | 1235792.8384 | 2679016.1618 | 1235792.034
63 | 2679041.8062 | 1235791.2682 | 2679036.2747 | 1235795.2192
64 | 2679041.8062 | 1235791.2682 | 2679047.3754 | 1235787.2902 | 2679047.5424 | 1235785.9706
65 | 2679045.8742 | 1235781.8109 | 2679047.7645 | 1235784.2155 | 2679047.5424 | 1235785.9706
66 | 2679130.7216 | 1235856.5242 | 2679141.1493 | 1235848.0409
67 | 2679152.6924 | 1235838.6501 | 2679141.1493 | 1235848.0409
68 | 2679130.7216 | 1235856.5242 | 2679118.6447 | 1235866.3493 | 2679116.0008 | 1235879.0452 | 2679105.2467 | 1235888.5307
69 | 2679152.6924 | 1235838.6501 | 2679150.1415 | 1235833.7815
70 | 2679171.2943 | 1235877.8808 | 2679170.0228 | 1235869.369 | 2679152.6924 | 1235838.6501
71 | 2679150.1415 | 1235833.7815 | 2679148.677 | 1235830.9864
72 | 2679171.2943 | 1235877.8808 | 2679153.6747 | 1235915.4167
73 | 2679171.2943 | 1235877.8808 | 2679186.3471 | 1235871.6481
74 | 2679137.7171 | 1235810.0684 | 2679148.677 | 1235830.9864
75 | 2679145.3988 | 1235928.7713 | 2679153.6747 | 1235915.4167
76 | 2679153.6747 | 1235915.4167 | 2679173.058 | 1235925.2052
77 | 2679210.3956 | 1235861.6906 | 2679186.3471 | 1235871.6481
78 | 2679127.5667 | 1235793.7175 | 2679135.9313 | 1235806.6601 | 2679137.7171 | 1235810.0684
79 | 2679145.3988 | 1235928.7713 | 2679128.4105 | 1235922.3983
80 | 2679145.3988 | 1235928.7713 | 2679127.0955 | 1235956.2501
81 | 2679175.5657 | 1235926.4715 | 2679173.058 | 1235925.2052
82 | 2679210.3956 | 1235861.6906 | 2679207.1279 | 1235857.5886 | 2679203.2993 | 1235839.9253 | 2679202.9417 | 1235836.6391
83 | 2679210.3956 | 1235861.6906 | 2679219.1969 | 1235859.9286
84 | 2679127.5667 | 1235793.7175 | 2679134.2906 | 1235790.6382 | 2679148.2657 | 1235784.2232
85 | 2679127.5667 | 1235793.7175 | 2679124.3187 | 1235795.3114
86 | 2679125.1876 | 1235921.1893 | 2679128.4105 | 1235922.3983
87 | 2679127.0955 | 1235956.2501 | 2679125.1622 | 1235959.1526
88 | 2679190.0187 | 1235928.5834 | 2679175.5657 | 1235926.4715 | 2679175.5657 | 1235926.4715
89 | 2679202.9417 | 1235836.6391 | 2679202.314 | 1235830.8701
90 | 2679219.1969 | 1235859.9286 | 2679221.5015 | 1235859.4673
91 | 2679124.3187 | 1235795.3114 | 2679112.1248 | 1235801.295 | 2679095.5427 | 1235810.9587 | 2679084.9506 | 1235822.2385
92 | 2679149.7792 | 1235783.5285 | 2679148.2657 | 1235784.2232
93 | 2679149.7792 | 1235783.5285 | 2679145.7702 | 1235772.556
94 | 2679149.7792 | 1235783.5285 | 2679154.6755 | 1235781.6254
95 | 2679145.7702 | 1235772.556 | 2679141.2798 | 1235760.2657 | 2679133.4796 | 1235757.7823 | 2679128.8517 | 1235760.1636
96 | 2679182.637 | 1235770.7573 | 2679154.6755 | 1235781.6254
97 | 2679086.1092 | 1235728.6013 | 2679081.6088 | 1235722.3561 | 2679073.0456 | 1235722.0419 | 2679073.0456 | 1235722.0419
98 | 2679088.3978 | 1235731.7773 | 2679086.1092 | 1235728.6013
99 | 2679045.5773 | 1235722.2432 | 2679066.0047 | 1235726.7626 | 2679073.0456 | 1235722.0419
100 | 2679091.0982 | 1235735.5248 | 2679088.3978 | 1235731.7773
101 | 2679045.5773 | 1235722.2432 | 2679044.2927 | 1235727.1961
102 | 2679045.5773 | 1235722.2432 | 2679049.9427 | 1235705.8677 | 2679050.1528 | 1235700.8893 | 2679048.1166 | 1235695.792 | 2679044.482 | 1235689.6727 | 2679039.1008 | 1235687.3995
103 | 2679091.0982 | 1235735.5248 | 2679095.0872 | 1235743.4501 | 2679080.4679 | 1235751.1089
104 | 2679091.0982 | 1235735.5248 | 2679103.2509 | 1235728.6549
105 | 2679044.2927 | 1235727.1961 | 2679043.0483 | 1235731.9942 | 2679040.2599 | 1235735.6485 | 2679034.3782 | 1235739.4818
106 | 2679080.4679 | 1235751.1089 | 2679075.2649 | 1235753.8347
107 | 2679108.4003 | 1235725.7439 | 2679103.2509 | 1235728.6549
108 | 2679034.3782 | 1235739.4818 | 2679029.3122 | 1235742.7834
109 | 2679075.2649 | 1235753.8347 | 2679069.9355 | 1235756.6266
110 | 2679113.5966 | 1235722.8064 | 2679108.4003 | 1235725.7439
111 | 2679029.3122 | 1235742.7834 | 2679025.2961 | 1235745.4007
112 | 2679113.5966 | 1235722.8064 | 2679122.5547 | 1235717.7423 | 2679132.2478 | 1235732.0925
113 | 2679158.1138 | 1235727.7451 | 2679132.2478 | 1235732.0925
114 | 2679182.637 | 1235770.7573 | 2679178.6406 | 1235759.4295 | 2679180.7875 | 1235749.9738 | 2679166.3909 | 1235739.3078 | 2679158.1138 | 1235727.7451
115 | 2679201.6786 | 1235825.0309 | 2679202.314 | 1235830.8701
116 | 2679016.3343 | 1235762.9367 | 2679025.2961 | 1235745.4007 | 2679025.2961 | 1235745.4007
117 | 2679110.3811 | 1235769.6675 | 2679103.5703 | 1235773.1719
118 | 2679093.7119 | 1235778.2445 | 2679103.5703 | 1235773.1719
119 | 2679110.3811 | 1235769.6675 | 2679114.5531 | 1235767.5208
120 | 2679077.5587 | 1235792.5105 | 2679085.816 | 1235786.6346 | 2679089.73 | 1235780.2934 | 2679093.7119 | 1235778.2445
121 | 2679114.5531 | 1235767.5208 | 2679122.2109 | 1235763.5806
122 | 2679071.0352 | 1235797.1526 | 2679077.5587 | 1235792.5105
123 | 2679128.2454 | 1235760.4756 | 2679122.2109 | 1235763.5806
124 | 2679128.2454 | 1235760.4756 | 2679128.8517 | 1235760.1636
125 | 2679046.2223 | 1235781.2097 | 2679047.0051 | 1235779.8579 | 2679057.8242 | 1235770.978
126 | 2679058.8732 | 1235770.117 | 2679057.8242 | 1235770.978
127 | 2679046.2223 | 1235781.2097 | 2679045.8742 | 1235781.8109 | 2679045.8742 | 1235781.8109
128 | 2679029.7368 | 1235928.391 | 2679031.9067 | 1235925.7161
129 | 2679043.0978 | 1235911.9201 | 2679031.9067 | 1235925.7161
130 | 2679122.3957 | 1235963.306 | 2679109.0284 | 1235983.3742
131 | 2679123.2737 | 1235961.9878 | 2679122.3957 | 1235963.306
132 | 2679123.2737 | 1235961.9878 | 2679125.1622 | 1235959.1526
133 | 2679106.0389 | 1235922.6972 | 2679107.1932 | 1235920.946 | 2679116.911 | 1235918.0845 | 2679125.1876 | 1235921.1893
134 | 2679093.9578 | 1235941.0247 | 2679106.0389 | 1235922.6972
135 | 2679190.0187 | 1235928.5834 | 2679192.4519 | 1235928.939
136 | 2679192.4519 | 1235928.939 | 2679200.9376 | 1235930.1789 | 2679200.9376 | 1235930.1789
137 | 2679221.8203 | 1235942.517 | 2679207.6375 | 1235933.426 | 2679200.9376 | 1235930.1789
138 | 2679221.8203 | 1235942.517 | 2679257.1256 | 1236033.1999
139 | 2679093.9578 | 1235941.0247 | 2679080.6641 | 1235961.1919
140 | 2679080.372 | 1235961.635 | 2679080.6641 | 1235961.1919
141 | 2679071.832 | 1235974.5905 | 2679080.372 | 1235961.635

## bus_geodata
| x | y | coords
0 | 2678558.9479 | 1235219.9683
1 | 2678511.6901 | 1235220.1792
2 | 2678560.1507 | 1235228.8545
3 | 2678566.2962 | 1235242.1762
4 | 2678908.6406 | 1235726.9488
5 | 2678967.8411 | 1235705.8633
6 | 2678683.4839 | 1235641.1147
7 | 2678919.9756 | 1235760.1669
8 | 2678574.9712 | 1235236.9539
9 | 2678555.0186 | 1235250.1389
10 | 2678569.9412 | 1235252.7206
11 | 2678575.8288 | 1235236.4384
12 | 2678544.0118 | 1235257.9104
13 | 2678564.9804 | 1235260.3936
14 | 2678526.0152 | 1235269.9109
15 | 2678548.0753 | 1235280.5833
16 | 2678573.6722 | 1235291.2734
17 | 2678522.1872 | 1235272.1369
18 | 2678520.3695 | 1235273.1939
19 | 2678519.4019 | 1235273.7566
20 | 2678646.6296 | 1235281.8885
21 | 2678700.9011 | 1235385.6679
22 | 2678731.898 | 1235427.7196
23 | 2678975.4107 | 1235934.5136
24 | 2678995.0869 | 1235949.1877
25 | 2679026.5101 | 1235875.4691
26 | 2679006.165 | 1235957.4495
27 | 2679030.1485 | 1235871.8399
28 | 2678943.313 | 1235754.1094
29 | 2678995.4228 | 1235712.1037
30 | 2678994.9255 | 1235710.839
31 | 2678904.4912 | 1235771.5247
32 | 2678989.1684 | 1235696.1973
33 | 2679004.0718 | 1235687.2486
34 | 2678752.633 | 1235455.8495
35 | 2678768.7455 | 1235477.7085
36 | 2678742.0573 | 1235495.5906
37 | 2678613.0822 | 1235715.9905
38 | 2678605.5935 | 1235625.3507
39 | 2679029.3142 | 1235672.092
40 | 2678975.2715 | 1235798.5798
41 | 2678975.6181 | 1235798.3782
42 | 2678976.1577 | 1235798.0643
43 | 2678976.71 | 1235797.7431
44 | 2678996.8332 | 1235784.74
45 | 2679006.2189 | 1235778.2032
46 | 2679030.5973 | 1235871.3923
47 | 2679036.1096 | 1235867.2787
48 | 2679043.458 | 1235861.7951
49 | 2679052.8628 | 1235854.7768
50 | 2678997.2898 | 1235969.0885
51 | 2679019.3927 | 1235941.1429
52 | 2679072.062 | 1235835.9639
53 | 2679024.4985 | 1235803.6307
54 | 2679030.8223 | 1235799.1137
55 | 2679020.6778 | 1235798.316
56 | 2679036.2275 | 1235795.2529
57 | 2679016.74 | 1235792.8384
58 | 2679036.2747 | 1235795.2192
59 | 2679016.1618 | 1235792.034
60 | 2679041.8062 | 1235791.2682
61 | 2679047.5424 | 1235785.9706
62 | 2679141.1493 | 1235848.0409
63 | 2679130.7216 | 1235856.5242
64 | 2679152.6924 | 1235838.6501
65 | 2679105.2467 | 1235888.5307
66 | 2679150.1415 | 1235833.7815
67 | 2679171.2943 | 1235877.8808
68 | 2679148.677 | 1235830.9864
69 | 2679153.6747 | 1235915.4167
70 | 2679186.3471 | 1235871.6481
71 | 2679137.7171 | 1235810.0684
72 | 2679145.3988 | 1235928.7713
73 | 2679173.058 | 1235925.2052
74 | 2679210.3956 | 1235861.6906
75 | 2679127.5667 | 1235793.7175
76 | 2679128.4105 | 1235922.3983
77 | 2679127.0955 | 1235956.2501
78 | 2679175.5657 | 1235926.4715
79 | 2679202.9417 | 1235836.6391
80 | 2679219.1969 | 1235859.9286
81 | 2679084.9506 | 1235822.2385
82 | 2679124.3187 | 1235795.3114
83 | 2679148.2657 | 1235784.2232
84 | 2679149.7792 | 1235783.5285
85 | 2679145.7702 | 1235772.556
86 | 2679154.6755 | 1235781.6254
87 | 2679086.1092 | 1235728.6013
88 | 2679073.0456 | 1235722.0419
89 | 2679088.3978 | 1235731.7773
90 | 2679045.5773 | 1235722.2432
91 | 2679091.0982 | 1235735.5248
92 | 2679044.2927 | 1235727.1961
93 | 2679039.1008 | 1235687.3995
94 | 2679080.4679 | 1235751.1089
95 | 2679103.2509 | 1235728.6549
96 | 2679034.3782 | 1235739.4818
97 | 2679075.2649 | 1235753.8347
98 | 2679108.4003 | 1235725.7439
99 | 2679029.3122 | 1235742.7834
100 | 2679043.9131 | 1235663.8891
101 | 2679069.9355 | 1235756.6266
102 | 2679113.5966 | 1235722.8064
103 | 2679132.2477 | 1235732.0925
104 | 2679158.1138 | 1235727.7451
105 | 2679182.637 | 1235770.7573
106 | 2679201.6786 | 1235825.0309
107 | 2679202.314 | 1235830.8701
108 | 2679025.2961 | 1235745.4007
109 | 2679016.3343 | 1235762.9367
110 | 2679103.5703 | 1235773.1719
111 | 2679110.3811 | 1235769.6675
112 | 2679093.7119 | 1235778.2445
113 | 2679114.5531 | 1235767.5208
114 | 2679077.5587 | 1235792.5105
115 | 2679122.2109 | 1235763.5806
116 | 2679071.0352 | 1235797.1526
117 | 2679128.2454 | 1235760.4756
118 | 2679128.8517 | 1235760.1636
119 | 2679057.8242 | 1235770.978
120 | 2679046.2223 | 1235781.2097
121 | 2679058.8732 | 1235770.117
122 | 2679045.8742 | 1235781.8109
123 | 2679029.7368 | 1235928.391
124 | 2679031.9067 | 1235925.7161
125 | 2679043.0978 | 1235911.9201
126 | 2678989.4091 | 1235979.4235
127 | 2679122.3957 | 1235963.306
128 | 2679109.0284 | 1235983.3742
129 | 2679123.2737 | 1235961.9878
130 | 2679125.1622 | 1235959.1526
131 | 2679125.1876 | 1235921.1893
132 | 2679106.0389 | 1235922.6972
133 | 2679190.0187 | 1235928.5834
134 | 2679192.4519 | 1235928.939
135 | 2679200.9376 | 1235930.1789
136 | 2679221.8203 | 1235942.517
137 | 2679257.1256 | 1236033.1999
138 | 2679221.5015 | 1235859.4673
139 | 2679093.9578 | 1235941.0247
140 | 2679080.6641 | 1235961.1919
141 | 2679080.372 | 1235961.635
142 | 2679071.832 | 1235974.5905
143 | 2679062.6686 | 1235767.0018

## line_std_types
| c_nf_per_km | r_ohm_per_km | x_ohm_per_km | max_i_ka | type | q_mm2 | alpha | voltage_rating
NAYY 4x50 SE | 210 | 0.642 | 0.083 | 0.142 | cs | 50 | 0.00403 | LV
NAYY 4x120 SE | 264 | 0.225 | 0.08 | 0.242 | cs | 120 | 0.00403 | LV
NAYY 4x150 SE | 261 | 0.208 | 0.08 | 0.27 | cs | 150 | 0.00403 | LV
NA2XS2Y 1x95 RM/25 12/20 kV | 216 | 0.313 | 0.132 | 0.252 | cs | 95 | 0.00403 | MV
NA2XS2Y 1x185 RM/25 12/20 kV | 273 | 0.161 | 0.117 | 0.362 | cs | 185 | 0.00403 | MV
NA2XS2Y 1x240 RM/25 12/20 kV | 304 | 0.122 | 0.112 | 0.421 | cs | 240 | 0.00403 | MV
NA2XS2Y 1x95 RM/25 6/10 kV | 315 | 0.313 | 0.123 | 0.249 | cs | 95 | 0.00403 | MV
NA2XS2Y 1x185 RM/25 6/10 kV | 406 | 0.161 | 0.11 | 0.358 | cs | 185 | 0.00403 | MV
NA2XS2Y 1x240 RM/25 6/10 kV | 456 | 0.122 | 0.105 | 0.416 | cs | 240 | 0.00403 | MV
NA2XS2Y 1x150 RM/25 12/20 kV | 250 | 0.206 | 0.116 | 0.319 | cs | 150 | 0.00403 | MV
NA2XS2Y 1x120 RM/25 12/20 kV | 230 | 0.253 | 0.119 | 0.283 | cs | 120 | 0.00403 | MV
NA2XS2Y 1x70 RM/25 12/20 kV | 190 | 0.443 | 0.132 | 0.22 | cs | 70 | 0.00403 | MV
NA2XS2Y 1x150 RM/25 6/10 kV | 360 | 0.206 | 0.11 | 0.315 | cs | 150 | 0.00403 | MV
NA2XS2Y 1x120 RM/25 6/10 kV | 340 | 0.253 | 0.113 | 0.28 | cs | 120 | 0.00403 | MV
NA2XS2Y 1x70 RM/25 6/10 kV | 280 | 0.443 | 0.123 | 0.217 | cs | 70 | 0.00403 | MV
N2XS(FL)2Y 1x120 RM/35 64/110 kV | 112 | 0.153 | 0.166 | 0.366 | cs | 120 | 0.00393 | HV
N2XS(FL)2Y 1x185 RM/35 64/110 kV | 125 | 0.099 | 0.156 | 0.457 | cs | 185 | 0.00393 | HV
N2XS(FL)2Y 1x240 RM/35 64/110 kV | 135 | 0.075 | 0.149 | 0.526 | cs | 240 | 0.00393 | HV
N2XS(FL)2Y 1x300 RM/35 64/110 kV | 144 | 0.06 | 0.144 | 0.588 | cs | 300 | 0.00393 | HV
15-AL1/3-ST1A 0.4 | 11 | 1.8769 | 0.35 | 0.105 | ol | 16 | 0.00403 | LV
24-AL1/4-ST1A 0.4 | 11.25 | 1.2012 | 0.335 | 0.14 | ol | 24 | 0.00403 | LV
48-AL1/8-ST1A 0.4 | 12.2 | 0.5939 | 0.3 | 0.21 | ol | 48 | 0.00403 | LV
94-AL1/15-ST1A 0.4 | 13.2 | 0.306 | 0.29 | 0.35 | ol | 94 | 0.00403 | LV
34-AL1/6-ST1A 10.0 | 9.7 | 0.8342 | 0.36 | 0.17 | ol | 34 | 0.00403 | MV
48-AL1/8-ST1A 10.0 | 10.1 | 0.5939 | 0.35 | 0.21 | ol | 48 | 0.00403 | MV
70-AL1/11-ST1A 10.0 | 10.4 | 0.4132 | 0.339 | 0.29 | ol | 70 | 0.00403 | MV
94-AL1/15-ST1A 10.0 | 10.75 | 0.306 | 0.33 | 0.35 | ol | 94 | 0.00403 | MV
122-AL1/20-ST1A 10.0 | 11.1 | 0.2376 | 0.323 | 0.41 | ol | 122 | 0.00403 | MV
149-AL1/24-ST1A 10.0 | 11.25 | 0.194 | 0.315 | 0.47 | ol | 149 | 0.00403 | MV
34-AL1/6-ST1A 20.0 | 9.15 | 0.8342 | 0.382 | 0.17 | ol | 34 | 0.00403 | MV
48-AL1/8-ST1A 20.0 | 9.5 | 0.5939 | 0.372 | 0.21 | ol | 48 | 0.00403 | MV
70-AL1/11-ST1A 20.0 | 9.7 | 0.4132 | 0.36 | 0.29 | ol | 70 | 0.00403 | MV
94-AL1/15-ST1A 20.0 | 10 | 0.306 | 0.35 | 0.35 | ol | 94 | 0.00403 | MV
122-AL1/20-ST1A 20.0 | 10.3 | 0.2376 | 0.344 | 0.41 | ol | 122 | 0.00403 | MV
149-AL1/24-ST1A 20.0 | 10.5 | 0.194 | 0.337 | 0.47 | ol | 149 | 0.00403 | MV
184-AL1/30-ST1A 20.0 | 10.75 | 0.1571 | 0.33 | 0.535 | ol | 184 | 0.00403 | MV
243-AL1/39-ST1A 20.0 | 11 | 0.1188 | 0.32 | 0.645 | ol | 243 | 0.00403 | MV
48-AL1/8-ST1A 110.0 | 8 | 0.5939 | 0.46 | 0.21 | ol | 48 | 0.00403 | HV
70-AL1/11-ST1A 110.0 | 8.4 | 0.4132 | 0.45 | 0.29 | ol | 70 | 0.00403 | HV
94-AL1/15-ST1A 110.0 | 8.65 | 0.306 | 0.44 | 0.35 | ol | 94 | 0.00403 | HV
122-AL1/20-ST1A 110.0 | 8.5 | 0.2376 | 0.43 | 0.41 | ol | 122 | 0.00403 | HV
149-AL1/24-ST1A 110.0 | 8.75 | 0.194 | 0.41 | 0.47 | ol | 149 | 0.00403 | HV
184-AL1/30-ST1A 110.0 | 8.8 | 0.1571 | 0.4 | 0.535 | ol | 184 | 0.00403 | HV
243-AL1/39-ST1A 110.0 | 9 | 0.1188 | 0.39 | 0.645 | ol | 243 | 0.00403 | HV
305-AL1/39-ST1A 110.0 | 9.2 | 0.0949 | 0.38 | 0.74 | ol | 305 | 0.00403 | HV
490-AL1/64-ST1A 110.0 | 9.75 | 0.059 | 0.37 | 0.96 | ol | 490 | 0.00403 | HV
679-AL1/86-ST1A 110.0 | 9.95 | 0.042 | 0.36 | 1.15 | ol | 679 | 0.00403 | HV
490-AL1/64-ST1A 220.0 | 10 | 0.059 | 0.285 | 0.96 | ol | 490 | 0.00403 | HV
679-AL1/86-ST1A 220.0 | 11.7 | 0.042 | 0.275 | 1.15 | ol | 679 | 0.00403 | HV
490-AL1/64-ST1A 380.0 | 11 | 0.059 | 0.253 | 0.96 | ol | 490 | 0.00403 | HV
679-AL1/86-ST1A 380.0 | 14.6 | 0.042 | 0.25 | 1.15 | ol | 679 | 0.00403 | HV

## trafo_std_types
| i0_percent | pfe_kw | vkr_percent | sn_mva | vn_lv_kv | vn_hv_kv | vk_percent | shift_degree | vector_group | tap_side | tap_neutral | tap_min | tap_max | tap_step_degree | tap_step_percent | tap_phase_shifter
160 MVA 380/110 kV | 0.06 | 60 | 0.25 | 160 | 110 | 380 | 12.2 | 0 | Yy0 | hv | 0 | -9 | 9 | 0 | 1.5 | FALSE
100 MVA 220/110 kV | 0.06 | 55 | 0.26 | 100 | 110 | 220 | 12 | 0 | Yy0 | hv | 0 | -9 | 9 | 0 | 1.5 | FALSE
63 MVA 110/20 kV | 0.04 | 22 | 0.32 | 63 | 20 | 110 | 18 | 150 | YNd5 | hv | 0 | -9 | 9 | 0 | 1.5 | FALSE
40 MVA 110/20 kV | 0.05 | 18 | 0.34 | 40 | 20 | 110 | 16.2 | 150 | YNd5 | hv | 0 | -9 | 9 | 0 | 1.5 | FALSE
25 MVA 110/20 kV | 0.07 | 14 | 0.41 | 25 | 20 | 110 | 12 | 150 | YNd5 | hv | 0 | -9 | 9 | 0 | 1.5 | FALSE
63 MVA 110/10 kV | 0.04 | 22 | 0.32 | 63 | 10 | 110 | 18 | 150 | YNd5 | hv | 0 | -9 | 9 | 0 | 1.5 | FALSE
40 MVA 110/10 kV | 0.05 | 18 | 0.34 | 40 | 10 | 110 | 16.2 | 150 | YNd5 | hv | 0 | -9 | 9 | 0 | 1.5 | FALSE
25 MVA 110/10 kV | 0.07 | 14 | 0.41 | 25 | 10 | 110 | 12 | 150 | YNd5 | hv | 0 | -9 | 9 | 0 | 1.5 | FALSE
0.25 MVA 20/0.4 kV | 0.32 | 0.8 | 1.44 | 0.25 | 0.4 | 20 | 6 | 150 | Yzn5 | hv | 0 | -2 | 2 | 0 | 2.5 | FALSE
0.4 MVA 20/0.4 kV | 0.3375 | 1.35 | 1.425 | 0.4 | 0.4 | 20 | 6 | 150 | Dyn5 | hv | 0 | -2 | 2 | 0 | 2.5 | FALSE
0.63 MVA 20/0.4 kV | 0.2619 | 1.65 | 1.206 | 0.63 | 0.4 | 20 | 6 | 150 | Dyn5 | hv | 0 | -2 | 2 | 0 | 2.5 | FALSE
0.25 MVA 10/0.4 kV | 0.24 | 0.6 | 1.2 | 0.25 | 0.4 | 10 | 4 | 150 | Dyn5 | hv | 0 | -2 | 2 | 0 | 2.5 | FALSE
0.4 MVA 10/0.4 kV | 0.2375 | 0.95 | 1.325 | 0.4 | 0.4 | 10 | 4 | 150 | Dyn5 | hv | 0 | -2 | 2 | 0 | 2.5 | FALSE
0.63 MVA 10/0.4 kV | 0.1873 | 1.18 | 1.0794 | 0.63 | 0.4 | 10 | 4 | 150 | Dyn5 | hv | 0 | -2 | 2 | 0 | 2.5 | FALSE

## trafo3w_std_types
| sn_hv_mva | sn_mv_mva | sn_lv_mva | vn_hv_kv | vn_mv_kv | vn_lv_kv | vk_hv_percent | vk_mv_percent | vk_lv_percent | vkr_hv_percent | vkr_mv_percent | vkr_lv_percent | pfe_kw | i0_percent | shift_mv_degree | shift_lv_degree | vector_group | tap_side | tap_neutral | tap_min | tap_max | tap_step_percent
63/25/38 MVA 110/20/10 kV | 63 | 25 | 38 | 110 | 20 | 10 | 10.4 | 10.4 | 10.4 | 0.28 | 0.32 | 0.35 | 35 | 0.89 | 0 | 0 | YN0yn0yn0 | hv | 0 | -10 | 10 | 1.2
63/25/38 MVA 110/10/10 kV | 63 | 25 | 38 | 110 | 10 | 10 | 10.4 | 10.4 | 10.4 | 0.28 | 0.32 | 0.35 | 35 | 0.89 | 0 | 0 | YN0yn0yn0 | hv | 0 | -10 | 10 | 1.2

## fuse_std_types
| fuse_type | i_rated_a | t_avg | t_min | t_total | x_avg | x_min | x_total
HV 100A | HV 100A | 100 | 0 | [10.0, 3.64, 0.854, 0.281, 0.1, 0.0531, 0.022, 0.01] | [10.0, 4.267, 1.21, 0.403, 0.1, 0.058, 0.022, 0.01] | 0 | [300.0, 350.0, 450.0, 550.0, 700.0, 850.0, 1200.0, 1752.0] | [600.0, 700.0, 900.0, 1150.0, 1665.0, 2000.0, 3000.0, 4313.0]
HV 10A | HV 10A | 10 | 0 | [10.0, 1675.0, 0.344, 0.156, 0.1, 0.0417, 0.0171, 0.01] | [10.0, 1.3, 0.3, 0.155, 0.1, 0.0555, 0.023, 0.01] | 0 | [30.0, 32.0, 35.0, 37.0, 39.0, 50.0, 70.0, 88.0] | [60.0, 70.0, 80.0, 87.0, 94.0, 110.0, 150.0, 216.0]
HV 125A | HV 125A | 125 | 0 | [10.0, 1.82, 0.344, 0.1, 0.0467, 0.0269, 0.01] | [10.0, 2.478, 0.426, 0.1, 0.0427, 0.0211, 0.01] | 0 | [375.0, 500.0, 700.0, 925.0, 1200.0, 1500.0, 2341.0] | [750.0, 1000.0, 1500.0, 2200.0, 3000.0, 4000.0, 5765.0]
HV 160A | HV 160A | 160 | 0 | [10.0, 4.15, 1.03, 0.198, 0.1, 0.051, 0.0172, 0.01] | [10.0, 2.3, 0.734, 0.274, 0.1, 0.046, 0.0177, 0.01] | 0 | [480.0, 550.0, 700.0, 1000.0, 1260.0, 1600.0, 2500.0, 3227.0] | [960.0, 1300.0, 1700.0, 2200.0, 2996.0, 4000.0, 6000.0, 7946.0]
HV 16A | HV 16A | 16 | 0 | [10.0, 0.352, 0.164, 0.1, 0.0649, 0.0342, 0.01] | [10.0, 2.34, 0.722, 0.181, 0.1, 0.055, 0.0296, 0.01] | 0 | [48.0, 60.0, 65.0, 71.0, 80.0, 100.0, 162.0] | [96.0, 110.0, 125.0, 150.0, 168.0, 200.0, 250.0, 398.0]
HV 200A | HV 200A | 200 | 0 | [10.0, 4.267, 1.21, 0.403, 0.1, 0.058, 0.022, 0.01] | [10.0, 3.73, 1.654, 0.328, 0.1, 0.0531, 0.019, 0.01] | 0 | [600.0, 700.0, 900.0, 1150.0, 1665.0, 2000.0, 3000.0, 4313.0] | [1200.0, 1500.0, 1800.0, 2700.0, 3960.0, 5000.0, 7500.0, 10620.0]
HV 20A | HV 20A | 20 | 0 | [10.0, 1.3, 0.3, 0.155, 0.1, 0.0555, 0.023, 0.01] | [10.0, 1.3, 0.161, 0.1, 0.0611, 0.0399, 0.0141, 0.01] | 0 | [60.0, 70.0, 80.0, 87.0, 94.0, 110.0, 150.0, 216.0] | [120.0, 150.0, 200.0, 223.0, 260.0, 300.0, 450.0, 532.0]
HV 25A | HV 25A | 25 | 0 | [10.0, 2.512, 0.833, 0.299, 0.1, 0.0372, 0.0223, 0.01] | [10.0, 3.125, 0.597, 0.198, 0.1, 0.0378, 0.022, 0.01] | 0 | [75.0, 82.0, 90.0, 100.0, 124.0, 170.0, 200.0, 289.0] | [150.0, 170.0, 210.0, 250.0, 294.0, 400.0, 500.0, 711.0]
HV 31.5A | HV 31.5A | 31.5 | 0 | [10.0, 2.34, 0.722, 0.181, 0.1, 0.055, 0.0296, 0.01] | [10.0, 2.84, 0.368, 0.164, 0.1, 0.0621, 0.0378, 0.0195, 0.01] | 0 | [95.0, 110.0, 125.0, 150.0, 165.0, 200.0, 250.0, 390.0] | [189.0, 220.0, 300.0, 350.0, 393.0, 450.0, 530.0, 700.0, 960.0]
HV 40A | HV 40A | 40 | 0 | [10.0, 1.3, 0.161, 0.1, 0.0611, 0.0399, 0.0141, 0.01] | [10.0, 2.05, 0.369, 0.198, 0.1, 0.051, 0.0298, 0.01] | 0 | [120.0, 150.0, 200.0, 223.0, 260.0, 300.0, 450.0, 532.0] | [240.0, 300.0, 400.0, 450.0, 530.0, 650.0, 800.0, 1311.0]
HV 50A | HV 50A | 50 | 0 | [10.0, 3.215, 0.597, 0.198, 0.1, 0.0378, 0.022, 0.01] | [10.0, 3.64, 0.854, 0.281, 0.1, 0.0531, 0.022, 0.01] | 0 | [150.0, 170.0, 210.0, 250.0, 294.0, 400.0, 500.0, 711.0] | [300.0, 350.0, 450.0, 550.0, 700.0, 850.0, 1200.0, 1752.0]
HV 6.3A | HV 6.3A | 6.3 | 0 | [10.0, 1.39, 0.344, 0.168, 0.1, 0.056, 0.0263, 0.01] | [10.0, 1.711, 0.516, 0.198, 0.1, 0.0634, 0.0303, 0.01] | 0 | [19.0, 19.5, 20.4, 20.8, 22.0, 25.0, 32.0, 48.0] | [38.0, 40.0, 43.0, 48.0, 53.0, 60.0, 75.0, 118.0]
HV 63A | HV 63A | 63 | 0 | [10.0, 2.84, 0.368, 0.164, 0.1, 0.0621, 0.0378, 0.0195, 0.01] | [10.0, 1.82, 0.344, 0.1, 0.0467, 0.0269, 0.01] | 0 | [189.0, 220.0, 300.0, 350.0, 393.0, 450.0, 530.0, 700.0, 961.0] | [378.0, 500.0, 700.0, 934.0, 1200.0, 1500.0, 2366.0]
HV 80A | HV 80A | 80 | 0 | [10.0, 2.05, 0.369, 0.198, 0.1, 0.051, 0.0298, 0.01] | [10.0, 4.15, 1.03, 0.198, 0.1, 0.051, 0.0172, 0.01] | 0 | [240.0, 300.0, 400.0, 450.0, 530.0, 650.0, 800.0, 1311.0] | [480.0, 550.0, 700.0, 1000.0, 1260.0, 1600.0, 2500.0, 3227.0]
Siemens NH-1-100 | Siemens NH-1-100 | 100 | [5400.0, 2000.0, 400.0, 20.0, 1.0, 0.2, 0.012, 0.004] | 0 | 0 | [150.0, 190.0, 250.0, 430.0, 900.0, 1250.0, 2700.0, 3600.0] | 0 | 0
Siemens NH-1-125 | Siemens NH-1-125 | 125 | [4800.0, 120.0, 7.0, 0.1, 0.004] | 0 | 0 | [180.0, 400.0, 740.0, 2000.0, 4250.0] | 0 | 0
Siemens NH-1-16 | Siemens NH-1-16 | 16 | [4000.0, 400.0, 2.0, 0.1, 0.04, 0.01] | 0 | 0 | [26.0, 35.0, 75.0, 150.0, 200.0, 300.0] | 0 | 0
Siemens NH-1-160 | Siemens NH-1-160 | 160 | [4800.0, 120.0, 7.0, 0.1, 0.004] | 0 | 0 | [210.0, 500.0, 900.0, 2300.0, 5000.0] | 0 | 0
Siemens NH-1-25 | Siemens NH-1-25 | 25 | [4000.0, 1000.0, 10.0, 0.2, 0.02, 0.01] | 0 | 0 | [40.0, 50.0, 100.0, 210.0, 400.0, 500.0] | 0 | 0
Siemens NH-1-50 | Siemens NH-1-50 | 50 | [4000.0, 40.0, 4.0, 1.0, 0.02, 0.01] | 0 | 0 | [86.0, 200.0, 300.0, 400.0, 1000.0, 1280.0] | 0 | 0
Siemens NH-1-63 | Siemens NH-1-63 | 63 | [4000.0, 100.0, 10.0, 2.0, 0.04, 0.01] | 0 | 0 | [100.0, 200.0, 300.0, 400.0, 1000.0, 1500.0] | 0 | 0
Siemens NH-1-80 | Siemens NH-1-80 | 80 | [4800.0, 120.0, 7.0, 0.1, 0.01] | 0 | 0 | [150.58, 250.0, 450.0, 1150.0, 2470.0] | 0 | 0
Siemens NH-2-1000 | Siemens NH-2-1000 | 1000 | [4800.0, 120.0, 7.0, 0.1, 0.004] | 0 | 0 | [1900.0, 3500.0, 8400.0, 24000.0, 52000.0] | 0 | 0
Siemens NH-2-200 | Siemens NH-2-200 | 200 | [4800.0, 120.0, 7.0, 0.1, 0.004] | 0 | 0 | [280.0, 650.0, 1200.0, 3000.0, 7000.0] | 0 | 0
Siemens NH-2-224 | Siemens NH-2-224 | 224 | [4800.0, 120.0, 7.0, 0.2, 0.04, 0.004] | 0 | 0 | [400.0, 750.0, 1453.0, 3025.0, 4315.0, 7600.0] | 0 | 0
Siemens NH-2-250 | Siemens NH-2-250 | 250 | [4800.0, 120.0, 7.0, 0.1, 0.004] | 0 | 0 | [450.0, 800.0, 1650.0, 4000.0, 8500.0] | 0 | 0
Siemens NH-2-315 | Siemens NH-2-315 | 315 | [4800.0, 120.0, 7.0, 0.1, 0.004] | 0 | 0 | [550.0, 920.0, 1900.0, 5000.0, 11000.0] | 0 | 0
Siemens NH-2-355 | Siemens NH-2-355 | 355 | [4800.0, 120.0, 6.0, 0.1, 0.004] | 0 | 0 | [650.0, 1116.27, 2350.0, 5840.0, 12790.0] | 0 | 0
Siemens NH-2-400 | Siemens NH-2-400 | 400 | [4800.0, 120.0, 7.0, 0.1, 0.004] | 0 | 0 | [720.0, 1350.0, 2800.0, 6500.0, 15000.0] | 0 | 0
Siemens NH-2-425 | Siemens NH-2-425 | 425 | [4800.0, 120.0, 7.0, 0.1, 0.004] | 0 | 0 | [850.0, 1500.0, 3050.0, 7500.0, 16500.0] | 0 | 0
Siemens NH-2-630 | Siemens NH-2-630 | 630 | [4800.0, 120.0, 7.0, 0.1, 0.004] | 0 | 0 | [1200.0, 2000.0, 4800.0, 12000.0, 26000.0] | 0 | 0

## res_bus
| vm_pu | va_degree | p_mw | q_mvar
0 | 0.97059 | -0.56834 | 0.00061961 | 0.00015529
1 | 0.9705 | -0.57008 | 0.0016055 | 0.00040238
2 | 0.97061 | -0.56798 | 0.00085779 | 0.00021498
3 | 0.97065 | -0.56709 | 0 | 0
4 | 0.98422 | -0.30153 | 0 | 0
5 | 0.98616 | -0.26399 | 0.0019142 | 0.00047975
6 | 0.97936 | -0.39587 | 0 | 0
7 | 0.98382 | -0.30924 | 0 | 0
8 | 0.97072 | -0.56568 | 0 | 0
9 | 0.97059 | -0.56823 | 0.00072174 | 0.00018089
10 | 0.97085 | -0.56311 | 0.0013118 | 0.00032877
11 | 0.97072 | -0.5657 | 0.00074771 | 0.00018739
12 | 0.97055 | -0.56916 | 0.00068644 | 0.00017204
13 | 0.97093 | -0.56149 | 0.0025724 | 0.00064471
14 | 0.97049 | -0.57037 | 0.00045685 | 0.0001145
15 | 0.97125 | -0.55528 | 0.00051758 | 0.00012972
16 | 0.97164 | -0.54757 | 0.00065776 | 0.00016485
17 | 0.97048 | -0.57059 | 0.0014895 | 0.00037331
18 | 0.97047 | -0.57063 | 0.00044258 | 0.00011092
19 | 0.97047 | -0.57064 | 0.0006498 | 0.00016286
20 | 0.97256 | -0.52934 | 0 | 0
21 | 0.97407 | -0.49952 | 0 | 0
22 | 0.97472 | -0.48671 | 0.00096314 | 0.00024139
23 | 0.9736 | -0.50873 | 0 | 0
24 | 0.97312 | -0.51822 | 0.0028394 | 0.00071163
25 | 0.97513 | -0.47855 | 0.0021334 | 0.00053469
26 | 0.97288 | -0.52285 | 0 | 0
27 | 0.97524 | -0.47637 | 0.0033322 | 0.00083512
28 | 0.98365 | -0.31263 | 0.0077529 | 0.0019431
29 | 0.98685 | -0.25062 | 0.0030114 | 0.00075474
30 | 0.98685 | -0.25055 | 0.0015979 | 0.00040046
31 | 0.98376 | -0.31056 | 0.003824 | 0.00095839
32 | 0.98692 | -0.24925 | 0 | 0
33 | 0.98756 | -0.23689 | 0.0030316 | 0.00075979
34 | 0.97519 | -0.47754 | 0.0042177 | 0.001057
35 | 0.97566 | -0.46832 | 0 | 0
36 | 0.97621 | -0.45742 | 0.0014789 | 0.00037065
37 | 0.97918 | -0.39945 | 0 | 0
38 | 0.97904 | -0.40215 | 0.0016205 | 0.00040613
39 | 0.98873 | -0.2144 | 0 | 0
40 | 0.99539 | -0.087341 | 0.0066835 | 0.001675
41 | 0.99539 | -0.087293 | 0.0034482 | 0.00086419
42 | 0.9954 | -0.087182 | 0.0033243 | 0.00083316
43 | 0.99541 | -0.087031 | 0.0034218 | 0.00085759
44 | 0.99577 | -0.079914 | 0.0030294 | 0.00075925
45 | 0.99598 | -0.075913 | 0 | 0
46 | 0.97526 | -0.47606 | 0.0020822 | 0.00052184
47 | 0.97544 | -0.47246 | 0.0020859 | 0.00052278
48 | 0.9757 | -0.46731 | 0.0047315 | 0.0011858
49 | 0.97609 | -0.45971 | 0.0040834 | 0.0010234
50 | 0.97282 | -0.52404 | 0.0021185 | 0.00053095
51 | 0.97261 | -0.52817 | 0.0029799 | 0.00074682
52 | 0.97708 | -0.44026 | 0.0042147 | 0.0010563
53 | 0.99834 | -0.031345 | 0.0061267 | 0.0015355
54 | 0.99894 | -0.01996 | 0.0015235 | 0.00038184
55 | 0.99784 | -0.04077 | 0.0015443 | 0.00038704
56 | 0.99946 | -0.010195 | 0.0027578 | 0.00069118
57 | 0.99733 | -0.050447 | 0.0029574 | 0.0007412
58 | 0.99946 | -0.010109 | 0.0015364 | 0.00038507
59 | 0.99725 | -0.051856 | 0.0027531 | 0.00068999
60 | 1 | 0 | -0.37546 | -0.096018
61 | 0.9998 | -0.003803 | 0.0056463 | 0.0014151
62 | 0.97732 | -0.4355 | 0.0078488 | 0.0019671
63 | 0.97706 | -0.44077 | 0.012117 | 0.0030368
64 | 0.97773 | -0.42754 | 0 | 0
65 | 0.97668 | -0.44809 | 0.0093525 | 0.002344
66 | 0.978 | -0.42231 | 0.0027185 | 0.00068132
67 | 0.97619 | -0.45763 | 0 | 0
68 | 0.97807 | -0.42077 | 0.0027416 | 0.00068712
69 | 0.97408 | -0.49928 | 0 | 0
70 | 0.97589 | -0.46368 | 0.0044662 | 0.0011193
71 | 0.97868 | -0.40895 | 0.0027463 | 0.00068829
72 | 0.97356 | -0.50943 | 0 | 0
73 | 0.97368 | -0.50712 | 0.0045756 | 0.0011468
74 | 0.9755 | -0.47124 | 0 | 0
75 | 0.97918 | -0.39908 | 0 | 0
76 | 0.97319 | -0.51676 | 0.0063014 | 0.0015793
77 | 0.97316 | -0.51747 | 0.0019199 | 0.00048118
78 | 0.97364 | -0.5079 | 0.0028271 | 0.00070854
79 | 0.9753 | -0.47522 | 0.0027079 | 0.00067866
80 | 0.97544 | -0.4725 | 0.0049365 | 0.0012372
81 | 0.97785 | -0.42525 | 0.013676 | 0.0034276
82 | 0.97913 | -0.40006 | 0.0020836 | 0.0005222
83 | 0.98009 | -0.38128 | 0.0026648 | 0.00066786
84 | 0.98016 | -0.37996 | 0 | 0
85 | 0.97985 | -0.38607 | 0.0020798 | 0.00052126
86 | 0.98041 | -0.37511 | 0.0021278 | 0.00053328
87 | 0.98874 | -0.21408 | 0.0026825 | 0.00067229
88 | 0.9896 | -0.19748 | 0.0054156 | 0.0013573
89 | 0.98853 | -0.21804 | 0.0029233 | 0.00073264
90 | 0.9912 | -0.16683 | 0 | 0
91 | 0.98829 | -0.22265 | 0 | 0
92 | 0.99154 | -0.16045 | 0.0030437 | 0.00076282
93 | 0.98947 | -0.20007 | 0.0020683 | 0.00051837
94 | 0.98809 | -0.22656 | 0.0028215 | 0.00070714
95 | 0.98759 | -0.23605 | 0.0026067 | 0.00065329
96 | 0.99263 | -0.13961 | 0.0029844 | 0.00074796
97 | 0.98806 | -0.22716 | 0.0028748 | 0.00072048
98 | 0.9873 | -0.24166 | 0.0020228 | 0.00050697
99 | 0.99303 | -0.13194 | 0.0029698 | 0.00074431
100 | 0.98871 | -0.21484 | 0.0014632 | 0.00036672
101 | 0.98804 | -0.22748 | 0.002933 | 0.00073507
102 | 0.98701 | -0.24728 | 0.0020549 | 0.000515
103 | 0.98567 | -0.27304 | 0.0025771 | 0.00064588
104 | 0.98442 | -0.29727 | 0 | 0
105 | 0.98184 | -0.34717 | 0 | 0
106 | 0.97526 | -0.4761 | 0.0027709 | 0.00069446
107 | 0.97527 | -0.4758 | 0.0026967 | 0.00067585
108 | 0.99335 | -0.1258 | 0.003067 | 0.00076866
109 | 0.99469 | -0.10034 | 0.0089225 | 0.0022362
110 | 0.97871 | -0.40841 | 0.0042099 | 0.0010551
111 | 0.97881 | -0.40642 | 0.0021122 | 0.00052936
112 | 0.97861 | -0.41043 | 0.0049782 | 0.0012477
113 | 0.97888 | -0.40502 | 0.0032261 | 0.00080854
114 | 0.9785 | -0.41246 | 0.0025127 | 0.00062973
115 | 0.97904 | -0.40196 | 0.0025259 | 0.00063305
116 | 0.97849 | -0.41283 | 0.0025452 | 0.00063789
117 | 0.97918 | -0.39923 | 0.0020609 | 0.00051651
118 | 0.97919 | -0.39893 | 0.0025582 | 0.00064116
119 | 0.99948 | -0.01 | 0.0097974 | 0.0024555
120 | 0.9997 | -0.0057961 | 0.0028051 | 0.00070302
121 | 0.99947 | -0.010135 | 0.0056924 | 0.0014267
122 | 0.99971 | -0.0055744 | 0.0027459 | 0.00068819
123 | 0.97245 | -0.53143 | 0.0029219 | 0.0007323
124 | 0.97242 | -0.53193 | 0.0023953 | 0.00060033
125 | 0.97233 | -0.53372 | 0.0054612 | 0.0013687
126 | 0.9728 | -0.52459 | 0.0023044 | 0.00057754
127 | 0.97309 | -0.51882 | 0.0013528 | 0.00033905
128 | 0.97301 | -0.52027 | 0.0032497 | 0.00081445
129 | 0.97309 | -0.51869 | 0.0031892 | 0.00079928
130 | 0.97312 | -0.5182 | 0.0035243 | 0.00088327
131 | 0.97314 | -0.51775 | 0.0020269 | 0.000508
132 | 0.97287 | -0.52303 | 0.0030895 | 0.00077431
133 | 0.97347 | -0.51119 | 0.0020378 | 0.00051071
134 | 0.97345 | -0.51165 | 0.0017934 | 0.00044947
135 | 0.97338 | -0.51298 | 0.0036351 | 0.00091105
136 | 0.97328 | -0.51511 | 0.0018956 | 0.00047508
137 | 0.97301 | -0.52027 | 0.0028763 | 0.00072086
138 | 0.97543 | -0.47261 | 0.0027337 | 0.00068514
139 | 0.97266 | -0.52728 | 0.0020991 | 0.00052608
140 | 0.97247 | -0.53103 | 0.0036086 | 0.00090441
141 | 0.97247 | -0.53107 | 0.0021505 | 0.00053897
142 | 0.97243 | -0.53184 | 0.0026609 | 0.00066689
143 | 0.99998 | 149.9956 | 0 | 0

## res_line
| p_from_mw | q_from_mvar | p_to_mw | q_to_mvar | pl_mw | ql_mvar | i_from_ka | i_to_ka | i_ka | vm_from_pu | va_from_degree | vm_to_pu | va_to_degree | loading_percent
0 | 0.0016056 | 0.00040174 | -0.0016055 | -0.00040238 | 1.3293e-07 | -6.3794e-07 | 0.0024614 | 0.0024616 | 0.0024616 | 0.97059 | -0.56834 | 0.9705 | -0.57008 | 0.67627
1 | -0.0022252 | -0.00055703 | 0.0022253 | 0.00055694 | 3.9132e-08 | -8.5785e-08 | 0.0034113 | 0.0034112 | 0.0034113 | 0.97059 | -0.56834 | 0.97061 | -0.56798 | 0.93717
2 | -0.0030831 | -0.00077192 | 0.0030832 | 0.00077181 | 1.2977e-07 | -1.0842e-07 | 0.0047263 | 0.0047262 | 0.0047263 | 0.97061 | -0.56798 | 0.97065 | -0.56709 | 1.2984
3 | -0.0075308 | -0.001886 | 0.0075313 | 0.0018862 | 5.0495e-07 | 1.9827e-07 | 0.011544 | 0.011544 | 0.011544 | 0.97065 | -0.56709 | 0.97072 | -0.56568 | 3.1715
4 | 0.0044476 | 0.0011142 | -0.0044473 | -0.0011142 | 2.4066e-07 | -1.6612e-08 | 0.006818 | 0.006818 | 0.006818 | 0.97065 | -0.56709 | 0.97059 | -0.56823 | 1.8731
5 | -0.033433 | -0.008456 | 0.033493 | 0.0084938 | 6.0324e-05 | 3.7807e-05 | 0.050574 | 0.050574 | 0.050574 | 0.98422 | -0.30153 | 0.98616 | -0.26399 | 13.8939
6 | 0.02185 | 0.0055519 | -0.021751 | -0.0054917 | 9.8777e-05 | 6.017e-05 | 0.033062 | 0.033063 | 0.033063 | 0.98422 | -0.30153 | 0.97936 | -0.39587 | 9.0833
7 | 0.011583 | 0.0029041 | -0.011578 | -0.0029019 | 4.2541e-06 | 2.2527e-06 | 0.017512 | 0.017512 | 0.017512 | 0.98422 | -0.30153 | 0.98382 | -0.30924 | 4.811
8 | -0.035407 | -0.0089735 | 0.035433 | 0.0089893 | 2.5097e-05 | 1.5763e-05 | 0.053462 | 0.053462 | 0.053462 | 0.98616 | -0.26399 | 0.98692 | -0.24925 | 14.6874
9 | 0.001621 | 0.00040376 | -0.0016207 | -0.00040511 | 2.7522e-07 | -1.3469e-06 | 0.002462 | 0.0024625 | 0.0024625 | 0.97936 | -0.39587 | 0.97918 | -0.39945 | 0.67651
10 | 0.020131 | 0.0050879 | -0.020071 | -0.0050521 | 5.9229e-05 | 3.5791e-05 | 0.030601 | 0.030602 | 0.030602 | 0.97936 | -0.39587 | 0.97621 | -0.45742 | 8.4071
11 | 0.0038243 | 0.0009583 | -0.003824 | -0.00095839 | 2.4048e-07 | -8.9476e-08 | 0.0057841 | 0.0057841 | 0.0057841 | 0.98382 | -0.30924 | 0.98376 | -0.31056 | 1.5891
12 | 0.0077542 | 0.0019436 | -0.0077529 | -0.0019431 | 1.2541e-06 | 4.9395e-07 | 0.011728 | 0.011728 | 0.011728 | 0.98382 | -0.30924 | 0.98365 | -0.31263 | 3.222
13 | -0.008279 | -0.0020736 | 0.00828 | 0.002074 | 1.0132e-06 | 4.4103e-07 | 0.01269 | 0.01269 | 0.01269 | 0.97072 | -0.56568 | 0.97085 | -0.56311 | 3.4864
14 | 0.00074771 | 0.00018738 | -0.00074771 | -0.00018739 | 4.9298e-10 | -1.2055e-08 | 0.0011462 | 0.0011462 | 0.0011462 | 0.97072 | -0.56568 | 0.97072 | -0.5657 | 0.31488
15 | 0.0037256 | 0.00093333 | -0.0037254 | -0.0009334 | 1.6483e-07 | -6.1026e-08 | 0.0057115 | 0.0057116 | 0.0057116 | 0.97059 | -0.56823 | 0.97055 | -0.56916 | 1.5691
16 | -0.0095918 | -0.0024028 | 0.0095926 | 0.0024032 | 7.4049e-07 | 3.6092e-07 | 0.014701 | 0.014701 | 0.014701 | 0.97085 | -0.56311 | 0.97093 | -0.56149 | 4.0387
17 | 0.003039 | 0.00076136 | -0.0030388 | -0.00076151 | 1.7623e-07 | -1.5472e-07 | 0.0046592 | 0.0046593 | 0.0046593 | 0.97055 | -0.56916 | 0.97049 | -0.57037 | 1.28
18 | -0.012165 | -0.0030479 | 0.012169 | 0.0030499 | 3.602e-06 | 1.9634e-06 | 0.018643 | 0.018643 | 0.018643 | 0.97093 | -0.56149 | 0.97125 | -0.55528 | 5.1218
19 | 0.002582 | 0.00064701 | -0.0025819 | -0.00064705 | 2.6025e-08 | -3.806e-08 | 0.0039588 | 0.0039588 | 0.0039588 | 0.97049 | -0.57037 | 0.97048 | -0.57059 | 1.0876
20 | -0.012686 | -0.0031796 | 0.012691 | 0.0031821 | 4.6598e-06 | 2.575e-06 | 0.019436 | 0.019436 | 0.019436 | 0.97125 | -0.55528 | 0.97164 | -0.54757 | 5.3396
21 | -0.013349 | -0.003347 | 0.01336 | 0.0033535 | 1.1608e-05 | 6.5109e-06 | 0.020443 | 0.020443 | 0.020443 | 0.97164 | -0.54757 | 0.97256 | -0.52934 | 5.6163
22 | 0.0010924 | 0.00027374 | -0.0010924 | -0.00027376 | 2.212e-09 | -2.4564e-08 | 0.0016749 | 0.0016749 | 0.0016749 | 0.97048 | -0.57059 | 0.97047 | -0.57063 | 0.46015
23 | 0.00064981 | 0.00016284 | -0.0006498 | -0.00016286 | 4.1674e-10 | -1.3564e-08 | 0.00099633 | 0.00099634 | 0.00099634 | 0.97047 | -0.57063 | 0.97047 | -0.57064 | 0.27372
24 | -0.01336 | -0.0033535 | 0.013379 | 0.0033642 | 1.9029e-05 | 1.0669e-05 | 0.020443 | 0.020442 | 0.020443 | 0.97256 | -0.52934 | 0.97407 | -0.49952 | 5.6162
25 | -0.013379 | -0.0033642 | 0.013387 | 0.0033688 | 8.1866e-06 | 4.5887e-06 | 0.020442 | 0.020442 | 0.020442 | 0.97407 | -0.49952 | 0.97472 | -0.48671 | 5.616
26 | -0.014351 | -0.0036101 | 0.014357 | 0.0036137 | 6.2923e-06 | 3.5913e-06 | 0.021912 | 0.021912 | 0.021912 | 0.97472 | -0.48671 | 0.97519 | -0.47754 | 6.0199
27 | 0.02104 | 0.0052793 | -0.021031 | -0.0052735 | 9.5197e-06 | 5.7875e-06 | 0.03216 | 0.03216 | 0.03216 | 0.9736 | -0.50873 | 0.97312 | -0.51822 | 8.8351
28 | -0.02104 | -0.0052793 | 0.021071 | 0.0052977 | 3.0325e-05 | 1.8434e-05 | 0.03216 | 0.032159 | 0.03216 | 0.9736 | -0.50873 | 0.97513 | -0.47855 | 8.835
29 | 0.018191 | 0.0045619 | -0.018187 | -0.0045595 | 4.0103e-06 | 2.3949e-06 | 0.027818 | 0.027818 | 0.027818 | 0.97312 | -0.51822 | 0.97288 | -0.52285 | 7.6423
30 | -0.023204 | -0.0058324 | 0.023206 | 0.0058339 | 2.417e-06 | 1.4828e-06 | 0.035415 | 0.035415 | 0.035415 | 0.97513 | -0.47855 | 0.97524 | -0.47637 | 9.7293
31 | 0.0044232 | 0.0011083 | -0.004423 | -0.0011084 | 2.5121e-07 | -2.0964e-08 | 0.0067652 | 0.0067653 | 0.0067653 | 0.97288 | -0.52285 | 0.97282 | -0.52404 | 1.8586
32 | 0.013764 | 0.0034512 | -0.013761 | -0.0034492 | 3.4898e-06 | 1.9728e-06 | 0.021053 | 0.021053 | 0.021053 | 0.97288 | -0.52285 | 0.97261 | -0.52817 | 5.7837
33 | -0.026539 | -0.006669 | 0.026539 | 0.0066693 | 3.8987e-07 | 2.4161e-07 | 0.040499 | 0.040499 | 0.040499 | 0.97524 | -0.47637 | 0.97526 | -0.47606 | 11.1261
34 | -0.0030114 | -0.00075474 | 0.0030115 | 0.00075473 | 1.0507e-08 | -1.0638e-08 | 0.0045408 | 0.0045408 | 0.0045408 | 0.98685 | -0.25062 | 0.98685 | -0.25055 | 1.2475
35 | -0.0046093 | -0.0011552 | 0.0046096 | 0.0011552 | 2.8498e-07 | -1.8638e-08 | 0.0069501 | 0.00695 | 0.0069501 | 0.98685 | -0.25055 | 0.98692 | -0.24925 | 1.9094
36 | -0.040042 | -0.010144 | 0.040066 | 0.010159 | 2.3791e-05 | 1.5004e-05 | 0.060412 | 0.060412 | 0.060412 | 0.98692 | -0.24925 | 0.98756 | -0.23689 | 16.5967
37 | -0.043098 | -0.010919 | 0.043144 | 0.010949 | 4.662e-05 | 2.946e-05 | 0.06498 | 0.06498 | 0.06498 | 0.98756 | -0.23689 | 0.98873 | -0.2144 | 17.8516
38 | -0.018575 | -0.0046708 | 0.018583 | 0.0046757 | 8.1834e-06 | 4.8984e-06 | 0.028348 | 0.028348 | 0.028348 | 0.97519 | -0.47754 | 0.97566 | -0.46832 | 7.7879
39 | -0.018583 | -0.0046757 | 0.018592 | 0.0046815 | 9.6809e-06 | 5.7944e-06 | 0.028348 | 0.028348 | 0.028348 | 0.97566 | -0.46832 | 0.97621 | -0.45742 | 7.7879
40 | 0.0016207 | 0.00040511 | -0.0016205 | -0.00040613 | 2.0873e-07 | -1.0206e-06 | 0.0024625 | 0.0024629 | 0.0024629 | 0.97918 | -0.39945 | 0.97904 | -0.40215 | 0.67663
41 | 0.0014633 | 0.00036653 | -0.0014632 | -0.00036672 | 3.0453e-08 | -1.9527e-07 | 0.0022021 | 0.0022022 | 0.0022022 | 0.98873 | -0.2144 | 0.98871 | -0.21484 | 0.605
42 | -0.044607 | -0.011315 | 0.044638 | 0.011335 | 3.0751e-05 | 1.9447e-05 | 0.067182 | 0.067182 | 0.067182 | 0.98873 | -0.2144 | 0.98947 | -0.20007 | 18.4565
43 | -0.0066835 | -0.001675 | 0.0066835 | 0.001675 | 1.5007e-08 | 4.3932e-09 | 0.0099912 | 0.0099912 | 0.0099912 | 0.99539 | -0.087341 | 0.99539 | -0.087293 | 2.7448
44 | -0.010132 | -0.0025392 | 0.010132 | 0.0025393 | 5.3708e-08 | 2.6258e-08 | 0.015146 | 0.015146 | 0.015146 | 0.99539 | -0.087293 | 0.9954 | -0.087182 | 4.161
45 | -0.013456 | -0.0033724 | 0.013456 | 0.0033725 | 9.6951e-08 | 5.3743e-08 | 0.020115 | 0.020115 | 0.020115 | 0.9954 | -0.087182 | 0.99541 | -0.087031 | 5.5262
46 | -0.016878 | -0.0042301 | 0.016884 | 0.0042334 | 5.724e-06 | 3.3516e-06 | 0.025231 | 0.025231 | 0.025231 | 0.99541 | -0.087031 | 0.99577 | -0.079914 | 6.9315
47 | -0.019913 | -0.0049927 | 0.019917 | 0.0049949 | 3.7981e-06 | 2.2819e-06 | 0.029758 | 0.029757 | 0.029758 | 0.99577 | -0.079914 | 0.99598 | -0.075913 | 8.1751
48 | -0.32667 | -0.083723 | 0.32705 | 0.083966 | 0.00038141 | 0.00024322 | 0.48871 | 0.48871 | 0.48871 | 0.99598 | -0.075913 | 0.99725 | -0.051856 | 33.5656
49 | 0.30676 | 0.078728 | -0.30639 | -0.078496 | 0.00036321 | 0.0002315 | 0.45896 | 0.45896 | 0.45896 | 0.99598 | -0.075913 | 0.99469 | -0.10034 | 31.5218
50 | -0.028621 | -0.0071911 | 0.028626 | 0.0071942 | 4.9201e-06 | 3.063e-06 | 0.043676 | 0.043676 | 0.043676 | 0.97526 | -0.47606 | 0.97544 | -0.47246 | 11.9988
51 | -0.030712 | -0.007717 | 0.03072 | 0.0077217 | 7.5494e-06 | 4.7171e-06 | 0.046858 | 0.046858 | 0.046858 | 0.97544 | -0.47246 | 0.9757 | -0.46731 | 12.873
52 | -0.035451 | -0.0089075 | 0.035464 | 0.0089156 | 1.2867e-05 | 8.0882e-06 | 0.054074 | 0.054074 | 0.054074 | 0.9757 | -0.46731 | 0.97609 | -0.45971 | 14.8554
53 | -0.039547 | -0.009939 | 0.039584 | 0.0099622 | 3.6752e-05 | 2.3184e-05 | 0.060299 | 0.060298 | 0.060299 | 0.97609 | -0.45971 | 0.97708 | -0.44026 | 16.5655
54 | 0.0023045 | 0.00057741 | -0.0023044 | -0.00057754 | 6.0555e-08 | -1.2261e-07 | 0.0035248 | 0.0035249 | 0.0035249 | 0.97282 | -0.52404 | 0.9728 | -0.52459 | 0.96837
55 | 0.010781 | 0.0027024 | -0.010779 | -0.0027015 | 1.6751e-06 | 8.6833e-07 | 0.016494 | 0.016494 | 0.016494 | 0.97261 | -0.52817 | 0.97245 | -0.53143 | 4.5313
56 | -0.043799 | -0.011018 | 0.04383 | 0.011038 | 3.1428e-05 | 1.9878e-05 | 0.066717 | 0.066717 | 0.066717 | 0.97708 | -0.44026 | 0.97785 | -0.42525 | 18.3289
57 | -0.34077 | -0.087531 | 0.34096 | 0.087652 | 0.00018851 | 0.00012024 | 0.50867 | 0.50867 | 0.50867 | 0.99834 | -0.031345 | 0.99894 | -0.01996 | 34.936
58 | 0.33464 | 0.085996 | -0.33449 | -0.085898 | 0.00015313 | 9.7658e-05 | 0.49954 | 0.49954 | 0.49954 | 0.99834 | -0.031345 | 0.99784 | -0.04077 | 34.3089
59 | -0.34248 | -0.088033 | 0.34264 | 0.088137 | 0.00016257 | 0.0001037 | 0.51094 | 0.51094 | 0.51094 | 0.99894 | -0.01996 | 0.99946 | -0.010195 | 35.0919
60 | 0.33294 | 0.085511 | -0.33279 | -0.085411 | 0.00015637 | 9.9724e-05 | 0.49723 | 0.49723 | 0.49723 | 0.99784 | -0.04077 | 0.99733 | -0.050447 | 34.1507
61 | -0.3454 | -0.088828 | 0.3454 | 0.088829 | 1.4418e-06 | 9.197e-07 | 0.51504 | 0.51504 | 0.51504 | 0.99946 | -0.010195 | 0.99946 | -0.010109 | 35.3739
62 | 0.32983 | 0.08467 | -0.32981 | -0.084656 | 2.2556e-05 | 1.4384e-05 | 0.49282 | 0.49282 | 0.49282 | 0.99733 | -0.050447 | 0.99725 | -0.051856 | 33.8477
63 | -0.34694 | -0.089214 | 0.34711 | 0.089323 | 0.00017056 | 0.0001088 | 0.51733 | 0.51733 | 0.51733 | 0.99946 | -0.010109 | 1 | 0 | 35.531
64 | 0.026697 | 0.0066944 | -0.026692 | -0.0066914 | 4.8377e-06 | 2.9889e-06 | 0.039727 | 0.039727 | 0.039727 | 1 | 0 | 0.9998 | -0.003803 | 10.914
65 | 0.021046 | 0.0052763 | -0.021044 | -0.0052752 | 1.7763e-06 | 1.0735e-06 | 0.031323 | 0.031323 | 0.031323 | 0.9998 | -0.003803 | 0.99971 | -0.0055744 | 8.6053
66 | 0.021478 | 0.0053856 | -0.021473 | -0.0053823 | 5.391e-06 | 3.2818e-06 | 0.032702 | 0.032702 | 0.032702 | 0.97732 | -0.4355 | 0.97706 | -0.44077 | 8.9841
67 | -0.029327 | -0.0073527 | 0.029338 | 0.0073596 | 1.1126e-05 | 6.9341e-06 | 0.044652 | 0.044652 | 0.044652 | 0.97732 | -0.4355 | 0.97773 | -0.42754 | 12.2671
68 | 0.0093558 | 0.0023455 | -0.0093525 | -0.002344 | 3.2644e-06 | 1.5525e-06 | 0.014249 | 0.014249 | 0.014249 | 0.97706 | -0.44077 | 0.97668 | -0.44809 | 3.9145
69 | -0.10475 | -0.026361 | 0.10477 | 0.026378 | 2.6202e-05 | 1.6632e-05 | 0.15945 | 0.15945 | 0.15945 | 0.97773 | -0.42754 | 0.978 | -0.42231 | 21.9028
70 | 0.075407 | 0.019001 | -0.075299 | -0.018933 | 0.00010837 | 6.8258e-05 | 0.1148 | 0.1148 | 0.1148 | 0.97773 | -0.42754 | 0.97619 | -0.45763 | 15.7693
71 | -0.10749 | -0.027059 | 0.1075 | 0.027064 | 7.9169e-06 | 4.9084e-06 | 0.16359 | 0.16359 | 0.16359 | 0.978 | -0.42231 | 0.97807 | -0.42077 | 11.2355
72 | 0.054973 | 0.013835 | -0.054864 | -0.013765 | 0.0001092 | 6.937e-05 | 0.083817 | 0.083817 | 0.083817 | 0.97619 | -0.45763 | 0.97408 | -0.49928 | 23.0266
73 | 0.020326 | 0.0050983 | -0.02032 | -0.0050948 | 5.8653e-06 | 3.5502e-06 | 0.030984 | 0.030984 | 0.030984 | 0.97619 | -0.45763 | 0.97589 | -0.46368 | 8.5121
74 | -0.11024 | -0.027751 | 0.1103 | 0.02779 | 6.2307e-05 | 3.869e-05 | 0.16776 | 0.16776 | 0.16776 | 0.97807 | -0.42077 | 0.97868 | -0.40895 | 11.522
75 | 0.035211 | 0.0088375 | -0.035194 | -0.0088268 | 1.7037e-05 | 1.0709e-05 | 0.053794 | 0.053794 | 0.053794 | 0.97408 | -0.49928 | 0.97356 | -0.50943 | 14.7787
76 | 0.019653 | 0.0049279 | -0.019645 | -0.0049234 | 7.3398e-06 | 4.4273e-06 | 0.030023 | 0.030023 | 0.030023 | 0.97408 | -0.49928 | 0.97368 | -0.50712 | 8.248
77 | 0.015854 | 0.0039754 | -0.015848 | -0.0039721 | 5.7041e-06 | 3.3255e-06 | 0.024174 | 0.024174 | 0.024174 | 0.97589 | -0.46368 | 0.9755 | -0.47124 | 6.6413
78 | -0.11305 | -0.028478 | 0.1131 | 0.028511 | 5.3372e-05 | 3.3189e-05 | 0.17193 | 0.17193 | 0.17193 | 0.97868 | -0.40895 | 0.97918 | -0.39908 | 11.8087
79 | 0.021953 | 0.0055066 | -0.021945 | -0.0055019 | 7.6609e-06 | 4.6774e-06 | 0.033555 | 0.033555 | 0.033555 | 0.97356 | -0.50943 | 0.97319 | -0.51676 | 9.2183
80 | 0.013242 | 0.0033202 | -0.013237 | -0.0033174 | 5.0719e-06 | 2.8357e-06 | 0.02024 | 0.02024 | 0.02024 | 0.97356 | -0.50943 | 0.97316 | -0.51747 | 5.5604
81 | 0.01507 | 0.0037767 | -0.015069 | -0.0037764 | 5.5876e-07 | 3.2267e-07 | 0.02303 | 0.02303 | 0.02303 | 0.97368 | -0.50712 | 0.97364 | -0.5079 | 6.3269
82 | 0.0081772 | 0.0020496 | -0.0081757 | -0.0020489 | 1.5534e-06 | 6.6185e-07 | 0.012473 | 0.012474 | 0.012474 | 0.9755 | -0.47124 | 0.9753 | -0.47522 | 3.4268
83 | 0.0076707 | 0.0019225 | -0.0076703 | -0.0019223 | 4.6084e-07 | 1.8288e-07 | 0.011701 | 0.011701 | 0.011701 | 0.9755 | -0.47124 | 0.97544 | -0.4725 | 3.2145
84 | -0.17276 | -0.043544 | 0.17291 | 0.043637 | 0.00014725 | 9.3096e-05 | 0.26263 | 0.26263 | 0.26263 | 0.97918 | -0.39908 | 0.98009 | -0.38128 | 18.0377
85 | 0.059662 | 0.015033 | -0.05966 | -0.015031 | 2.79e-06 | 1.6036e-06 | 0.090695 | 0.090695 | 0.090695 | 0.97918 | -0.39908 | 0.97913 | -0.40006 | 6.229
86 | 0.015644 | 0.0039226 | -0.015643 | -0.0039222 | 7.3856e-07 | 4.2991e-07 | 0.02392 | 0.02392 | 0.02392 | 0.97319 | -0.51676 | 0.97314 | -0.51775 | 6.5714
87 | 0.011317 | 0.0028362 | -0.011316 | -0.002836 | 3.9159e-07 | 2.0729e-07 | 0.017304 | 0.017304 | 0.017304 | 0.97316 | -0.51747 | 0.97312 | -0.5182 | 4.7539
88 | 0.012242 | 0.0030678 | -0.01224 | -0.0030668 | 1.9173e-06 | 1.0455e-06 | 0.018709 | 0.018709 | 0.018709 | 0.97364 | -0.5079 | 0.97347 | -0.51119 | 5.14
89 | 0.0054678 | 0.0013703 | -0.0054676 | -0.0013703 | 1.5144e-07 | 2.4507e-08 | 0.0083422 | 0.0083422 | 0.0083422 | 0.9753 | -0.47522 | 0.97527 | -0.4758 | 2.2918
90 | 0.0027337 | 0.00068512 | -0.0027337 | -0.00068514 | 1.5328e-08 | -1.9528e-08 | 0.0041703 | 0.0041703 | 0.0041703 | 0.97544 | -0.4725 | 0.97543 | -0.47261 | 1.1457
91 | -0.057507 | -0.014466 | 0.057576 | 0.014509 | 6.9309e-05 | 4.3145e-05 | 0.087529 | 0.087528 | 0.087529 | 0.97785 | -0.42525 | 0.97913 | -0.40006 | 12.0232
92 | -0.17558 | -0.044305 | 0.17559 | 0.044312 | 1.1103e-05 | 7.0219e-06 | 0.26667 | 0.26667 | 0.26667 | 0.98009 | -0.38128 | 0.98016 | -0.37996 | 18.3156
93 | 0.028844 | 0.0072412 | -0.028836 | -0.007236 | 8.4016e-06 | 5.2299e-06 | 0.043793 | 0.043793 | 0.043793 | 0.98016 | -0.37996 | 0.97985 | -0.38607 | 12.0312
94 | -0.20443 | -0.051553 | 0.20448 | 0.051583 | 4.747e-05 | 3.0116e-05 | 0.31047 | 0.31047 | 0.31047 | 0.98016 | -0.37996 | 0.98041 | -0.37511 | 21.3234
95 | 0.026756 | 0.0067147 | -0.026739 | -0.0067045 | 1.6394e-05 | 1.0159e-05 | 0.040635 | 0.040635 | 0.040635 | 0.97985 | -0.38607 | 0.97919 | -0.39893 | 11.1635
96 | -0.20661 | -0.052117 | 0.20688 | 0.052292 | 0.00027676 | 0.00017561 | 0.3137 | 0.3137 | 0.3137 | 0.98041 | -0.37511 | 0.98184 | -0.34717 | 21.5452
97 | -0.23173 | -0.059038 | 0.23192 | 0.059156 | 0.00018585 | 0.00011811 | 0.34909 | 0.34909 | 0.34909 | 0.98874 | -0.21408 | 0.9896 | -0.19748 | 23.9761
98 | 0.22905 | 0.058366 | -0.229 | -0.058338 | 4.3696e-05 | 2.7765e-05 | 0.34505 | 0.34505 | 0.34505 | 0.98874 | -0.21408 | 0.98853 | -0.21804 | 23.6988
99 | -0.23733 | -0.060513 | 0.23768 | 0.060737 | 0.00035172 | 0.00022359 | 0.35723 | 0.35723 | 0.35723 | 0.9896 | -0.19748 | 0.9912 | -0.16683 | 24.5353
100 | 0.22608 | 0.057605 | -0.22603 | -0.057573 | 5.0253e-05 | 3.1925e-05 | 0.34065 | 0.34065 | 0.34065 | 0.98853 | -0.21804 | 0.98829 | -0.22265 | 23.3966
101 | -0.28447 | -0.072637 | 0.28455 | 0.072693 | 8.7678e-05 | 5.585e-05 | 0.42753 | 0.42753 | 0.42753 | 0.9912 | -0.16683 | 0.99154 | -0.16045 | 29.363
102 | 0.046781 | 0.0119 | -0.046707 | -0.011853 | 7.4815e-05 | 4.7362e-05 | 0.070292 | 0.070292 | 0.070292 | 0.9912 | -0.16683 | 0.98947 | -0.20007 | 19.311
103 | 0.0086311 | 0.0021634 | -0.0086295 | -0.0021627 | 1.6071e-06 | 7.0345e-07 | 0.012995 | 0.012996 | 0.012996 | 0.98829 | -0.22265 | 0.98809 | -0.22656 | 3.5702
104 | 0.2174 | 0.05541 | -0.21726 | -0.055321 | 0.00014051 | 8.921e-05 | 0.32766 | 0.32766 | 0.32766 | 0.98829 | -0.22265 | 0.98759 | -0.23605 | 22.5041
105 | -0.2876 | -0.073456 | 0.28789 | 0.073641 | 0.0002901 | 0.00018481 | 0.43209 | 0.43209 | 0.43209 | 0.99154 | -0.16045 | 0.99263 | -0.13961 | 29.6767
106 | 0.0058079 | 0.0014555 | -0.0058078 | -0.0014555 | 1.6851e-07 | 3.2612e-08 | 0.0087465 | 0.0087465 | 0.0087465 | 0.98809 | -0.22656 | 0.98806 | -0.22716 | 2.4029
107 | 0.21465 | 0.054668 | -0.21459 | -0.054631 | 5.812e-05 | 3.6894e-05 | 0.32373 | 0.32373 | 0.32373 | 0.98759 | -0.23605 | 0.9873 | -0.24166 | 22.2343
108 | -0.29087 | -0.074389 | 0.29098 | 0.074458 | 0.00010804 | 6.8835e-05 | 0.43657 | 0.43657 | 0.43657 | 0.99263 | -0.13961 | 0.99303 | -0.13194 | 29.984
109 | 0.002933 | 0.00073502 | -0.002933 | -0.00073507 | 4.402e-08 | -4.8883e-08 | 0.0044171 | 0.0044171 | 0.0044171 | 0.98806 | -0.22716 | 0.98804 | -0.22748 | 1.2135
110 | 0.21257 | 0.054124 | -0.21251 | -0.054087 | 5.7548e-05 | 3.6526e-05 | 0.32068 | 0.32068 | 0.32068 | 0.9873 | -0.24166 | 0.98701 | -0.24728 | 22.025
111 | -0.29395 | -0.075202 | 0.29404 | 0.075258 | 8.7408e-05 | 5.5693e-05 | 0.44102 | 0.44102 | 0.44102 | 0.99303 | -0.13194 | 0.99335 | -0.1258 | 30.2896
112 | 0.21046 | 0.053572 | -0.2102 | -0.053407 | 0.00026105 | 0.00016566 | 0.31759 | 0.31759 | 0.31759 | 0.98701 | -0.24728 | 0.98567 | -0.27304 | 21.8122
113 | 0.20762 | 0.052761 | -0.20738 | -0.052607 | 0.00024197 | 0.00015353 | 0.3137 | 0.3137 | 0.3137 | 0.98567 | -0.27304 | 0.98442 | -0.29727 | 21.5451
114 | 0.20738 | 0.052607 | -0.20688 | -0.052292 | 0.0004963 | 0.0003149 | 0.3137 | 0.3137 | 0.3137 | 0.98442 | -0.29727 | 0.98184 | -0.34717 | 21.5451
115 | -0.0027709 | -0.00069446 | 0.002771 | 0.00069441 | 3.937e-08 | -4.8096e-08 | 0.0042278 | 0.0042278 | 0.0042278 | 0.97526 | -0.4761 | 0.97527 | -0.4758 | 1.1615
116 | -0.2971 | -0.076026 | 0.29747 | 0.07626 | 0.00036661 | 0.00023361 | 0.44561 | 0.44561 | 0.44561 | 0.99335 | -0.1258 | 0.99469 | -0.10034 | 30.6051
117 | -0.014248 | -0.0035708 | 0.014249 | 0.0035716 | 1.3478e-06 | 7.6631e-07 | 0.021662 | 0.021662 | 0.021662 | 0.97871 | -0.40841 | 0.97881 | -0.40642 | 5.951
118 | 0.010038 | 0.0025157 | -0.010037 | -0.0025152 | 9.683e-07 | 4.804e-07 | 0.015261 | 0.015261 | 0.015261 | 0.97871 | -0.40841 | 0.97861 | -0.41043 | 4.1926
119 | -0.016361 | -0.004101 | 0.016362 | 0.0041016 | 1.0885e-06 | 6.3765e-07 | 0.024873 | 0.024873 | 0.024873 | 0.97881 | -0.40642 | 0.97888 | -0.40502 | 6.8331
120 | 0.0050584 | 0.0012676 | -0.0050579 | -0.0012676 | 4.895e-07 | 3.6088e-08 | 0.0076915 | 0.0076916 | 0.0076916 | 0.97861 | -0.41043 | 0.9785 | -0.41246 | 2.1131
121 | -0.019588 | -0.0049101 | 0.019591 | 0.0049119 | 2.8634e-06 | 1.7243e-06 | 0.029777 | 0.029777 | 0.029777 | 0.97888 | -0.40502 | 0.97904 | -0.40196 | 8.1804
122 | 0.0025453 | 0.00063782 | -0.0025452 | -0.00063789 | 4.4981e-08 | -7.1783e-08 | 0.0038706 | 0.0038706 | 0.0038706 | 0.9785 | -0.41246 | 0.97849 | -0.41283 | 1.0633
123 | -0.022117 | -0.0055449 | 0.02212 | 0.0055467 | 2.8758e-06 | 1.7552e-06 | 0.033616 | 0.033616 | 0.033616 | 0.97904 | -0.40196 | 0.97918 | -0.39923 | 9.2351
124 | -0.024181 | -0.0060632 | 0.024181 | 0.0060634 | 3.4525e-07 | 2.1238e-07 | 0.036748 | 0.036748 | 0.036748 | 0.97918 | -0.39923 | 0.97919 | -0.39893 | 10.0955
125 | -0.01549 | -0.0038821 | 0.015493 | 0.0038839 | 3.1029e-06 | 1.7819e-06 | 0.023061 | 0.023061 | 0.023061 | 0.99948 | -0.01 | 0.9997 | -0.0057961 | 6.3355
126 | 0.0056924 | 0.0014267 | -0.0056924 | -0.0014267 | 3.6552e-08 | 5.6075e-09 | 0.0084748 | 0.0084749 | 0.0084749 | 0.99948 | -0.01 | 0.99947 | -0.010135 | 2.3283
127 | -0.018298 | -0.0045869 | 0.018298 | 0.004587 | 1.9327e-07 | 1.1458e-07 | 0.027236 | 0.027236 | 0.027236 | 0.9997 | -0.0057961 | 0.99971 | -0.0055744 | 7.4825
128 | 0.0078572 | 0.0019692 | -0.007857 | -0.0019691 | 1.8671e-07 | 7.6762e-08 | 0.012023 | 0.012023 | 0.012023 | 0.97245 | -0.53143 | 0.97242 | -0.53193 | 3.303
129 | 0.0054617 | 0.0013688 | -0.0054612 | -0.0013687 | 4.6531e-07 | 7.7438e-08 | 0.0083575 | 0.0083576 | 0.0083576 | 0.97242 | -0.53193 | 0.97233 | -0.53372 | 2.296
130 | 0.0032499 | 0.0008143 | -0.0032497 | -0.00081445 | 2.2332e-07 | -1.5659e-07 | 0.0049696 | 0.0049697 | 0.0049697 | 0.97309 | -0.51882 | 0.97301 | -0.52027 | 1.3653
131 | -0.0046028 | -0.0011533 | 0.0046028 | 0.0011533 | 2.9422e-08 | -8.4513e-10 | 0.0070383 | 0.0070383 | 0.0070383 | 0.97309 | -0.51882 | 0.97309 | -0.51869 | 1.9336
132 | -0.007792 | -0.0019526 | 0.0077921 | 0.0019527 | 1.8136e-07 | 7.3751e-08 | 0.011915 | 0.011915 | 0.011915 | 0.97309 | -0.51869 | 0.97312 | -0.5182 | 3.2734
133 | 0.013616 | 0.0034142 | -0.013612 | -0.0034123 | 3.4247e-06 | 1.9302e-06 | 0.02082 | 0.020821 | 0.020821 | 0.97314 | -0.51775 | 0.97287 | -0.52303 | 5.7199
134 | 0.010523 | 0.002638 | -0.010521 | -0.0026369 | 2.1324e-06 | 1.0922e-06 | 0.016095 | 0.016095 | 0.016095 | 0.97287 | -0.52303 | 0.97266 | -0.52728 | 4.4218
135 | 0.010202 | 0.0025561 | -0.010202 | -0.002556 | 2.2426e-07 | 1.1296e-07 | 0.015595 | 0.015595 | 0.015595 | 0.97347 | -0.51119 | 0.97345 | -0.51165 | 4.2842
136 | 0.0084087 | 0.0021065 | -0.0084082 | -0.0021062 | 5.3129e-07 | 2.3342e-07 | 0.012853 | 0.012853 | 0.012853 | 0.97345 | -0.51165 | 0.97338 | -0.51298 | 3.5311
137 | 0.0047731 | 0.0011952 | -0.0047726 | -0.0011952 | 4.8495e-07 | 8.4488e-09 | 0.0072962 | 0.0072964 | 0.0072964 | 0.97338 | -0.51298 | 0.97328 | -0.51511 | 2.0045
138 | 0.002877 | 0.00072011 | -0.0028763 | -0.00072086 | 7.0599e-07 | -7.572e-07 | 0.0043982 | 0.0043987 | 0.0043987 | 0.97328 | -0.51511 | 0.97301 | -0.52027 | 1.2084
139 | 0.0084217 | 0.0021108 | -0.0084202 | -0.0021101 | 1.5036e-06 | 6.6255e-07 | 0.012884 | 0.012884 | 0.012884 | 0.97266 | -0.52728 | 0.97247 | -0.53103 | 3.5396
140 | 0.0048115 | 0.0012057 | -0.0048115 | -0.0012057 | 1.0788e-08 | 3.1942e-10 | 0.0073623 | 0.0073623 | 0.0073623 | 0.97247 | -0.53103 | 0.97247 | -0.53107 | 2.0226
141 | 0.002661 | 0.00066676 | -0.0026609 | -0.00066689 | 9.6471e-08 | -1.3077e-07 | 0.0040717 | 0.0040718 | 0.0040718 | 0.97247 | -0.53107 | 0.97243 | -0.53184 | 1.1186

## res_trafo
| p_hv_mw | q_hv_mvar | p_lv_mw | q_lv_mvar | pl_mw | ql_mvar | i_hv_ka | i_lv_ka | vm_hv_pu | va_hv_degree | vm_lv_pu | va_lv_degree | loading_percent
0 | -1.2729e-15 | -1.3162e-15 | 0.00165 | 1.2699e-07 | 0.00165 | 1.2699e-07 | 5.2857e-17 | 0.0023815 | 0.99998 | 149.9956 | 1 | 0 | 0.2619

## res_ext_grid
| p_mw | q_mvar
0 | 0.37702 | 0.09641

## res_load
| p_mw | q_mvar
0 | 0.00061961 | 0.00015529
1 | 0.0016055 | 0.00040238
2 | 0.00085779 | 0.00021498
3 | 0.0019142 | 0.00047975
4 | 0.00072174 | 0.00018089
5 | 0.0013118 | 0.00032877
6 | 0.00074771 | 0.00018739
7 | 0.00068644 | 0.00017204
8 | 0.0025724 | 0.00064471
9 | 0.00045685 | 0.0001145
10 | 0.00051758 | 0.00012972
11 | 0.00065776 | 0.00016485
12 | 0.0014895 | 0.00037331
13 | 0.00044258 | 0.00011092
14 | 0.0006498 | 0.00016286
15 | 0.00096314 | 0.00024139
16 | 0.0028394 | 0.00071163
17 | 0.0021334 | 0.00053469
18 | 0.0033322 | 0.00083512
19 | 0.0077529 | 0.0019431
20 | 0.0030114 | 0.00075474
21 | 0.0015979 | 0.00040046
22 | 0.003824 | 0.00095839
23 | 0.0030316 | 0.00075979
24 | 0.0042177 | 0.001057
25 | 0.0014789 | 0.00037065
26 | 0.0016205 | 0.00040613
27 | 0.0066835 | 0.001675
28 | 0.0034482 | 0.00086419
29 | 0.0033243 | 0.00083316
30 | 0.0034218 | 0.00085759
31 | 0.0030294 | 0.00075925
32 | 0.0020822 | 0.00052184
33 | 0.0020859 | 0.00052278
34 | 0.0047315 | 0.0011858
35 | 0.0040834 | 0.0010234
36 | 0.0021185 | 0.00053095
37 | 0.0029799 | 0.00074682
38 | 0.0042147 | 0.0010563
39 | 0.0061267 | 0.0015355
40 | 0.0015235 | 0.00038184
41 | 0.0015443 | 0.00038704
42 | 0.0027578 | 0.00069118
43 | 0.0029574 | 0.0007412
44 | 0.0015364 | 0.00038507
45 | 0.0027531 | 0.00068999
46 | 0.0015671 | 0.00039276
47 | 0.0056463 | 0.0014151
48 | 0.0078488 | 0.0019671
49 | 0.012117 | 0.0030368
50 | 0.0093525 | 0.002344
51 | 0.0027185 | 0.00068132
52 | 0.0027416 | 0.00068712
53 | 0.0044662 | 0.0011193
54 | 0.0027463 | 0.00068829
55 | 0.0045756 | 0.0011468
56 | 0.0063014 | 0.0015793
57 | 0.0019199 | 0.00048118
58 | 0.0028271 | 0.00070854
59 | 0.0027079 | 0.00067866
60 | 0.0049365 | 0.0012372
61 | 0.013676 | 0.0034276
62 | 0.0020836 | 0.0005222
63 | 0.0026648 | 0.00066786
64 | 0.0020798 | 0.00052126
65 | 0.0021278 | 0.00053328
66 | 0.0026825 | 0.00067229
67 | 0.0054156 | 0.0013573
68 | 0.0029233 | 0.00073264
69 | 0.0030437 | 0.00076282
70 | 0.0020683 | 0.00051837
71 | 0.0028215 | 0.00070714
72 | 0.0026067 | 0.00065329
73 | 0.0029844 | 0.00074796
74 | 0.0028748 | 0.00072048
75 | 0.0020228 | 0.00050697
76 | 0.0029698 | 0.00074431
77 | 0.0014632 | 0.00036672
78 | 0.002933 | 0.00073507
79 | 0.0020549 | 0.000515
80 | 0.0025771 | 0.00064588
81 | 0.0027709 | 0.00069446
82 | 0.0026967 | 0.00067585
83 | 0.003067 | 0.00076866
84 | 0.0089225 | 0.0022362
85 | 0.0042099 | 0.0010551
86 | 0.0021122 | 0.00052936
87 | 0.0049782 | 0.0012477
88 | 0.0032261 | 0.00080854
89 | 0.0025127 | 0.00062973
90 | 0.0025259 | 0.00063305
91 | 0.0025452 | 0.00063789
92 | 0.0020609 | 0.00051651
93 | 0.0025582 | 0.00064116
94 | 0.0097974 | 0.0024555
95 | 0.0028051 | 0.00070302
96 | 0.0056924 | 0.0014267
97 | 0.0027459 | 0.00068819
98 | 0.0029219 | 0.0007323
99 | 0.0023953 | 0.00060033
100 | 0.0054612 | 0.0013687
101 | 0.0023044 | 0.00057754
102 | 0.0013528 | 0.00033905
103 | 0.0032497 | 0.00081445
104 | 0.0031892 | 0.00079928
105 | 0.0035243 | 0.00088327
106 | 0.0020269 | 0.000508
107 | 0.0030895 | 0.00077431
108 | 0.0020378 | 0.00051071
109 | 0.0017934 | 0.00044947
110 | 0.0036351 | 0.00091105
111 | 0.0018956 | 0.00047508
112 | 0.0028763 | 0.00072086
113 | 0.0027337 | 0.00068514
114 | 0.0020991 | 0.00052608
115 | 0.0036086 | 0.00090441
116 | 0.0021505 | 0.00053897
117 | 0.0026609 | 0.00066689

## dtypes
| element | column | dtype
0 | bus | name | object
1 | bus | vn_kv | float64
2 | bus | type | object
3 | bus | zone | object
4 | bus | in_service | bool
5 | load | name | object
6 | load | bus | uint32
7 | load | p_mw | float64
8 | load | q_mvar | float64
9 | load | const_z_percent | float64
10 | load | const_i_percent | float64
11 | load | sn_mva | float64
12 | load | scaling | float64
13 | load | in_service | bool
14 | load | type | object
15 | ext_grid | name | object
16 | ext_grid | bus | uint32
17 | ext_grid | vm_pu | float64
18 | ext_grid | va_degree | float64
19 | ext_grid | slack_weight | float64
20 | ext_grid | in_service | bool
21 | line | name | object
22 | line | std_type | object
23 | line | from_bus | uint32
24 | line | to_bus | uint32
25 | line | length_km | float64
26 | line | r_ohm_per_km | float64
27 | line | x_ohm_per_km | float64
28 | line | c_nf_per_km | float64
29 | line | g_us_per_km | float64
30 | line | max_i_ka | float64
31 | line | df | float64
32 | line | parallel | uint32
33 | line | type | object
34 | line | in_service | bool
35 | trafo | name | object
36 | trafo | std_type | object
37 | trafo | hv_bus | uint32
38 | trafo | lv_bus | uint32
39 | trafo | sn_mva | float64
40 | trafo | vn_hv_kv | float64
41 | trafo | vn_lv_kv | float64
42 | trafo | vk_percent | float64
43 | trafo | vkr_percent | float64
44 | trafo | pfe_kw | float64
45 | trafo | i0_percent | float64
46 | trafo | shift_degree | float64
47 | trafo | tap_side | object
48 | trafo | tap_neutral | int32
49 | trafo | tap_min | int32
50 | trafo | tap_max | int32
51 | trafo | tap_step_percent | float64
52 | trafo | tap_step_degree | float64
53 | trafo | tap_pos | int32
54 | trafo | tap_phase_shifter | bool
55 | trafo | parallel | uint32
56 | trafo | df | float64
57 | trafo | in_service | bool
58 | line_geodata | coords | object
59 | bus_geodata | x | float64
60 | bus_geodata | y | float64
61 | bus_geodata | coords | object
62 | res_bus | vm_pu | float64
63 | res_bus | va_degree | float64
64 | res_bus | p_mw | float64
65 | res_bus | q_mvar | float64
66 | res_line | p_from_mw | float64
67 | res_line | q_from_mvar | float64
68 | res_line | p_to_mw | float64
69 | res_line | q_to_mvar | float64
70 | res_line | pl_mw | float64
71 | res_line | ql_mvar | float64
72 | res_line | i_from_ka | float64
73 | res_line | i_to_ka | float64
74 | res_line | i_ka | float64
75 | res_line | vm_from_pu | float64
76 | res_line | va_from_degree | float64
77 | res_line | vm_to_pu | float64
78 | res_line | va_to_degree | float64
79 | res_line | loading_percent | float64
80 | res_trafo | p_hv_mw | float64
81 | res_trafo | q_hv_mvar | float64
82 | res_trafo | p_lv_mw | float64
83 | res_trafo | q_lv_mvar | float64
84 | res_trafo | pl_mw | float64
85 | res_trafo | ql_mvar | float64
86 | res_trafo | i_hv_ka | float64
87 | res_trafo | i_lv_ka | float64
88 | res_trafo | vm_hv_pu | float64
89 | res_trafo | va_hv_degree | float64
90 | res_trafo | vm_lv_pu | float64
91 | res_trafo | va_lv_degree | float64
92 | res_trafo | loading_percent | float64
93 | res_ext_grid | p_mw | float64
94 | res_ext_grid | q_mvar | float64
95 | res_load | p_mw | float64
96 | res_load | q_mvar | float64

## parameters
| version | format_version | converged | OPF_converged | name | f_hz | sn_mva
0 | 2.14.6 | 2.14.0 | TRUE | FALSE |  | 50 | 1