## bus
| name | vn_kv | type | zone | in_service
0 | bus_LV_1-4_0_3_node_0 | 0.4 | n |  | TRUE
1 | bus_LV_1-4_0_3_node_1 | 0.4 | n |  | TRUE
2 | bus_LV_1-4_0_3_node_3 | 0.4 | n |  | TRUE
3 | bus_LV_1-4_0_3_node_13 | 0.4 | n |  | TRUE
4 | bus_LV_1-4_0_3_node_14 | 0.4 | n |  | TRUE
5 | bus_LV_1-4_0_3_node_7 | 0.4 | n |  | TRUE
6 | bus_LV_1-4_0_3_node_4 | 0.4 | n |  | TRUE
7 | bus_LV_1-4_0_3_node_5 | 0.4 | n |  | TRUE
8 | bus_LV_1-4_0_3_node_6 | 0.4 | n |  | TRUE
9 | bus_LV_1-4_0_3_node_18 | 0.4 | n |  | TRUE
10 | bus_LV_1-4_0_3_node_16 | 0.4 | n |  | TRUE
11 | bus_LV_1-4_0_3_node_9 | 0.4 | n |  | TRUE
12 | bus_LV_1-4_0_3_node_10 | 0.4 | n |  | TRUE
13 | bus_LV_1-4_0_3_node_12 | 0.4 | n |  | TRUE
14 | bus_LV_1-4_0_3_node_15 | 0.4 | n |  | TRUE
15 | bus_LV_1-4_0_3_node_17 | 0.4 | n |  | TRUE
16 | bus_LV_1-4_0_3_node_19 | 0.4 | n |  | TRUE
17 | bus_LV_1-4_0_3_node_20 | 0.4 | n |  | TRUE
18 | bus_LV_1-4_0_3_node_21 | 0.4 | n |  | TRUE
19 | bus_LV_1-4_0_3_node_62 | 0.4 | n |  | TRUE
20 | bus_LV_1-4_0_3_node_60 | 0.4 | n |  | TRUE
21 | bus_LV_1-4_0_3_node_164 | 0.4 | n |  | TRUE
22 | bus_LV_1-4_0_3_node_58 | 0.4 | n |  | TRUE
23 | bus_LV_1-4_0_3_node_27 | 0.4 | n |  | TRUE
24 | bus_LV_1-4_0_3_node_29 | 0.4 | n |  | TRUE
25 | bus_LV_1-4_0_3_node_26 | 0.4 | n |  | TRUE
26 | bus_LV_1-4_0_3_node_22 | 0.4 | n |  | TRUE
27 | bus_LV_1-4_0_3_node_23 | 0.4 | n |  | TRUE
28 | bus_LV_1-4_0_3_node_25 | 0.4 | n |  | TRUE
29 | bus_LV_1-4_0_3_node_28 | 0.4 | n |  | TRUE
30 | bus_LV_1-4_0_3_node_57 | 0.4 | n |  | TRUE
31 | bus_LV_1-4_0_3_node_163 | 0.4 | n |  | TRUE
32 | bus_LV_1-4_0_3_node_56 | 0.4 | n |  | TRUE
33 | bus_LV_1-4_0_3_node_49 | 0.4 | n |  | TRUE
34 | bus_LV_1-4_0_3_node_30 | 0.4 | n |  | TRUE
35 | bus_LV_1-4_0_3_node_31 | 0.4 | n |  | TRUE
36 | bus_LV_1-4_0_3_node_32 | 0.4 | n |  | TRUE
37 | bus_LV_1-4_0_3_node_33 | 0.4 | n |  | TRUE
38 | bus_LV_1-4_0_3_node_34 | 0.4 | n |  | TRUE
39 | bus_LV_1-4_0_3_node_84 | 0.4 | n |  | TRUE
40 | bus_LV_1-4_0_3_node_85 | 0.4 | n |  | TRUE
41 | bus_LV_1-4_0_3_node_165 | 0.4 | n |  | TRUE
42 | bus_LV_1-4_0_3_node_35 | 0.4 | n |  | TRUE
43 | bus_LV_1-4_0_3_node_36 | 0.4 | n |  | TRUE
44 | bus_LV_1-4_0_3_node_37 | 0.4 | n |  | TRUE
45 | bus_LV_1-4_0_3_node_38 | 0.4 | n |  | TRUE
46 | bus_LV_1-4_0_3_node_39 | 0.4 | n |  | TRUE
47 | bus_LV_1-4_0_3_node_74 | 0.4 | n |  | TRUE
48 | bus_LV_1-4_0_3_node_79 | 0.4 | n |  | TRUE
49 | bus_LV_1-4_0_3_node_75 | 0.4 | n |  | TRUE
50 | bus_LV_1-4_0_3_node_76 | 0.4 | n |  | TRUE
51 | bus_LV_1-4_0_3_node_73 | 0.4 | n |  | TRUE
52 | bus_LV_1-4_0_3_node_80 | 0.4 | n |  | TRUE
53 | bus_LV_1-4_0_3_node_40 | 0.4 | n |  | TRUE
54 | bus_LV_1-4_0_3_node_41 | 0.4 | n |  | TRUE
55 | bus_LV_1-4_0_3_node_42 | 0.4 | n |  | TRUE
56 | bus_LV_1-4_0_3_node_43 | 0.4 | n |  | TRUE
57 | bus_LV_1-4_0_3_node_44 | 0.4 | n |  | TRUE
58 | bus_LV_1-4_0_3_node_68 | 0.4 | n |  | TRUE
59 | bus_LV_1-4_0_3_node_69 | 0.4 | n |  | TRUE
60 | bus_LV_1-4_0_3_node_45 | 0.4 | n |  | TRUE
61 | bus_LV_1-4_0_3_node_46 | 0.4 | n |  | TRUE
62 | bus_LV_1-4_0_3_node_48 | 0.4 | n |  | TRUE
63 | bus_LV_1-4_0_3_node_47 | 0.4 | n |  | TRUE
64 | bus_LV_1-4_0_3_node_50 | 0.4 | n |  | TRUE
65 | bus_LV_1-4_0_3_node_70 | 0.4 | n |  | TRUE
66 | bus_LV_1-4_0_3_node_53 | 0.4 | n |  | TRUE
67 | bus_LV_1-4_0_3_node_55 | 0.4 | n |  | TRUE
68 | bus_LV_1-4_0_3_node_51 | 0.4 | n |  | TRUE
69 | bus_LV_1-4_0_3_node_52 | 0.4 | n |  | TRUE
70 | bus_LV_1-4_0_3_node_54 | 0.4 | n |  | TRUE
71 | bus_LV_1-4_0_3_node_160 | 0.4 | n |  | TRUE
72 | bus_LV_1-4_0_3_node_64 | 0.4 | n |  | TRUE
73 | bus_LV_1-4_0_3_node_63 | 0.4 | n |  | TRUE
74 | bus_LV_1-4_0_3_node_61 | 0.4 | n |  | TRUE
75 | bus_LV_1-4_0_3_node_166 | 0.4 | n |  | TRUE
76 | bus_LV_1-4_0_3_node_65 | 0.4 | n |  | TRUE
77 | bus_LV_1-4_0_3_node_66 | 0.4 | n |  | TRUE
78 | bus_LV_1-4_0_3_node_67 | 0.4 | n |  | TRUE
79 | bus_LV_1-4_0_3_node_158 | 0.4 | n |  | TRUE
80 | bus_LV_1-4_0_3_node_156 | 0.4 | n |  | TRUE
81 | bus_LV_1-4_0_3_node_157 | 0.4 | n |  | TRUE
82 | bus_LV_1-4_0_3_node_159 | 0.4 | n |  | TRUE
83 | bus_LV_1-4_0_3_node_72 | 0.4 | n |  | TRUE
84 | bus_LV_1-4_0_3_node_71 | 0.4 | n |  | TRUE
85 | bus_LV_1-4_0_3_node_123 | 0.4 | n |  | TRUE
86 | bus_LV_1-4_0_3_node_124 | 0.4 | n |  | TRUE
87 | bus_LV_1-4_0_3_node_125 | 0.4 | n |  | TRUE
88 | bus_LV_1-4_0_3_node_77 | 0.4 | n |  | TRUE
89 | bus_LV_1-4_0_3_node_113 | 0.4 | n |  | TRUE
90 | bus_LV_1-4_0_3_node_78 | 0.4 | n |  | TRUE
91 | bus_LV_1-4_0_3_node_83 | 0.4 | n |  | TRUE
92 | bus_LV_1-4_0_3_node_101 | 0.4 | n |  | TRUE
93 | bus_LV_1-4_0_3_node_127 | 0.4 | n |  | TRUE
94 | bus_LV_1-4_0_3_node_128 | 0.4 | n |  | TRUE
95 | bus_LV_1-4_0_3_node_91 | 0.4 | n |  | TRUE
96 | bus_LV_1-4_0_3_node_89 | 0.4 | n |  | TRUE
97 | bus_LV_1-4_0_3_node_81 | 0.4 | n |  | TRUE
98 | bus_LV_1-4_0_3_node_82 | 0.4 | n |  | TRUE
99 | bus_LV_1-4_0_3_node_90 | 0.4 | n |  | TRUE
100 | bus_LV_1-4_0_3_node_88 | 0.4 | n |  | TRUE
101 | bus_LV_1-4_0_3_node_86 | 0.4 | n |  | TRUE
102 | bus_LV_1-4_0_3_node_87 | 0.4 | n |  | TRUE
103 | bus_LV_1-4_0_3_node_92 | 0.4 | n |  | TRUE
104 | bus_LV_1-4_0_3_node_93 | 0.4 | n |  | TRUE
105 | bus_LV_1-4_0_3_node_94 | 0.4 | n |  | TRUE
106 | bus_LV_1-4_0_3_node_95 | 0.4 | n |  | TRUE
107 | bus_LV_1-4_0_3_node_96 | 0.4 | n |  | TRUE
108 | bus_LV_1-4_0_3_node_99 | 0.4 | n |  | TRUE
109 | bus_LV_1-4_0_3_node_112 | 0.4 | n |  | TRUE
110 | bus_LV_1-4_0_3_node_97 | 0.4 | n |  | TRUE
111 | bus_LV_1-4_0_3_node_109 | 0.4 | n |  | TRUE
112 | bus_LV_1-4_0_3_node_98 | 0.4 | n |  | TRUE
113 | bus_LV_1-4_0_3_node_100 | 0.4 | n |  | TRUE
114 | bus_LV_1-4_0_3_node_111 | 0.4 | n |  | TRUE
115 | bus_LV_1-4_0_3_node_110 | 0.4 | n |  | TRUE
116 | bus_LV_1-4_0_3_node_102 | 0.4 | n |  | TRUE
117 | bus_LV_1-4_0_3_node_103 | 0.4 | n |  | TRUE
118 | bus_LV_1-4_0_3_node_116 | 0.4 | n |  | TRUE
119 | bus_LV_1-4_0_3_node_104 | 0.4 | n |  | TRUE
120 | bus_LV_1-4_0_3_node_114 | 0.4 | n |  | TRUE
121 | bus_LV_1-4_0_3_node_115 | 0.4 | n |  | TRUE
122 | bus_LV_1-4_0_3_node_105 | 0.4 | n |  | TRUE
123 | bus_LV_1-4_0_3_node_106 | 0.4 | n |  | TRUE
124 | bus_LV_1-4_0_3_node_107 | 0.4 | n |  | TRUE
125 | bus_LV_1-4_0_3_node_108 | 0.4 | n |  | TRUE
126 | bus_LV_1-4_0_3_node_130 | 0.4 | n |  | TRUE
127 | bus_LV_1-4_0_3_node_131 | 0.4 | n |  | TRUE
128 | bus_LV_1-4_0_3_node_155 | 0.4 | n |  | TRUE
129 | bus_LV_1-4_0_3_node_153 | 0.4 | n |  | TRUE
130 | bus_LV_1-4_0_3_node_117 | 0.4 | n |  | TRUE
131 | bus_LV_1-4_0_3_node_118 | 0.4 | n |  | TRUE
132 | bus_LV_1-4_0_3_node_119 | 0.4 | n |  | TRUE
133 | bus_LV_1-4_0_3_node_120 | 0.4 | n |  | TRUE
134 | bus_LV_1-4_0_3_node_122 | 0.4 | n |  | TRUE
135 | bus_LV_1-4_0_3_node_121 | 0.4 | n |  | TRUE
136 | bus_LV_1-4_0_3_node_129 | 0.4 | n |  | TRUE
137 | bus_LV_1-4_0_3_node_133 | 0.4 | n |  | TRUE
138 | bus_LV_1-4_0_3_node_134 | 0.4 | n |  | TRUE
139 | bus_LV_1-4_0_3_node_132 | 0.4 | n |  | TRUE
140 | bus_LV_1-4_0_3_node_148 | 0.4 | n |  | TRUE
141 | bus_LV_1-4_0_3_node_144 | 0.4 | n |  | TRUE
142 | bus_LV_1-4_0_3_node_146 | 0.4 | n |  | TRUE
143 | bus_LV_1-4_0_3_node_149 | 0.4 | n |  | TRUE
144 | bus_LV_1-4_0_3_node_135 | 0.4 | n |  | TRUE
145 | bus_LV_1-4_0_3_node_136 | 0.4 | n |  | TRUE
146 | bus_LV_1-4_0_3_node_137 | 0.4 | n |  | TRUE
147 | bus_LV_1-4_0_3_node_138 | 0.4 | n |  | TRUE
148 | bus_LV_1-4_0_3_node_139 | 0.4 | n |  | TRUE
149 | bus_LV_1-4_0_3_node_140 | 0.4 | n |  | TRUE
150 | bus_LV_1-4_0_3_node_161 | 0.4 | n |  | TRUE
151 | bus_LV_1-4_0_3_node_147 | 0.4 | n |  | TRUE
152 | bus_LV_1-4_0_3_node_162 | 0.4 | n |  | TRUE
153 | bus_LV_1-4_0_3_node_141 | 0.4 | n |  | TRUE
154 | bus_LV_1-4_0_3_node_142 | 0.4 | n |  | TRUE
155 | bus_LV_1-4_0_3_node_143 | 0.4 | n |  | TRUE
156 | bus_LV_1-4_0_3_node_145 | 0.4 | n |  | TRUE
157 | bus_LV_1-4_0_3_node_150 | 0.4 | n |  | TRUE
158 | bus_LV_1-4_0_3_node_151 | 0.4 | n |  | TRUE
159 | bus_LV_1-4_0_3_node_152 | 0.4 | n |  | TRUE
160 | bus_MV_349_0_node_6 | 20 | n |  | TRUE

## load
| name | bus | p_mw | q_mvar | const_z_percent | const_i_percent | sn_mva | scaling | in_service | type
0 | LV_1-4_0_3_load_0 | 0 | 0.0019408 | 0.00048642 | 0 | 0 |  | 1 | TRUE | wye
1 | LV_1-4_0_3_load_1 | 1 | 0.002231 | 0.00055913 | 0 | 0 |  | 1 | TRUE | wye
2 | LV_1-4_0_3_load_3 | 2 | 0.0033909 | 0.00084984 | 0 | 0 |  | 1 | TRUE | wye
3 | LV_1-4_0_3_load_14 | 4 | 0.0040565 | 0.0010167 | 0 | 0 |  | 1 | TRUE | wye
4 | LV_1-4_0_3_load_4 | 6 | 0.0052413 | 0.0013136 | 0 | 0 |  | 1 | TRUE | wye
5 | LV_1-4_0_3_load_5 | 7 | 0.0049512 | 0.0012409 | 0 | 0 |  | 1 | TRUE | wye
6 | LV_1-4_0_3_load_6 | 8 | 0.0020503 | 0.00051385 | 0 | 0 |  | 1 | TRUE | wye
7 | LV_1-4_0_3_load_18 | 9 | 0.0059376 | 0.0014881 | 0 | 0 |  | 1 | TRUE | wye
8 | LV_1-4_0_3_load_16 | 10 | 0.0041738 | 0.0010461 | 0 | 0 |  | 1 | TRUE | wye
9 | LV_1-4_0_3_load_9 | 11 | 0.0026715 | 0.00066955 | 0 | 0 |  | 1 | TRUE | wye
10 | LV_1-4_0_3_load_10 | 12 | 0.0029001 | 0.00072683 | 0 | 0 |  | 1 | TRUE | wye
11 | LV_1-4_0_3_load_12 | 13 | 0.0039617 | 0.0009929 | 0 | 0 |  | 1 | TRUE | wye
12 | LV_1-4_0_3_load_21 | 18 | 0.0046817 | 0.0011733 | 0 | 0 |  | 1 | TRUE | wye
13 | LV_1-4_0_3_load_62 | 19 | 0.0074919 | 0.0018777 | 0 | 0 |  | 1 | TRUE | wye
14 | LV_1-4_0_3_load_60 | 20 | 0.0032483 | 0.0008141 | 0 | 0 |  | 1 | TRUE | wye
15 | LV_1-4_0_3_load_58 | 22 | 0.012722 | 0.0031885 | 0 | 0 |  | 1 | TRUE | wye
16 | LV_1-4_0_3_load_29 | 24 | 0.003153 | 0.00079022 | 0 | 0 |  | 1 | TRUE | wye
17 | LV_1-4_0_3_load_22 | 26 | 0.0049222 | 0.0012336 | 0 | 0 |  | 1 | TRUE | wye
18 | LV_1-4_0_3_load_25 | 28 | 0.0041422 | 0.0010381 | 0 | 0 |  | 1 | TRUE | wye
19 | LV_1-4_0_3_load_28 | 29 | 0.011362 | 0.0028475 | 0 | 0 |  | 1 | TRUE | wye
20 | LV_1-4_0_3_load_57 | 30 | 0.00081153 | 0.00020339 | 0 | 0 |  | 1 | TRUE | wye
21 | LV_1-4_0_3_load_163 | 31 | 0.0028875 | 0.00072367 | 0 | 0 |  | 1 | TRUE | wye
22 | LV_1-4_0_3_load_56 | 32 | 0.0015379 | 0.00038543 | 0 | 0 |  | 1 | TRUE | wye
23 | LV_1-4_0_3_load_30 | 34 | 0.0027742 | 0.00069528 | 0 | 0 |  | 1 | TRUE | wye
24 | LV_1-4_0_3_load_31 | 35 | 0.0027764 | 0.00069584 | 0 | 0 |  | 1 | TRUE | wye
25 | LV_1-4_0_3_load_33 | 37 | 0.0029553 | 0.00074067 | 0 | 0 |  | 1 | TRUE | wye
26 | LV_1-4_0_3_load_34 | 38 | 0.002369 | 0.00059372 | 0 | 0 |  | 1 | TRUE | wye
27 | LV_1-4_0_3_load_84 | 39 | 0.0092732 | 0.0023241 | 0 | 0 |  | 1 | TRUE | wye
28 | LV_1-4_0_3_load_85 | 40 | 0.0033378 | 0.00083653 | 0 | 0 |  | 1 | TRUE | wye
29 | LV_1-4_0_3_load_35 | 42 | 0.0027357 | 0.00068564 | 0 | 0 |  | 1 | TRUE | wye
30 | LV_1-4_0_3_load_36 | 43 | 0.0011827 | 0.00029641 | 0 | 0 |  | 1 | TRUE | wye
31 | LV_1-4_0_3_load_37 | 44 | 0.001584 | 0.00039698 | 0 | 0 |  | 1 | TRUE | wye
32 | LV_1-4_0_3_load_38 | 45 | 0.0015063 | 0.00037752 | 0 | 0 |  | 1 | TRUE | wye
33 | LV_1-4_0_3_load_39 | 46 | 0.0013369 | 0.00033506 | 0 | 0 |  | 1 | TRUE | wye
34 | LV_1-4_0_3_load_79 | 48 | 0.00079183 | 0.00019845 | 0 | 0 |  | 1 | TRUE | wye
35 | LV_1-4_0_3_load_75 | 49 | 0.0086176 | 0.0021598 | 0 | 0 |  | 1 | TRUE | wye
36 | LV_1-4_0_3_load_76 | 50 | 0.00074455 | 0.0001866 | 0 | 0 |  | 1 | TRUE | wye
37 | LV_1-4_0_3_load_73 | 51 | 0.0049735 | 0.0012465 | 0 | 0 |  | 1 | TRUE | wye
38 | LV_1-4_0_3_load_80 | 52 | 0.0014136 | 0.00035429 | 0 | 0 |  | 1 | TRUE | wye
39 | LV_1-4_0_3_load_40 | 53 | 0.0041772 | 0.0010469 | 0 | 0 |  | 1 | TRUE | wye
40 | LV_1-4_0_3_load_41 | 54 | 0.00151 | 0.00037844 | 0 | 0 |  | 1 | TRUE | wye
41 | LV_1-4_0_3_load_43 | 56 | 0.0060524 | 0.0015169 | 0 | 0 |  | 1 | TRUE | wye
42 | LV_1-4_0_3_load_44 | 57 | 0.0045368 | 0.001137 | 0 | 0 |  | 1 | TRUE | wye
43 | LV_1-4_0_3_load_45 | 60 | 0.018107 | 0.0045381 | 0 | 0 |  | 1 | TRUE | wye
44 | LV_1-4_0_3_load_46 | 61 | 0.0042469 | 0.0010644 | 0 | 0 |  | 1 | TRUE | wye
45 | LV_1-4_0_3_load_50 | 64 | 0.0071718 | 0.0017974 | 0 | 0 |  | 1 | TRUE | wye
46 | LV_1-4_0_3_load_70 | 65 | 0.0063901 | 0.0016015 | 0 | 0 |  | 1 | TRUE | wye
47 | LV_1-4_0_3_load_51 | 68 | 0.0053335 | 0.0013367 | 0 | 0 |  | 1 | TRUE | wye
48 | LV_1-4_0_3_load_52 | 69 | 0.0045134 | 0.0011312 | 0 | 0 |  | 1 | TRUE | wye
49 | LV_1-4_0_3_load_54 | 70 | 0.0097214 | 0.0024364 | 0 | 0 |  | 1 | TRUE | wye
50 | LV_1-4_0_3_load_160 | 71 | 0.013375 | 0.0033522 | 0 | 0 |  | 1 | TRUE | wye
51 | LV_1-4_0_3_load_64 | 72 | 0.0088144 | 0.0022091 | 0 | 0 |  | 1 | TRUE | wye
52 | LV_1-4_0_3_load_63 | 73 | 0.01082 | 0.0027117 | 0 | 0 |  | 1 | TRUE | wye
53 | LV_1-4_0_3_load_61 | 74 | 0.0029597 | 0.00074177 | 0 | 0 |  | 1 | TRUE | wye
54 | LV_1-4_0_3_load_166 | 75 | 0.001966 | 0.00049273 | 0 | 0 |  | 1 | TRUE | wye
55 | LV_1-4_0_3_load_67 | 78 | 0.0018158 | 0.00045508 | 0 | 0 |  | 1 | TRUE | wye
56 | LV_1-4_0_3_load_158 | 79 | 0.0069305 | 0.0017369 | 0 | 0 |  | 1 | TRUE | wye
57 | LV_1-4_0_3_load_157 | 81 | 0.0034749 | 0.00087088 | 0 | 0 |  | 1 | TRUE | wye
58 | LV_1-4_0_3_load_159 | 82 | 0.0045745 | 0.0011465 | 0 | 0 |  | 1 | TRUE | wye
59 | LV_1-4_0_3_load_72 | 83 | 0.011932 | 0.0029904 | 0 | 0 |  | 1 | TRUE | wye
60 | LV_1-4_0_3_load_71 | 84 | 0.0026456 | 0.00066305 | 0 | 0 |  | 1 | TRUE | wye
61 | LV_1-4_0_3_load_124 | 86 | 0.0084856 | 0.0021267 | 0 | 0 |  | 1 | TRUE | wye
62 | LV_1-4_0_3_load_125 | 87 | 0.0031377 | 0.00078638 | 0 | 0 |  | 1 | TRUE | wye
63 | LV_1-4_0_3_load_77 | 88 | 0.0082766 | 0.0020743 | 0 | 0 |  | 1 | TRUE | wye
64 | LV_1-4_0_3_load_78 | 90 | 0.0017677 | 0.00044302 | 0 | 0 |  | 1 | TRUE | wye
65 | LV_1-4_0_3_load_83 | 91 | 0.0010494 | 0.00026301 | 0 | 0 |  | 1 | TRUE | wye
66 | LV_1-4_0_3_load_101 | 92 | 0.00048168 | 0.00012072 | 0 | 0 |  | 1 | TRUE | wye
67 | LV_1-4_0_3_load_127 | 93 | 0.0016632 | 0.00041683 | 0 | 0 |  | 1 | TRUE | wye
68 | LV_1-4_0_3_load_128 | 94 | 0.0016575 | 0.0004154 | 0 | 0 |  | 1 | TRUE | wye
69 | LV_1-4_0_3_load_91 | 95 | 0.0018868 | 0.00047287 | 0 | 0 |  | 1 | TRUE | wye
70 | LV_1-4_0_3_load_89 | 96 | 0.00077001 | 0.00019298 | 0 | 0 |  | 1 | TRUE | wye
71 | LV_1-4_0_3_load_81 | 97 | 0.0014849 | 0.00037214 | 0 | 0 |  | 1 | TRUE | wye
72 | LV_1-4_0_3_load_82 | 98 | 0.0014159 | 0.00035485 | 0 | 0 |  | 1 | TRUE | wye
73 | LV_1-4_0_3_load_88 | 100 | 0.0028431 | 0.00071255 | 0 | 0 |  | 1 | TRUE | wye
74 | LV_1-4_0_3_load_86 | 101 | 0.0050824 | 0.0012738 | 0 | 0 |  | 1 | TRUE | wye
75 | LV_1-4_0_3_load_87 | 102 | 0.0017168 | 0.00043028 | 0 | 0 |  | 1 | TRUE | wye
76 | LV_1-4_0_3_load_92 | 103 | 0.00011044 | 2.7679e-05 | 0 | 0 |  | 1 | TRUE | wye
77 | LV_1-4_0_3_load_93 | 104 | 0.00019925 | 4.9936e-05 | 0 | 0 |  | 1 | TRUE | wye
78 | LV_1-4_0_3_load_94 | 105 | 0.002223 | 0.00055714 | 0 | 0 |  | 1 | TRUE | wye
79 | LV_1-4_0_3_load_95 | 106 | 0.00072939 | 0.0001828 | 0 | 0 |  | 1 | TRUE | wye
80 | LV_1-4_0_3_load_96 | 107 | 0.0035102 | 0.00087974 | 0 | 0 |  | 1 | TRUE | wye
81 | LV_1-4_0_3_load_112 | 109 | 0.00040807 | 0.00010227 | 0 | 0 |  | 1 | TRUE | wye
82 | LV_1-4_0_3_load_97 | 110 | 0.0011649 | 0.00029195 | 0 | 0 |  | 1 | TRUE | wye
83 | LV_1-4_0_3_load_109 | 111 | 0.00050865 | 0.00012748 | 0 | 0 |  | 1 | TRUE | wye
84 | LV_1-4_0_3_load_98 | 112 | 0.00039601 | 9.925e-05 | 0 | 0 |  | 1 | TRUE | wye
85 | LV_1-4_0_3_load_111 | 114 | 0.0008224 | 0.00020611 | 0 | 0 |  | 1 | TRUE | wye
86 | LV_1-4_0_3_load_110 | 115 | 0.00033723 | 8.4518e-05 | 0 | 0 |  | 1 | TRUE | wye
87 | LV_1-4_0_3_load_102 | 116 | 0.0024419 | 0.000612 | 0 | 0 |  | 1 | TRUE | wye
88 | LV_1-4_0_3_load_103 | 117 | 0.00010569 | 2.6489e-05 | 0 | 0 |  | 1 | TRUE | wye
89 | LV_1-4_0_3_load_104 | 119 | 0.00017776 | 4.4551e-05 | 0 | 0 |  | 1 | TRUE | wye
90 | LV_1-4_0_3_load_114 | 120 | 0.00033511 | 8.3986e-05 | 0 | 0 |  | 1 | TRUE | wye
91 | LV_1-4_0_3_load_105 | 122 | 0.0024248 | 0.00060772 | 0 | 0 |  | 1 | TRUE | wye
92 | LV_1-4_0_3_load_106 | 123 | 0.000633 | 0.00015864 | 0 | 0 |  | 1 | TRUE | wye
93 | LV_1-4_0_3_load_107 | 124 | 0.0014221 | 0.00035641 | 0 | 0 |  | 1 | TRUE | wye
94 | LV_1-4_0_3_load_108 | 125 | 0.00055479 | 0.00013904 | 0 | 0 |  | 1 | TRUE | wye
95 | LV_1-4_0_3_load_130 | 126 | 0.0015346 | 0.00038462 | 0 | 0 |  | 1 | TRUE | wye
96 | LV_1-4_0_3_load_131 | 127 | 0.00045316 | 0.00011357 | 0 | 0 |  | 1 | TRUE | wye
97 | LV_1-4_0_3_load_153 | 129 | 0.0011405 | 0.00028584 | 0 | 0 |  | 1 | TRUE | wye
98 | LV_1-4_0_3_load_117 | 130 | 0.0025173 | 0.0006309 | 0 | 0 |  | 1 | TRUE | wye
99 | LV_1-4_0_3_load_118 | 131 | 0.0026813 | 0.00067199 | 0 | 0 |  | 1 | TRUE | wye
100 | LV_1-4_0_3_load_119 | 132 | 0.0031995 | 0.00080186 | 0 | 0 |  | 1 | TRUE | wye
101 | LV_1-4_0_3_load_122 | 134 | 0.0027235 | 0.00068256 | 0 | 0 |  | 1 | TRUE | wye
102 | LV_1-4_0_3_load_121 | 135 | 0.00080832 | 0.00020258 | 0 | 0 |  | 1 | TRUE | wye
103 | LV_1-4_0_3_load_129 | 136 | 0.0013054 | 0.00032717 | 0 | 0 |  | 1 | TRUE | wye
104 | LV_1-4_0_3_load_133 | 137 | 0.0007179 | 0.00017992 | 0 | 0 |  | 1 | TRUE | wye
105 | LV_1-4_0_3_load_134 | 138 | 0.001683 | 0.00042179 | 0 | 0 |  | 1 | TRUE | wye
106 | LV_1-4_0_3_load_132 | 139 | 0.00071834 | 0.00018003 | 0 | 0 |  | 1 | TRUE | wye
107 | LV_1-4_0_3_load_146 | 142 | 0.0018402 | 0.0004612 | 0 | 0 |  | 1 | TRUE | wye
108 | LV_1-4_0_3_load_149 | 143 | 0.0010978 | 0.00027514 | 0 | 0 |  | 1 | TRUE | wye
109 | LV_1-4_0_3_load_135 | 144 | 0.00042071 | 0.00010544 | 0 | 0 |  | 1 | TRUE | wye
110 | LV_1-4_0_3_load_136 | 145 | 0.00039918 | 0.00010004 | 0 | 0 |  | 1 | TRUE | wye
111 | LV_1-4_0_3_load_138 | 147 | 0.00039317 | 9.8539e-05 | 0 | 0 |  | 1 | TRUE | wye
112 | LV_1-4_0_3_load_161 | 150 | 0.00031817 | 7.9741e-05 | 0 | 0 |  | 1 | TRUE | wye
113 | LV_1-4_0_3_load_147 | 151 | 0.00061406 | 0.0001539 | 0 | 0 |  | 1 | TRUE | wye
114 | LV_1-4_0_3_load_162 | 152 | 0.00034154 | 8.5599e-05 | 0 | 0 |  | 1 | TRUE | wye
115 | LV_1-4_0_3_load_141 | 153 | 0.00090694 | 0.0002273 | 0 | 0 |  | 1 | TRUE | wye
116 | LV_1-4_0_3_load_142 | 154 | 0.0011759 | 0.0002947 | 0 | 0 |  | 1 | TRUE | wye
117 | LV_1-4_0_3_load_143 | 155 | 0.00049209 | 0.00012333 | 0 | 0 |  | 1 | TRUE | wye
118 | LV_1-4_0_3_load_145 | 156 | 0.0018876 | 0.00047307 | 0 | 0 |  | 1 | TRUE | wye
119 | LV_1-4_0_3_load_150 | 157 | 0.0022374 | 0.00056074 | 0 | 0 |  | 1 | TRUE | wye
120 | LV_1-4_0_3_load_151 | 158 | 0.00054322 | 0.00013614 | 0 | 0 |  | 1 | TRUE | wye
121 | LV_1-4_0_3_load_152 | 159 | 0.00017909 | 4.4883e-05 | 0 | 0 |  | 1 | TRUE | wye

## ext_grid
| name | bus | vm_pu | va_degree | slack_weight | in_service
0 |  | 69 | 1 | 0 | 1 | TRUE

## line
| name | std_type | from_bus | to_bus | length_km | r_ohm_per_km | x_ohm_per_km | c_nf_per_km | g_us_per_km | max_i_ka | df | parallel | type | in_service
0 | LV_1-4_0_3_line_0 |  | 0 | 1 | 0.014051 | 0.125 | 0.08 | 261 | 0 | 0.364 | 1 | 1 | cs | TRUE
1 | LV_1-4_0_3_line_1 |  | 1 | 2 | 0.032365 | 0.125 | 0.08 | 261 | 0 | 0.364 | 1 | 1 | cs | TRUE
2 | LV_1-4_0_3_line_2 |  | 2 | 3 | 0.018045 | 0.125 | 0.08 | 261 | 0 | 0.364 | 1 | 1 | cs | TRUE
3 | LV_1-4_0_3_line_3 |  | 3 | 4 | 0.011491 | 0.125 | 0.08 | 261 | 0 | 0.364 | 1 | 1 | cs | TRUE
4 | LV_1-4_0_3_line_4 |  | 3 | 5 | 0.022941 | 0.125 | 0.08 | 261 | 0 | 0.364 | 1 | 1 | cs | TRUE
5 | LV_1-4_0_3_line_5 |  | 5 | 9 | 0.0144 | 0.125 | 0.08 | 261 | 0 | 0.364 | 1 | 1 | cs | TRUE
6 | LV_1-4_0_3_line_6 |  | 5 | 7 | 0.0042153 | 0.125 | 0.08 | 261 | 0 | 0.364 | 1 | 1 | cs | TRUE
7 | LV_1-4_0_3_line_7 |  | 6 | 7 | 0.039331 | 0.125 | 0.08 | 261 | 0 | 0.364 | 1 | 1 | cs | TRUE
8 | LV_1-4_0_3_line_8 |  | 6 | 8 | 0.0042876 | 0.125 | 0.08 | 261 | 0 | 0.364 | 1 | 1 | cs | TRUE
9 | LV_1-4_0_3_line_9 |  | 9 | 10 | 0.017737 | 0.125 | 0.08 | 261 | 0 | 0.364 | 1 | 1 | cs | TRUE
10 | LV_1-4_0_3_line_10 |  | 10 | 14 | 0.021708 | 0.125 | 0.08 | 261 | 0 | 0.364 | 1 | 1 | cs | TRUE
11 | LV_1-4_0_3_line_11 |  | 11 | 12 | 0.0027922 | 0.125 | 0.08 | 261 | 0 | 0.364 | 1 | 1 | cs | TRUE
12 | LV_1-4_0_3_line_12 |  | 12 | 13 | 0.0048995 | 0.125 | 0.08 | 261 | 0 | 0.364 | 1 | 1 | cs | TRUE
13 | LV_1-4_0_3_line_13 |  | 13 | 14 | 0.011347 | 0.125 | 0.08 | 261 | 0 | 0.364 | 1 | 1 | cs | TRUE
14 | LV_1-4_0_3_line_14 |  | 14 | 15 | 0.01021 | 0.125 | 0.08 | 261 | 0 | 0.364 | 1 | 1 | cs | TRUE
15 | LV_1-4_0_3_line_15 |  | 15 | 19 | 0.016811 | 0.125 | 0.08 | 261 | 0 | 0.364 | 1 | 1 | cs | TRUE
16 | LV_1-4_0_3_line_16 |  | 15 | 20 | 0.010058 | 0.125 | 0.08 | 261 | 0 | 0.364 | 1 | 1 | cs | TRUE
17 | LV_1-4_0_3_line_17 |  | 16 | 17 | 0.00875 | 0.125 | 0.08 | 261 | 0 | 0.364 | 1 | 1 | cs | TRUE
18 | LV_1-4_0_3_line_18 |  | 16 | 18 | 0.0049105 | 0.125 | 0.08 | 261 | 0 | 0.364 | 1 | 1 | cs | TRUE
19 | LV_1-4_0_3_line_19 |  | 17 | 22 | 0.02209 | 0.125 | 0.08 | 261 | 0 | 0.364 | 1 | 1 | cs | TRUE
20 | LV_1-4_0_3_line_20 |  | 17 | 20 | 0.021487 | 0.125 | 0.08 | 261 | 0 | 0.364 | 1 | 1 | cs | TRUE
21 | LV_1-4_0_3_line_21 |  | 18 | 23 | 0.026301 | 0.125 | 0.08 | 261 | 0 | 0.364 | 1 | 1 | cs | TRUE
22 | LV_1-4_0_3_line_22 |  | 19 | 21 | 0.027022 | 0.125 | 0.08 | 261 | 0 | 0.364 | 1 | 1 | cs | TRUE
23 | LV_1-4_0_3_line_23 |  | 21 | 41 | 0.025307 | 0.125 | 0.08 | 261 | 0 | 0.364 | 1 | 1 | cs | TRUE
24 | LV_1-4_0_3_line_24 |  | 23 | 24 | 0.021419 | 0.125 | 0.08 | 261 | 0 | 0.364 | 1 | 2 | cs | TRUE
25 | LV_1-4_0_3_line_25 |  | 23 | 25 | 0.022306 | 0.125 | 0.08 | 261 | 0 | 0.364 | 1 | 1 | cs | TRUE
26 | LV_1-4_0_3_line_26 |  | 24 | 31 | 0.0078836 | 0.125 | 0.08 | 261 | 0 | 0.364 | 1 | 2 | cs | TRUE
27 | LV_1-4_0_3_line_27 |  | 25 | 29 | 0.029793 | 0.125 | 0.08 | 261 | 0 | 0.364 | 1 | 1 | cs | TRUE
28 | LV_1-4_0_3_line_28 |  | 25 | 28 | 0.016282 | 0.125 | 0.08 | 261 | 0 | 0.364 | 1 | 1 | cs | TRUE
29 | LV_1-4_0_3_line_29 |  | 26 | 27 | 0.047374 | 0.125 | 0.08 | 261 | 0 | 0.364 | 1 | 1 | cs | TRUE
30 | LV_1-4_0_3_line_30 |  | 27 | 28 | 0.024206 | 0.125 | 0.08 | 261 | 0 | 0.364 | 1 | 1 | cs | TRUE
31 | LV_1-4_0_3_line_31 |  | 29 | 30 | 0.0036797 | 0.125 | 0.08 | 261 | 0 | 0.364 | 1 | 1 | cs | TRUE
32 | LV_1-4_0_3_line_32 |  | 30 | 32 | 0.021696 | 0.125 | 0.08 | 261 | 0 | 0.364 | 1 | 1 | cs | TRUE
33 | LV_1-4_0_3_line_33 |  | 31 | 33 | 0.013413 | 0.125 | 0.08 | 261 | 0 | 0.364 | 1 | 2 | cs | TRUE
34 | LV_1-4_0_3_line_34 |  | 32 | 57 | 0.0016487 | 0.125 | 0.08 | 261 | 0 | 0.364 | 1 | 1 | cs | TRUE
35 | LV_1-4_0_3_line_35 |  | 33 | 63 | 0.009016 | 0.125 | 0.08 | 261 | 0 | 0.364 | 1 | 2 | cs | TRUE
36 | LV_1-4_0_3_line_36 |  | 34 | 35 | 0.0066041 | 0.125 | 0.08 | 261 | 0 | 0.364 | 1 | 1 | cs | TRUE
37 | LV_1-4_0_3_line_37 |  | 34 | 36 | 0.010251 | 0.125 | 0.08 | 261 | 0 | 0.364 | 1 | 1 | cs | TRUE
38 | LV_1-4_0_3_line_38 |  | 35 | 37 | 0.023619 | 0.125 | 0.08 | 261 | 0 | 0.364 | 1 | 1 | cs | TRUE
39 | LV_1-4_0_3_line_39 |  | 36 | 38 | 0.020653 | 0.125 | 0.08 | 261 | 0 | 0.364 | 1 | 1 | cs | TRUE
40 | LV_1-4_0_3_line_40 |  | 37 | 39 | 0.0017575 | 0.125 | 0.08 | 261 | 0 | 0.364 | 1 | 1 | cs | TRUE
41 | LV_1-4_0_3_line_41 |  | 39 | 40 | 0.020415 | 0.125 | 0.08 | 261 | 0 | 0.364 | 1 | 1 | cs | TRUE
42 | LV_1-4_0_3_line_42 |  | 40 | 99 | 8.6918e-05 | 0.125 | 0.08 | 261 | 0 | 0.364 | 1 | 1 | cs | TRUE
43 | LV_1-4_0_3_line_43 |  | 41 | 75 | 0.0099711 | 0.125 | 0.08 | 261 | 0 | 0.364 | 1 | 1 | cs | TRUE
44 | LV_1-4_0_3_line_44 |  | 41 | 74 | 0.0034803 | 0.125 | 0.08 | 261 | 0 | 0.364 | 1 | 1 | cs | TRUE
45 | LV_1-4_0_3_line_45 |  | 42 | 43 | 0.0057247 | 0.125 | 0.08 | 261 | 0 | 0.364 | 1 | 1 | cs | TRUE
46 | LV_1-4_0_3_line_46 |  | 42 | 44 | 0.0050029 | 0.125 | 0.08 | 261 | 0 | 0.364 | 1 | 1 | cs | TRUE
47 | LV_1-4_0_3_line_47 |  | 43 | 45 | 0.005235 | 0.125 | 0.08 | 261 | 0 | 0.364 | 1 | 1 | cs | TRUE
48 | LV_1-4_0_3_line_48 |  | 44 | 46 | 0.0043597 | 0.125 | 0.08 | 261 | 0 | 0.364 | 1 | 1 | cs | TRUE
49 | LV_1-4_0_3_line_49 |  | 45 | 47 | 0.011535 | 0.125 | 0.08 | 261 | 0 | 0.364 | 1 | 1 | cs | TRUE
50 | LV_1-4_0_3_line_50 |  | 46 | 48 | 0.012236 | 0.125 | 0.08 | 261 | 0 | 0.364 | 1 | 1 | cs | TRUE
51 | LV_1-4_0_3_line_51 |  | 47 | 49 | 0.014321 | 0.125 | 0.08 | 261 | 0 | 0.364 | 1 | 1 | cs | TRUE
52 | LV_1-4_0_3_line_52 |  | 47 | 50 | 0.069492 | 0.125 | 0.08 | 261 | 0 | 0.364 | 1 | 1 | cs | TRUE
53 | LV_1-4_0_3_line_53 |  | 47 | 51 | 0.027276 | 0.125 | 0.08 | 261 | 0 | 0.364 | 1 | 1 | cs | TRUE
54 | LV_1-4_0_3_line_54 |  | 48 | 52 | 5.3361e-06 | 0.125 | 0.08 | 261 | 0 | 0.364 | 1 | 1 | cs | TRUE
55 | LV_1-4_0_3_line_55 |  | 49 | 88 | 0.010516 | 0.125 | 0.08 | 261 | 0 | 0.364 | 1 | 1 | cs | TRUE
56 | LV_1-4_0_3_line_56 |  | 50 | 89 | 0.0035781 | 0.125 | 0.08 | 261 | 0 | 0.364 | 1 | 1 | cs | TRUE
57 | LV_1-4_0_3_line_57 |  | 51 | 70 | 0.00093724 | 0.125 | 0.08 | 261 | 0 | 0.364 | 1 | 1 | cs | TRUE
58 | LV_1-4_0_3_line_58 |  | 52 | 95 | 0.0085719 | 0.125 | 0.08 | 261 | 0 | 0.364 | 1 | 1 | cs | TRUE
59 | LV_1-4_0_3_line_59 |  | 53 | 54 | 0.017327 | 0.125 | 0.08 | 261 | 0 | 0.364 | 1 | 1 | cs | TRUE
60 | LV_1-4_0_3_line_60 |  | 53 | 55 | 0.019059 | 0.125 | 0.08 | 261 | 0 | 0.364 | 1 | 1 | cs | TRUE
61 | LV_1-4_0_3_line_61 |  | 54 | 56 | 0.0080912 | 0.125 | 0.08 | 261 | 0 | 0.364 | 1 | 1 | cs | TRUE
62 | LV_1-4_0_3_line_62 |  | 55 | 57 | 0.039007 | 0.125 | 0.08 | 261 | 0 | 0.364 | 1 | 1 | cs | TRUE
63 | LV_1-4_0_3_line_63 |  | 56 | 58 | 0.012744 | 0.125 | 0.08 | 261 | 0 | 0.364 | 1 | 1 | cs | TRUE
64 | LV_1-4_0_3_line_64 |  | 58 | 59 | 0.008867 | 0.125 | 0.08 | 261 | 0 | 0.364 | 1 | 1 | cs | TRUE
65 | LV_1-4_0_3_line_65 |  | 59 | 83 | 0.010288 | 0.125 | 0.08 | 261 | 0 | 0.364 | 1 | 1 | cs | TRUE
66 | LV_1-4_0_3_line_66 |  | 59 | 65 | 0.021695 | 0.125 | 0.08 | 261 | 0 | 0.364 | 1 | 1 | cs | TRUE
67 | LV_1-4_0_3_line_67 |  | 60 | 61 | 0.011206 | 0.125 | 0.08 | 261 | 0 | 0.364 | 1 | 1 | cs | TRUE
68 | LV_1-4_0_3_line_68 |  | 61 | 62 | 0.01133 | 0.125 | 0.08 | 261 | 0 | 0.364 | 1 | 1 | cs | TRUE
69 | LV_1-4_0_3_line_69 |  | 62 | 65 | 0.013808 | 0.125 | 0.08 | 261 | 0 | 0.364 | 1 | 1 | cs | TRUE
70 | LV_1-4_0_3_line_70 |  | 63 | 64 | 0.020775 | 0.125 | 0.08 | 261 | 0 | 0.364 | 1 | 2 | cs | TRUE
71 | LV_1-4_0_3_line_71 |  | 64 | 66 | 0.012534 | 0.125 | 0.08 | 261 | 0 | 0.364 | 1 | 2 | cs | TRUE
72 | LV_1-4_0_3_line_72 |  | 66 | 67 | 0.025148 | 0.125 | 0.08 | 261 | 0 | 0.364 | 1 | 1 | cs | TRUE
73 | LV_1-4_0_3_line_73 |  | 66 | 68 | 0.022808 | 0.125 | 0.08 | 261 | 0 | 0.364 | 1 | 2 | cs | TRUE
74 | LV_1-4_0_3_line_74 |  | 67 | 71 | 0.017018 | 0.125 | 0.08 | 261 | 0 | 0.364 | 1 | 1 | cs | TRUE
75 | LV_1-4_0_3_line_75 |  | 67 | 72 | 0.01923 | 0.125 | 0.08 | 261 | 0 | 0.364 | 1 | 1 | cs | TRUE
76 | LV_1-4_0_3_line_76 |  | 68 | 69 | 0.018403 | 0.125 | 0.08 | 261 | 0 | 0.364 | 1 | 2 | cs | TRUE
77 | LV_1-4_0_3_line_77 |  | 69 | 70 | 0.010558 | 0.125 | 0.08 | 261 | 0 | 0.364 | 1 | 1 | cs | TRUE
78 | LV_1-4_0_3_line_78 |  | 72 | 73 | 0.0064373 | 0.125 | 0.08 | 261 | 0 | 0.364 | 1 | 1 | cs | TRUE
79 | LV_1-4_0_3_line_79 |  | 75 | 81 | 0.0029169 | 0.125 | 0.08 | 261 | 0 | 0.364 | 1 | 1 | cs | TRUE
80 | LV_1-4_0_3_line_80 |  | 76 | 77 | 0.009802 | 0.125 | 0.08 | 261 | 0 | 0.364 | 1 | 1 | cs | TRUE
81 | LV_1-4_0_3_line_81 |  | 76 | 78 | 0.0065288 | 0.125 | 0.08 | 261 | 0 | 0.364 | 1 | 1 | cs | TRUE
82 | LV_1-4_0_3_line_82 |  | 77 | 79 | 0.017365 | 0.125 | 0.08 | 261 | 0 | 0.364 | 1 | 1 | cs | TRUE
83 | LV_1-4_0_3_line_83 |  | 78 | 80 | 0.0096333 | 0.125 | 0.08 | 261 | 0 | 0.364 | 1 | 1 | cs | TRUE
84 | LV_1-4_0_3_line_84 |  | 79 | 82 | 0.012341 | 0.125 | 0.08 | 261 | 0 | 0.364 | 1 | 1 | cs | TRUE
85 | LV_1-4_0_3_line_85 |  | 80 | 81 | 0.011601 | 0.125 | 0.08 | 261 | 0 | 0.364 | 1 | 1 | cs | TRUE
86 | LV_1-4_0_3_line_86 |  | 82 | 99 | 0.017563 | 0.125 | 0.08 | 261 | 0 | 0.364 | 1 | 1 | cs | TRUE
87 | LV_1-4_0_3_line_87 |  | 84 | 85 | 0.020284 | 0.125 | 0.08 | 261 | 0 | 0.364 | 1 | 1 | cs | TRUE
88 | LV_1-4_0_3_line_88 |  | 85 | 86 | 0.024875 | 0.125 | 0.08 | 261 | 0 | 0.364 | 1 | 1 | cs | TRUE
89 | LV_1-4_0_3_line_89 |  | 85 | 87 | 0.0081568 | 0.125 | 0.08 | 261 | 0 | 0.364 | 1 | 1 | cs | TRUE
90 | LV_1-4_0_3_line_90 |  | 86 | 134 | 0.0061403 | 0.125 | 0.08 | 261 | 0 | 0.364 | 1 | 1 | cs | TRUE
91 | LV_1-4_0_3_line_91 |  | 87 | 94 | 0.012445 | 0.125 | 0.08 | 261 | 0 | 0.364 | 1 | 1 | cs | TRUE
92 | LV_1-4_0_3_line_92 |  | 88 | 90 | 0.006727 | 0.125 | 0.08 | 261 | 0 | 0.364 | 1 | 1 | cs | TRUE
93 | LV_1-4_0_3_line_93 |  | 89 | 91 | 0.045424 | 0.125 | 0.08 | 261 | 0 | 0.364 | 1 | 1 | cs | TRUE
94 | LV_1-4_0_3_line_94 |  | 89 | 92 | 0.0068235 | 0.125 | 0.08 | 261 | 0 | 0.364 | 1 | 1 | cs | TRUE
95 | LV_1-4_0_3_line_95 |  | 90 | 93 | 0.0057191 | 0.125 | 0.08 | 261 | 0 | 0.364 | 1 | 1 | cs | TRUE
96 | LV_1-4_0_3_line_96 |  | 91 | 98 | 0.012003 | 0.125 | 0.08 | 261 | 0 | 0.364 | 1 | 1 | cs | TRUE
97 | LV_1-4_0_3_line_97 |  | 92 | 108 | 0.013282 | 0.125 | 0.08 | 261 | 0 | 0.364 | 1 | 1 | cs | TRUE
98 | LV_1-4_0_3_line_98 |  | 93 | 94 | 0.013205 | 0.125 | 0.08 | 261 | 0 | 0.364 | 1 | 1 | cs | TRUE
99 | LV_1-4_0_3_line_99 |  | 95 | 96 | 5.7879e-05 | 0.125 | 0.08 | 261 | 0 | 0.364 | 1 | 1 | cs | TRUE
100 | LV_1-4_0_3_line_100 |  | 96 | 102 | 0.0097084 | 0.125 | 0.08 | 261 | 0 | 0.364 | 1 | 1 | cs | TRUE
101 | LV_1-4_0_3_line_101 |  | 97 | 98 | 0.069205 | 0.125 | 0.08 | 261 | 0 | 0.364 | 1 | 1 | cs | TRUE
102 | LV_1-4_0_3_line_102 |  | 99 | 100 | 0.0022642 | 0.125 | 0.08 | 261 | 0 | 0.364 | 1 | 1 | cs | TRUE
103 | LV_1-4_0_3_line_103 |  | 100 | 101 | 0.0093899 | 0.125 | 0.08 | 261 | 0 | 0.364 | 1 | 1 | cs | TRUE
104 | LV_1-4_0_3_line_104 |  | 103 | 104 | 0.0072882 | 0.125 | 0.08 | 261 | 0 | 0.364 | 1 | 1 | cs | TRUE
105 | LV_1-4_0_3_line_105 |  | 103 | 105 | 0.00031007 | 0.125 | 0.08 | 261 | 0 | 0.364 | 1 | 1 | cs | TRUE
106 | LV_1-4_0_3_line_106 |  | 104 | 106 | 0.043397 | 0.125 | 0.08 | 261 | 0 | 0.364 | 1 | 1 | cs | TRUE
107 | LV_1-4_0_3_line_107 |  | 105 | 107 | 0.028551 | 0.125 | 0.08 | 261 | 0 | 0.364 | 1 | 1 | cs | TRUE
108 | LV_1-4_0_3_line_108 |  | 106 | 108 | 0.0056617 | 0.125 | 0.08 | 261 | 0 | 0.364 | 1 | 1 | cs | TRUE
109 | LV_1-4_0_3_line_109 |  | 107 | 109 | 0.05363 | 0.125 | 0.08 | 261 | 0 | 0.364 | 1 | 1 | cs | TRUE
110 | LV_1-4_0_3_line_110 |  | 108 | 110 | 0.01994 | 0.125 | 0.08 | 261 | 0 | 0.364 | 1 | 1 | cs | TRUE
111 | LV_1-4_0_3_line_111 |  | 109 | 111 | 0.045774 | 0.125 | 0.08 | 261 | 0 | 0.364 | 1 | 1 | cs | TRUE
112 | LV_1-4_0_3_line_112 |  | 110 | 112 | 0.030816 | 0.125 | 0.08 | 261 | 0 | 0.364 | 1 | 1 | cs | TRUE
113 | LV_1-4_0_3_line_113 |  | 111 | 124 | 0.0072748 | 0.125 | 0.08 | 261 | 0 | 0.364 | 1 | 1 | cs | TRUE
114 | LV_1-4_0_3_line_114 |  | 112 | 113 | 0.064274 | 0.125 | 0.08 | 261 | 0 | 0.364 | 1 | 1 | cs | TRUE
115 | LV_1-4_0_3_line_115 |  | 113 | 114 | 0.041853 | 0.125 | 0.08 | 261 | 0 | 0.364 | 1 | 1 | cs | TRUE
116 | LV_1-4_0_3_line_116 |  | 114 | 115 | 0.0085916 | 0.125 | 0.08 | 261 | 0 | 0.364 | 1 | 1 | cs | TRUE
117 | LV_1-4_0_3_line_117 |  | 115 | 119 | 0.049687 | 0.125 | 0.08 | 261 | 0 | 0.364 | 1 | 1 | cs | TRUE
118 | LV_1-4_0_3_line_118 |  | 116 | 117 | 0.013241 | 0.125 | 0.08 | 261 | 0 | 0.364 | 1 | 1 | cs | TRUE
119 | LV_1-4_0_3_line_119 |  | 116 | 118 | 0.12727 | 0.125 | 0.08 | 261 | 0 | 0.364 | 1 | 1 | cs | TRUE
120 | LV_1-4_0_3_line_120 |  | 117 | 119 | 0.0060429 | 0.125 | 0.08 | 261 | 0 | 0.364 | 1 | 1 | cs | TRUE
121 | LV_1-4_0_3_line_121 |  | 118 | 120 | 0.02078 | 0.125 | 0.08 | 261 | 0 | 0.364 | 1 | 1 | cs | TRUE
122 | LV_1-4_0_3_line_122 |  | 120 | 121 | 0.073329 | 0.125 | 0.08 | 261 | 0 | 0.364 | 1 | 1 | cs | TRUE
123 | LV_1-4_0_3_line_123 |  | 121 | 128 | 0.20522 | 0.125 | 0.08 | 261 | 0 | 0.364 | 1 | 1 | cs | TRUE
124 | LV_1-4_0_3_line_124 |  | 122 | 123 | 0.056418 | 0.125 | 0.08 | 261 | 0 | 0.364 | 1 | 1 | cs | TRUE
125 | LV_1-4_0_3_line_125 |  | 122 | 124 | 0.016646 | 0.125 | 0.08 | 261 | 0 | 0.364 | 1 | 1 | cs | TRUE
126 | LV_1-4_0_3_line_126 |  | 123 | 125 | 0.025694 | 0.125 | 0.08 | 261 | 0 | 0.364 | 1 | 1 | cs | TRUE
127 | LV_1-4_0_3_line_127 |  | 125 | 126 | 0.018584 | 0.125 | 0.08 | 261 | 0 | 0.364 | 1 | 1 | cs | TRUE
128 | LV_1-4_0_3_line_128 |  | 126 | 127 | 0.0016494 | 0.125 | 0.08 | 261 | 0 | 0.364 | 1 | 1 | cs | TRUE
129 | LV_1-4_0_3_line_129 |  | 127 | 139 | 0.029331 | 0.125 | 0.08 | 261 | 0 | 0.364 | 1 | 1 | cs | TRUE
130 | LV_1-4_0_3_line_130 |  | 128 | 129 | 0.025377 | 0.125 | 0.08 | 261 | 0 | 0.364 | 1 | 1 | cs | TRUE
131 | LV_1-4_0_3_line_131 |  | 129 | 158 | 0.021998 | 0.125 | 0.08 | 261 | 0 | 0.364 | 1 | 1 | cs | TRUE
132 | LV_1-4_0_3_line_132 |  | 130 | 131 | 0.01431 | 0.125 | 0.08 | 261 | 0 | 0.364 | 1 | 1 | cs | TRUE
133 | LV_1-4_0_3_line_133 |  | 130 | 132 | 0.050748 | 0.125 | 0.08 | 261 | 0 | 0.364 | 1 | 1 | cs | TRUE
134 | LV_1-4_0_3_line_134 |  | 131 | 133 | 0.041753 | 0.125 | 0.08 | 261 | 0 | 0.364 | 1 | 1 | cs | TRUE
135 | LV_1-4_0_3_line_135 |  | 133 | 134 | 0.021818 | 0.125 | 0.08 | 261 | 0 | 0.364 | 1 | 1 | cs | TRUE
136 | LV_1-4_0_3_line_136 |  | 135 | 136 | 0.04262 | 0.125 | 0.08 | 261 | 0 | 0.364 | 1 | 1 | cs | TRUE
137 | LV_1-4_0_3_line_137 |  | 136 | 137 | 0.033159 | 0.125 | 0.08 | 261 | 0 | 0.364 | 1 | 1 | cs | TRUE
138 | LV_1-4_0_3_line_138 |  | 137 | 138 | 0.029662 | 0.125 | 0.08 | 261 | 0 | 0.364 | 1 | 1 | cs | TRUE
139 | LV_1-4_0_3_line_139 |  | 138 | 143 | 0.041655 | 0.125 | 0.08 | 261 | 0 | 0.364 | 1 | 1 | cs | TRUE
140 | LV_1-4_0_3_line_140 |  | 139 | 140 | 0.015589 | 0.125 | 0.08 | 261 | 0 | 0.364 | 1 | 1 | cs | TRUE
141 | LV_1-4_0_3_line_141 |  | 140 | 141 | 0.005775 | 0.125 | 0.08 | 261 | 0 | 0.364 | 1 | 1 | cs | TRUE
142 | LV_1-4_0_3_line_142 |  | 140 | 142 | 0.022175 | 0.125 | 0.08 | 261 | 0 | 0.364 | 1 | 1 | cs | TRUE
143 | LV_1-4_0_3_line_143 |  | 141 | 143 | 0.017078 | 0.125 | 0.08 | 261 | 0 | 0.364 | 1 | 1 | cs | TRUE
144 | LV_1-4_0_3_line_144 |  | 141 | 154 | 0.047484 | 0.125 | 0.08 | 261 | 0 | 0.364 | 1 | 1 | cs | TRUE
145 | LV_1-4_0_3_line_145 |  | 142 | 151 | 0.044266 | 0.125 | 0.08 | 261 | 0 | 0.364 | 1 | 1 | cs | TRUE
146 | LV_1-4_0_3_line_146 |  | 144 | 145 | 0.0049937 | 0.125 | 0.08 | 261 | 0 | 0.364 | 1 | 1 | cs | TRUE
147 | LV_1-4_0_3_line_147 |  | 144 | 146 | 0.024804 | 0.125 | 0.08 | 261 | 0 | 0.364 | 1 | 1 | cs | TRUE
148 | LV_1-4_0_3_line_148 |  | 145 | 147 | 0.0067387 | 0.125 | 0.08 | 261 | 0 | 0.364 | 1 | 1 | cs | TRUE
149 | LV_1-4_0_3_line_149 |  | 146 | 148 | 0.01539 | 0.125 | 0.08 | 261 | 0 | 0.364 | 1 | 1 | cs | TRUE
150 | LV_1-4_0_3_line_150 |  | 146 | 149 | 0.027815 | 0.125 | 0.08 | 261 | 0 | 0.364 | 1 | 1 | cs | TRUE
151 | LV_1-4_0_3_line_151 |  | 148 | 150 | 0.01204 | 0.125 | 0.08 | 261 | 0 | 0.364 | 1 | 1 | cs | TRUE
152 | LV_1-4_0_3_line_152 |  | 149 | 151 | 0.0081202 | 0.125 | 0.08 | 261 | 0 | 0.364 | 1 | 1 | cs | TRUE
153 | LV_1-4_0_3_line_153 |  | 150 | 152 | 0.0092834 | 0.125 | 0.08 | 261 | 0 | 0.364 | 1 | 1 | cs | TRUE
154 | LV_1-4_0_3_line_154 |  | 153 | 154 | 0.013486 | 0.125 | 0.08 | 261 | 0 | 0.364 | 1 | 1 | cs | TRUE
155 | LV_1-4_0_3_line_155 |  | 153 | 155 | 0.006155 | 0.125 | 0.08 | 261 | 0 | 0.364 | 1 | 1 | cs | TRUE
156 | LV_1-4_0_3_line_156 |  | 155 | 156 | 0.027462 | 0.125 | 0.08 | 261 | 0 | 0.364 | 1 | 1 | cs | TRUE
157 | LV_1-4_0_3_line_157 |  | 157 | 158 | 0.0094637 | 0.125 | 0.08 | 261 | 0 | 0.364 | 1 | 1 | cs | TRUE
158 | LV_1-4_0_3_line_158 |  | 157 | 159 | 0.0020191 | 0.125 | 0.08 | 261 | 0 | 0.364 | 1 | 1 | cs | TRUE

## trafo
| name | std_type | hv_bus | lv_bus | sn_mva | vn_hv_kv | vn_lv_kv | vk_percent | vkr_percent | pfe_kw | i0_percent | shift_degree | tap_side | tap_neutral | tap_min | tap_max | tap_step_percent | tap_step_degree | tap_pos | tap_phase_shifter | parallel | df | in_service
0 | LV_1-4_0_3_trafo_52 | 0.63 MVA 20/0.4 kV | 160 | 69 | 0.63 | 20 | 0.4 | 6 | 1.206 | 1.65 | 0.2619 | 150 | hv | 0 | -2 | 2 | 2.5 | 0 | 0 | FALSE | 1 | 1 | TRUE

## line_geodata
| x0 | y0 | x1 | y1 | x2 | y2 | x3 | y3 | x4 | y4 | x5 | y5
0 | 2679123.9893 | 1235672.4292 | 2679135.1405 | 1235680.978
1 | 2679160.7939 | 1235700.7106 | 2679159.0604 | 1235699.3157 | 2679135.1405 | 1235680.978
2 | 2679174.8528 | 1235712.0238 | 2679160.7939 | 1235700.7106
3 | 2679174.8528 | 1235712.0238 | 2679183.8033 | 1235719.2304
4 | 2679158.1138 | 1235727.7451 | 2679164.0368 | 1235722.298 | 2679169.0372 | 1235717.9282 | 2679174.8528 | 1235712.0238
5 | 2679158.1138 | 1235727.7451 | 2679166.3909 | 1235739.3078 | 2679166.5359 | 1235739.4153
6 | 2679158.1138 | 1235727.7451 | 2679153.9569 | 1235728.4438
7 | 2679122.5547 | 1235717.7423 | 2679122.5547 | 1235717.7423 | 2679132.2478 | 1235732.0925 | 2679153.9569 | 1235728.4438
8 | 2679122.5547 | 1235717.7423 | 2679118.8221 | 1235719.8523
9 | 2679166.5359 | 1235739.4153 | 2679180.7875 | 1235749.9738
10 | 2679182.637 | 1235770.7573 | 2679178.6406 | 1235759.4295 | 2679180.7875 | 1235749.9738 | 2679180.7875 | 1235749.9738
11 | 2679167.4938 | 1235776.6432 | 2679164.8912 | 1235777.6547
12 | 2679167.4938 | 1235776.6432 | 2679172.0604 | 1235774.8682
13 | 2679182.637 | 1235770.7573 | 2679172.0604 | 1235774.8682
14 | 2679182.637 | 1235770.7573 | 2679191.9644 | 1235766.5453
15 | 2679191.9644 | 1235766.5453 | 2679196.1906 | 1235780.5003 | 2679196.4802 | 1235782.7113
16 | 2679191.9644 | 1235766.5453 | 2679198.8037 | 1235759.171
17 | 2679205.5998 | 1235729.8682 | 2679204.0319 | 1235738.4755
18 | 2679205.5998 | 1235729.8682 | 2679210.45 | 1235729.1008
19 | 2679204.0319 | 1235738.4755 | 2679218.1675 | 1235746.0025 | 2679221.6313 | 1235750.9935
20 | 2679204.0319 | 1235738.4755 | 2679202.2354 | 1235748.3251 | 2679199.4512 | 1235758.4728 | 2679198.8037 | 1235759.171
21 | 2679235.0647 | 1235720.132 | 2679214.9968 | 1235728.3813 | 2679210.45 | 1235729.1008
22 | 2679199.9891 | 1235809.5044 | 2679196.4802 | 1235782.7113
23 | 2679224.4201 | 1235802.6475 | 2679199.9891 | 1235809.5044
24 | 2679235.0647 | 1235720.132 | 2679238.9398 | 1235725.7987 | 2679241.6095 | 1235728.2138 | 2679245.1089 | 1235730.273 | 2679251.3366 | 1235733.2303
25 | 2679255.771 | 1235711.6911 | 2679252.4075 | 1235713.0583 | 2679235.0647 | 1235720.132
26 | 2679258.458 | 1235736.6121 | 2679251.3366 | 1235733.2303
27 | 2679255.771 | 1235711.6911 | 2679259.3712 | 1235710.1603 | 2679280.9886 | 1235700.9423 | 2679283.1167 | 1235699.876
28 | 2679255.771 | 1235711.6911 | 2679263.5962 | 1235697.4128
29 | 2679266.7652 | 1235674.4674 | 2679258.1472 | 1235672.5845 | 2679243.2443 | 1235672.6302 | 2679219.6128 | 1235671.7034
30 | 2679266.7652 | 1235674.4674 | 2679267.6833 | 1235680.5283 | 2679268.1905 | 1235689.0299 | 2679263.5962 | 1235697.4128
31 | 2679283.1167 | 1235699.876 | 2679286.4066 | 1235698.2277
32 | 2679305.804 | 1235688.5092 | 2679286.4066 | 1235698.2277
33 | 2679270.574 | 1235742.3655 | 2679258.458 | 1235736.6121
34 | 2679307.278 | 1235687.7707 | 2679305.804 | 1235688.5092
35 | 2679270.574 | 1235742.3655 | 2679278.8039 | 1235746.1001
36 | 2679220.4475 | 1235859.6783 | 2679226.9231 | 1235858.3819
37 | 2679210.3956 | 1235861.6906 | 2679220.4475 | 1235859.6783
38 | 2679226.9231 | 1235858.3819 | 2679250.0821 | 1235853.7457
39 | 2679210.3956 | 1235861.6906 | 2679207.1279 | 1235857.5886 | 2679203.8638 | 1235842.5297
40 | 2679250.0821 | 1235853.7457 | 2679251.8055 | 1235853.4007
41 | 2679251.8055 | 1235853.4007 | 2679252.2081 | 1235853.3201 | 2679271.1116 | 1235846.7749
42 | 2679271.1937 | 1235846.7465 | 2679271.1116 | 1235846.7749
43 | 2679224.4201 | 1235802.6475 | 2679227.0466 | 1235812.2665
44 | 2679224.4201 | 1235802.6475 | 2679223.7511 | 1235800.0368 | 2679224.5009 | 1235799.8035
45 | 2679351.6922 | 1235816.6771 | 2679356.6434 | 1235813.8034
46 | 2679351.6922 | 1235816.6771 | 2679347.3653 | 1235819.1884
47 | 2679356.6434 | 1235813.8034 | 2679361.171 | 1235811.1756
48 | 2679343.239 | 1235820.5955 | 2679347.3653 | 1235819.1884 | 2679347.3653 | 1235819.1884
49 | 2679371.1477 | 1235805.3852 | 2679361.171 | 1235811.1756
50 | 2679343.239 | 1235820.5955 | 2679331.6582 | 1235824.5448
51 | 2679371.1477 | 1235805.3852 | 2679380.6867 | 1235799.4974 | 2679383.1495 | 1235797.5957
52 | 2679371.1477 | 1235805.3852 | 2679377.612 | 1235809.8414 | 2679381.9945 | 1235813.2022 | 2679387.6818 | 1235815.7689 | 2679405.7506 | 1235818.9125 | 2679434.2329 | 1235832.4549
53 | 2679371.1477 | 1235805.3852 | 2679357.8151 | 1235784.2258 | 2679356.1796 | 1235782.6567
54 | 2679331.6531 | 1235824.5465 | 2679331.6582 | 1235824.5448
55 | 2679391.472 | 1235791.168 | 2679386.7586 | 1235794.8086 | 2679383.1495 | 1235797.5957
56 | 2679437.4643 | 1235833.9913 | 2679434.2329 | 1235832.4549
57 | 2679356.1796 | 1235782.6567 | 2679355.5033 | 1235782.0078
58 | 2679323.54 | 1235827.3132 | 2679331.6531 | 1235824.5465
59 | 2679363.1752 | 1235691.175 | 2679351.4049 | 1235678.4592
60 | 2679338.4584 | 1235664.4728 | 2679351.4049 | 1235678.4592
61 | 2679363.1752 | 1235691.175 | 2679368.6715 | 1235697.1129
62 | 2679338.4584 | 1235664.4728 | 2679311.489 | 1235685.6608 | 2679307.278 | 1235687.7707
63 | 2679377.3288 | 1235706.4655 | 2679368.6715 | 1235697.1129
64 | 2679377.3288 | 1235706.4655 | 2679382.5076 | 1235713.6731
65 | 2679382.5076 | 1235713.6731 | 2679389.1711 | 1235705.835
66 | 2679382.5076 | 1235713.6731 | 2679370.6766 | 1235723.4218 | 2679364.5677 | 1235725.2082
67 | 2679339.7661 | 1235721.4699 | 2679332.4156 | 1235721.365 | 2679328.5765 | 1235721.7167
68 | 2679350.9772 | 1235722.7694 | 2679344.6362 | 1235721.5394 | 2679339.7661 | 1235721.4699
69 | 2679350.9772 | 1235722.7694 | 2679364.5677 | 1235725.2082
70 | 2679278.8039 | 1235746.1001 | 2679297.654 | 1235754.8332
71 | 2679309.0265 | 1235760.1021 | 2679297.654 | 1235754.8332
72 | 2679285.5773 | 1235769.3623 | 2679309.0265 | 1235760.1021
73 | 2679309.0265 | 1235760.1021 | 2679330.045 | 1235768.9571
74 | 2679269.7062 | 1235775.6215 | 2679285.5773 | 1235769.3623
75 | 2679285.5773 | 1235769.3623 | 2679290.4614 | 1235787.9621
76 | 2679347.0542 | 1235775.9825 | 2679339.0627 | 1235772.7563 | 2679330.045 | 1235768.9571
77 | 2679347.0542 | 1235775.9825 | 2679350.7984 | 1235777.494 | 2679355.5033 | 1235782.0078
78 | 2679292.0963 | 1235794.1883 | 2679290.4614 | 1235787.9621
79 | 2679227.0466 | 1235812.2665 | 2679227.815 | 1235815.0805
80 | 2679246.446 | 1235823.4669 | 2679249.0064 | 1235832.9298
81 | 2679246.446 | 1235823.4669 | 2679243.9185 | 1235822.8772 | 2679241.2459 | 1235822.9527 | 2679240.046 | 1235823.3366
82 | 2679249.0064 | 1235832.9298 | 2679253.835 | 1235834.0617 | 2679265.8651 | 1235831.0336
83 | 2679230.8709 | 1235826.2722 | 2679240.046 | 1235823.3366
84 | 2679265.8651 | 1235831.0336 | 2679270.3211 | 1235829.912 | 2679272.7635 | 1235830.0669 | 2679277.9241 | 1235831.2699
85 | 2679230.8709 | 1235826.2722 | 2679227.815 | 1235815.0805
86 | 2679271.1937 | 1235846.7465 | 2679278.4425 | 1235834.9572 | 2679277.9241 | 1235831.2699 | 2679277.9241 | 1235831.2699
87 | 2679428.077 | 1235762.8941 | 2679423.9665 | 1235757.869 | 2679412.9474 | 1235749.5756
88 | 2679428.077 | 1235762.8941 | 2679447.9975 | 1235747.9959
89 | 2679428.077 | 1235762.8941 | 2679421.6216 | 1235767.8803
90 | 2679452.9148 | 1235744.3183 | 2679447.9975 | 1235747.9959
91 | 2679411.7727 | 1235775.4876 | 2679421.6216 | 1235767.8803
92 | 2679391.472 | 1235791.168 | 2679396.7957 | 1235787.0559
93 | 2679437.4643 | 1235833.9913 | 2679436.732 | 1235845.1671 | 2679432.5965 | 1235855.0298 | 2679419.8269 | 1235864.2322 | 2679414.471 | 1235869.8887
94 | 2679437.4643 | 1235833.9913 | 2679443.9739 | 1235836.0369
95 | 2679401.3219 | 1235783.5599 | 2679396.7957 | 1235787.0559
96 | 2679406.0528 | 1235878.434 | 2679408.0894 | 1235876.6284 | 2679414.471 | 1235869.8887
97 | 2679456.6448 | 1235840.0186 | 2679443.9739 | 1235836.0369
98 | 2679401.3219 | 1235783.5599 | 2679411.7727 | 1235775.4876
99 | 2679323.4853 | 1235827.3319 | 2679323.54 | 1235827.3132
100 | 2679314.2964 | 1235830.4655 | 2679323.4853 | 1235827.3319
101 | 2679406.0528 | 1235878.434 | 2679396.1796 | 1235887.1878 | 2679383.0846 | 1235894.7069 | 2679361.8158 | 1235906.7646 | 2679348.3748 | 1235916.2667
102 | 2679271.1937 | 1235846.7465 | 2679273.3426 | 1235846.0331
103 | 2679282.2542 | 1235843.0744 | 2679273.3426 | 1235846.0331
104 | 2679509.3402 | 1235821.5602 | 2679502.1481 | 1235822.7399
105 | 2679509.6462 | 1235821.51 | 2679509.3402 | 1235821.5602
106 | 2679502.1481 | 1235822.7399 | 2679500.3442 | 1235823.0357 | 2679488.5072 | 1235825.3123 | 2679476.4772 | 1235829.5766 | 2679461.6546 | 1235837.3809
107 | 2679537.908 | 1235817.8192 | 2679531.1162 | 1235817.9884 | 2679509.6462 | 1235821.51
108 | 2679456.6448 | 1235840.0186 | 2679461.6546 | 1235837.3809
109 | 2679579.5555 | 1235850.031 | 2679556.9901 | 1235828.8757 | 2679552.0318 | 1235823.3054 | 2679544.8077 | 1235819.6506 | 2679538.0814 | 1235817.8149 | 2679537.908 | 1235817.8192
110 | 2679456.6448 | 1235840.0186 | 2679463.3713 | 1235845.2344 | 2679470.015 | 1235854.5333
111 | 2679610.8167 | 1235883.3384 | 2679608.3554 | 1235881.4114 | 2679589.2718 | 1235859.1402 | 2679579.5555 | 1235850.031
112 | 2679470.015 | 1235854.5333 | 2679472.0336 | 1235857.3587 | 2679483.9237 | 1235881.9815
113 | 2679610.8167 | 1235883.3384 | 2679616.5447 | 1235887.8231
114 | 2679511.873 | 1235939.8603 | 2679483.9237 | 1235881.9815
115 | 2679511.873 | 1235939.8603 | 2679534.9435 | 1235974.7811
116 | 2679539.6794 | 1235981.9495 | 2679534.9435 | 1235974.7811
117 | 2679539.6794 | 1235981.9495 | 2679546.2615 | 1235991.9124 | 2679557.1188 | 1236001.1643 | 2679576.687 | 1236014.1433
118 | 2679581.7229 | 1236017.4835 | 2679592.7577 | 1236024.8025
119 | 2679592.7577 | 1236024.8025 | 2679604.939 | 1236151.4874
120 | 2679581.7229 | 1236017.4835 | 2679576.687 | 1236014.1433
121 | 2679604.939 | 1236151.4874 | 2679600.7766 | 1236156.0126 | 2679597.983 | 1236170.3751
122 | 2679583.7653 | 1236242.3116 | 2679587.7068 | 1236223.2067 | 2679597.983 | 1236170.3751
123 | 2679690.7458 | 1236417.4456 | 2679583.7653 | 1236242.3116
124 | 2679630.7218 | 1235896.4002 | 2679632.8426 | 1235897.4729 | 2679644.9417 | 1235901.6046 | 2679681.7596 | 1235906.2125 | 2679685.8996 | 1235906.5204
125 | 2679630.7218 | 1235896.4002 | 2679621.6195 | 1235891.7963 | 2679616.5447 | 1235887.8231
126 | 2679711.5232 | 1235908.4258 | 2679685.8996 | 1235906.5204
127 | 2679730.0437 | 1235909.9567 | 2679721.536 | 1235909.1703 | 2679711.5232 | 1235908.4258
128 | 2679730.0437 | 1235909.9567 | 2679731.6861 | 1235910.1085
129 | 2679760.8273 | 1235910.0423 | 2679758.5589 | 1235910.9017 | 2679739.2689 | 1235910.8094 | 2679731.6861 | 1235910.1085
130 | 2679690.7458 | 1236417.4456 | 2679698.4596 | 1236441.6221
131 | 2679698.4596 | 1236441.6221 | 2679699.2932 | 1236444.2346 | 2679707.5277 | 1236461.6406
132 | 2679525.9142 | 1235745.7615 | 2679512.0719 | 1235742.1316
133 | 2679525.9142 | 1235745.7615 | 2679560.0348 | 1235754.7092 | 2679574.4845 | 1235760.2458
134 | 2679471.4445 | 1235732.853 | 2679485.269 | 1235734.7725 | 2679501.9925 | 1235739.4884 | 2679512.0719 | 1235742.1316
135 | 2679471.4445 | 1235732.853 | 2679457.3033 | 1235741.0362 | 2679452.9148 | 1235744.3183
136 | 2679653.3568 | 1235869.0107 | 2679648.9688 | 1235866.5563 | 2679641.4975 | 1235860.4631 | 2679634.5132 | 1235842.8794 | 2679631.221 | 1235834.4699
137 | 2679653.3568 | 1235869.0107 | 2679657.9305 | 1235871.5689 | 2679669.1765 | 1235874.9776 | 2679681.2121 | 1235876.5067 | 2679685.2381 | 1235876.7798
138 | 2679685.2381 | 1235876.7798 | 2679714.8322 | 1235878.7877
139 | 2679754.667 | 1235889.6054 | 2679750.001 | 1235887.1035 | 2679726.1566 | 1235879.5561 | 2679714.8322 | 1235878.7877
140 | 2679773.8488 | 1235901.7227 | 2679769.512 | 1235905.1224 | 2679765.078 | 1235908.4319 | 2679760.8273 | 1235910.0423
141 | 2679769.7179 | 1235897.6756 | 2679773.8488 | 1235901.7227
142 | 2679773.8488 | 1235901.7227 | 2679791.3426 | 1235915.3498
143 | 2679769.7179 | 1235897.6756 | 2679754.667 | 1235889.6054
144 | 2679769.7179 | 1235897.6756 | 2679772.7078 | 1235891.4447 | 2679781.0323 | 1235881.9053 | 2679790.6395 | 1235876.0414 | 2679806.6452 | 1235871.4309
145 | 2679791.3426 | 1235915.3498 | 2679793.6892 | 1235917.1777 | 2679809.317 | 1235936.3565 | 2679814.2326 | 1235952.162
146 | 2679786.7429 | 1235968.4459 | 2679784.0381 | 1235964.2482
147 | 2679804.5112 | 1235984.2254 | 2679793.8881 | 1235979.535 | 2679786.7429 | 1235968.4459
148 | 2679780.3881 | 1235958.5836 | 2679784.0381 | 1235964.2482
149 | 2679804.5112 | 1235984.2254 | 2679800.2785 | 1235999.0233
150 | 2679816.6441 | 1235959.9158 | 2679811.3274 | 1235964.7144 | 2679804.5112 | 1235984.2254
151 | 2679800.2785 | 1235999.0233 | 2679791.47 | 1236007.2307
152 | 2679816.6441 | 1235959.9158 | 2679814.2326 | 1235952.162
153 | 2679784.7962 | 1236013.6819 | 2679788.315 | 1236010.1705 | 2679791.47 | 1236007.2307
154 | 2679819.6189 | 1235867.7548 | 2679818.7051 | 1235867.9571 | 2679806.6452 | 1235871.4309
155 | 2679825.6284 | 1235866.4241 | 2679819.6189 | 1235867.7548
156 | 2679825.6284 | 1235866.4241 | 2679852.4409 | 1235860.4873
157 | 2679711.5748 | 1236470.1953 | 2679707.5277 | 1236461.6406
158 | 2679713.0284 | 1236471.5966 | 2679711.5748 | 1236470.1953 | 2679711.5748 | 1236470.1953

## bus_geodata
| x | y | coords
0 | 2679123.9893 | 1235672.4292
1 | 2679135.1405 | 1235680.978
2 | 2679160.7939 | 1235700.7106
3 | 2679174.8528 | 1235712.0238
4 | 2679183.8033 | 1235719.2304
5 | 2679158.1138 | 1235727.7451
6 | 2679122.5547 | 1235717.7423
7 | 2679153.9569 | 1235728.4438
8 | 2679118.8221 | 1235719.8523
9 | 2679166.5359 | 1235739.4153
10 | 2679180.7875 | 1235749.9738
11 | 2679164.8912 | 1235777.6547
12 | 2679167.4938 | 1235776.6432
13 | 2679172.0604 | 1235774.8682
14 | 2679182.637 | 1235770.7573
15 | 2679191.9644 | 1235766.5453
16 | 2679205.5998 | 1235729.8682
17 | 2679204.0319 | 1235738.4755
18 | 2679210.45 | 1235729.1008
19 | 2679196.4802 | 1235782.7113
20 | 2679198.8037 | 1235759.171
21 | 2679199.9891 | 1235809.5044
22 | 2679221.6313 | 1235750.9935
23 | 2679235.0647 | 1235720.132
24 | 2679251.3366 | 1235733.2303
25 | 2679255.771 | 1235711.6911
26 | 2679219.6128 | 1235671.7034
27 | 2679266.7652 | 1235674.4674
28 | 2679263.5962 | 1235697.4128
29 | 2679283.1167 | 1235699.876
30 | 2679286.4066 | 1235698.2277
31 | 2679258.458 | 1235736.6121
32 | 2679305.804 | 1235688.5092
33 | 2679270.574 | 1235742.3655
34 | 2679220.4475 | 1235859.6783
35 | 2679226.9231 | 1235858.3819
36 | 2679210.3956 | 1235861.6906
37 | 2679250.0821 | 1235853.7457
38 | 2679203.8638 | 1235842.5297
39 | 2679251.8055 | 1235853.4007
40 | 2679271.1116 | 1235846.7749
41 | 2679224.4201 | 1235802.6475
42 | 2679351.6922 | 1235816.6771
43 | 2679356.6434 | 1235813.8034
44 | 2679347.3653 | 1235819.1884
45 | 2679361.171 | 1235811.1756
46 | 2679343.239 | 1235820.5955
47 | 2679371.1477 | 1235805.3852
48 | 2679331.6582 | 1235824.5448
49 | 2679383.1495 | 1235797.5957
50 | 2679434.2329 | 1235832.4549
51 | 2679356.1796 | 1235782.6567
52 | 2679331.6531 | 1235824.5465
53 | 2679351.4049 | 1235678.4592
54 | 2679363.1752 | 1235691.175
55 | 2679338.4584 | 1235664.4728
56 | 2679368.6715 | 1235697.1129
57 | 2679307.278 | 1235687.7707
58 | 2679377.3288 | 1235706.4655
59 | 2679382.5076 | 1235713.6731
60 | 2679328.5765 | 1235721.7167
61 | 2679339.7661 | 1235721.4699
62 | 2679350.9772 | 1235722.7694
63 | 2679278.8039 | 1235746.1001
64 | 2679297.654 | 1235754.8332
65 | 2679364.5677 | 1235725.2082
66 | 2679309.0265 | 1235760.1021
67 | 2679285.5773 | 1235769.3623
68 | 2679330.045 | 1235768.9571
69 | 2679347.0542 | 1235775.9825
70 | 2679355.5033 | 1235782.0078
71 | 2679269.7062 | 1235775.6215
72 | 2679290.4614 | 1235787.9621
73 | 2679292.0963 | 1235794.1883
74 | 2679224.5009 | 1235799.8035
75 | 2679227.0466 | 1235812.2665
76 | 2679246.446 | 1235823.4669
77 | 2679249.0064 | 1235832.9298
78 | 2679240.046 | 1235823.3366
79 | 2679265.8651 | 1235831.0336
80 | 2679230.8709 | 1235826.2722
81 | 2679227.815 | 1235815.0805
82 | 2679277.9241 | 1235831.2699
83 | 2679389.1711 | 1235705.835
84 | 2679412.9474 | 1235749.5756
85 | 2679428.077 | 1235762.8941
86 | 2679447.9975 | 1235747.9959
87 | 2679421.6216 | 1235767.8803
88 | 2679391.472 | 1235791.168
89 | 2679437.4643 | 1235833.9913
90 | 2679396.7957 | 1235787.0559
91 | 2679414.471 | 1235869.8887
92 | 2679443.9739 | 1235836.0369
93 | 2679401.3219 | 1235783.5599
94 | 2679411.7727 | 1235775.4876
95 | 2679323.54 | 1235827.3132
96 | 2679323.4853 | 1235827.3319
97 | 2679348.3748 | 1235916.2667
98 | 2679406.0528 | 1235878.434
99 | 2679271.1937 | 1235846.7465
100 | 2679273.3426 | 1235846.0331
101 | 2679282.2542 | 1235843.0744
102 | 2679314.2964 | 1235830.4655
103 | 2679509.3402 | 1235821.5602
104 | 2679502.1481 | 1235822.7399
105 | 2679509.6462 | 1235821.51
106 | 2679461.6546 | 1235837.3809
107 | 2679537.908 | 1235817.8192
108 | 2679456.6448 | 1235840.0186
109 | 2679579.5555 | 1235850.031
110 | 2679470.015 | 1235854.5333
111 | 2679610.8167 | 1235883.3384
112 | 2679483.9237 | 1235881.9815
113 | 2679511.873 | 1235939.8603
114 | 2679534.9435 | 1235974.7811
115 | 2679539.6794 | 1235981.9495
116 | 2679592.7577 | 1236024.8025
117 | 2679581.7229 | 1236017.4835
118 | 2679604.939 | 1236151.4874
119 | 2679576.6871 | 1236014.1433
120 | 2679597.983 | 1236170.3751
121 | 2679583.7653 | 1236242.3116
122 | 2679630.7218 | 1235896.4002
123 | 2679685.8996 | 1235906.5204
124 | 2679616.5447 | 1235887.8231
125 | 2679711.5232 | 1235908.4258
126 | 2679730.0437 | 1235909.9567
127 | 2679731.6861 | 1235910.1085
128 | 2679690.7458 | 1236417.4456
129 | 2679698.4596 | 1236441.6221
130 | 2679525.9141 | 1235745.7615
131 | 2679512.0719 | 1235742.1316
132 | 2679574.4845 | 1235760.2458
133 | 2679471.4445 | 1235732.853
134 | 2679452.9148 | 1235744.3183
135 | 2679631.221 | 1235834.4699
136 | 2679653.3568 | 1235869.0107
137 | 2679685.2381 | 1235876.7798
138 | 2679714.8322 | 1235878.7877
139 | 2679760.8273 | 1235910.0423
140 | 2679773.8488 | 1235901.7227
141 | 2679769.7179 | 1235897.6756
142 | 2679791.3426 | 1235915.3498
143 | 2679754.667 | 1235889.6054
144 | 2679786.7429 | 1235968.4459
145 | 2679784.0381 | 1235964.2482
146 | 2679804.5112 | 1235984.2254
147 | 2679780.3881 | 1235958.5836
148 | 2679800.2785 | 1235999.0233
149 | 2679816.6441 | 1235959.9158
150 | 2679791.47 | 1236007.2307
151 | 2679814.2326 | 1235952.162
152 | 2679784.7962 | 1236013.6819
153 | 2679819.6189 | 1235867.7548
154 | 2679806.6452 | 1235871.4309
155 | 2679825.6284 | 1235866.4241
156 | 2679852.4409 | 1235860.4873
157 | 2679711.5748 | 1236470.1953
158 | 2679707.5277 | 1236461.6406
159 | 2679713.0284 | 1236471.5966
160 | 2679371.1477 | 1235805.3852

## line_std_types
| c_nf_per_km | r_ohm_per_km | x_ohm_per_km | max_i_ka | type | q_mm2 | alpha | voltage_rating
NAYY 4x50 SE | 210 | 0.642 | 0.083 | 0.142 | cs | 50 | 0.00403 | LV
NAYY 4x120 SE | 264 | 0.225 | 0.08 | 0.242 | cs | 120 | 0.00403 | LV
NAYY 4x150 SE | 261 | 0.208 | 0.08 | 0.27 | cs | 150 | 0.00403 | LV
NA2XS2Y 1x95 RM/25 12/20 kV | 216 | 0.313 | 0.132 | 0.252 | cs | 95 | 0.00403 | MV
NA2XS2Y 1x185 RM/25 12/20 kV | 273 | 0.161 | 0.117 | 0.362 | cs | 185 | 0.00403 | MV
NA2XS2Y 1x240 RM/25 12/20 kV | 304 | 0.122 | 0.112 | 0.421 | cs | 240 | 0.00403 | MV
NA2XS2Y 1x95 RM/25 6/10 kV | 315 | 0.313 | 0.123 | 0.249 | cs | 95 | 0.00403 | MV
NA2XS2Y 1x185 RM/25 6/10 kV | 406 | 0.161 | 0.11 | 0.358 | cs | 185 | 0.00403 | MV
NA2XS2Y 1x240 RM/25 6/10 kV | 456 | 0.122 | 0.105 | 0.416 | cs | 240 | 0.00403 | MV
NA2XS2Y 1x150 RM/25 12/20 kV | 250 | 0.206 | 0.116 | 0.319 | cs | 150 | 0.00403 | MV
NA2XS2Y 1x120 RM/25 12/20 kV | 230 | 0.253 | 0.119 | 0.283 | cs | 120 | 0.00403 | MV
NA2XS2Y 1x70 RM/25 12/20 kV | 190 | 0.443 | 0.132 | 0.22 | cs | 70 | 0.00403 | MV
NA2XS2Y 1x150 RM/25 6/10 kV | 360 | 0.206 | 0.11 | 0.315 | cs | 150 | 0.00403 | MV
NA2XS2Y 1x120 RM/25 6/10 kV | 340 | 0.253 | 0.113 | 0.28 | cs | 120 | 0.00403 | MV
NA2XS2Y 1x70 RM/25 6/10 kV | 280 | 0.443 | 0.123 | 0.217 | cs | 70 | 0.00403 | MV
N2XS(FL)2Y 1x120 RM/35 64/110 kV | 112 | 0.153 | 0.166 | 0.366 | cs | 120 | 0.00393 | HV
N2XS(FL)2Y 1x185 RM/35 64/110 kV | 125 | 0.099 | 0.156 | 0.457 | cs | 185 | 0.00393 | HV
N2XS(FL)2Y 1x240 RM/35 64/110 kV | 135 | 0.075 | 0.149 | 0.526 | cs | 240 | 0.00393 | HV
N2XS(FL)2Y 1x300 RM/35 64/110 kV | 144 | 0.06 | 0.144 | 0.588 | cs | 300 | 0.00393 | HV
15-AL1/3-ST1A 0.4 | 11 | 1.8769 | 0.35 | 0.105 | ol | 16 | 0.00403 | LV
24-AL1/4-ST1A 0.4 | 11.25 | 1.2012 | 0.335 | 0.14 | ol | 24 | 0.00403 | LV
48-AL1/8-ST1A 0.4 | 12.2 | 0.5939 | 0.3 | 0.21 | ol | 48 | 0.00403 | LV
94-AL1/15-ST1A 0.4 | 13.2 | 0.306 | 0.29 | 0.35 | ol | 94 | 0.00403 | LV
34-AL1/6-ST1A 10.0 | 9.7 | 0.8342 | 0.36 | 0.17 | ol | 34 | 0.00403 | MV
48-AL1/8-ST1A 10.0 | 10.1 | 0.5939 | 0.35 | 0.21 | ol | 48 | 0.00403 | MV
70-AL1/11-ST1A 10.0 | 10.4 | 0.4132 | 0.339 | 0.29 | ol | 70 | 0.00403 | MV
94-AL1/15-ST1A 10.0 | 10.75 | 0.306 | 0.33 | 0.35 | ol | 94 | 0.00403 | MV
122-AL1/20-ST1A 10.0 | 11.1 | 0.2376 | 0.323 | 0.41 | ol | 122 | 0.00403 | MV
149-AL1/24-ST1A 10.0 | 11.25 | 0.194 | 0.315 | 0.47 | ol | 149 | 0.00403 | MV
34-AL1/6-ST1A 20.0 | 9.15 | 0.8342 | 0.382 | 0.17 | ol | 34 | 0.00403 | MV
48-AL1/8-ST1A 20.0 | 9.5 | 0.5939 | 0.372 | 0.21 | ol | 48 | 0.00403 | MV
70-AL1/11-ST1A 20.0 | 9.7 | 0.4132 | 0.36 | 0.29 | ol | 70 | 0.00403 | MV
94-AL1/15-ST1A 20.0 | 10 | 0.306 | 0.35 | 0.35 | ol | 94 | 0.00403 | MV
122-AL1/20-ST1A 20.0 | 10.3 | 0.2376 | 0.344 | 0.41 | ol | 122 | 0.00403 | MV
149-AL1/24-ST1A 20.0 | 10.5 | 0.194 | 0.337 | 0.47 | ol | 149 | 0.00403 | MV
184-AL1/30-ST1A 20.0 | 10.75 | 0.1571 | 0.33 | 0.535 | ol | 184 | 0.00403 | MV
243-AL1/39-ST1A 20.0 | 11 | 0.1188 | 0.32 | 0.645 | ol | 243 | 0.00403 | MV
48-AL1/8-ST1A 110.0 | 8 | 0.5939 | 0.46 | 0.21 | ol | 48 | 0.00403 | HV
70-AL1/11-ST1A 110.0 | 8.4 | 0.4132 | 0.45 | 0.29 | ol | 70 | 0.00403 | HV
94-AL1/15-ST1A 110.0 | 8.65 | 0.306 | 0.44 | 0.35 | ol | 94 | 0.00403 | HV
122-AL1/20-ST1A 110.0 | 8.5 | 0.2376 | 0.43 | 0.41 | ol | 122 | 0.00403 | HV
149-AL1/24-ST1A 110.0 | 8.75 | 0.194 | 0.41 | 0.47 | ol | 149 | 0.00403 | HV
184-AL1/30-ST1A 110.0 | 8.8 | 0.1571 | 0.4 | 0.535 | ol | 184 | 0.00403 | HV
243-AL1/39-ST1A 110.0 | 9 | 0.1188 | 0.39 | 0.645 | ol | 243 | 0.00403 | HV
305-AL1/39-ST1A 110.0 | 9.2 | 0.0949 | 0.38 | 0.74 | ol | 305 | 0.00403 | HV
490-AL1/64-ST1A 110.0 | 9.75 | 0.059 | 0.37 | 0.96 | ol | 490 | 0.00403 | HV
679-AL1/86-ST1A 110.0 | 9.95 | 0.042 | 0.36 | 1.15 | ol | 679 | 0.00403 | HV
490-AL1/64-ST1A 220.0 | 10 | 0.059 | 0.285 | 0.96 | ol | 490 | 0.00403 | HV
679-AL1/86-ST1A 220.0 | 11.7 | 0.042 | 0.275 | 1.15 | ol | 679 | 0.00403 | HV
490-AL1/64-ST1A 380.0 | 11 | 0.059 | 0.253 | 0.96 | ol | 490 | 0.00403 | HV
679-AL1/86-ST1A 380.0 | 14.6 | 0.042 | 0.25 | 1.15 | ol | 679 | 0.00403 | HV

## trafo_std_types
| i0_percent | pfe_kw | vkr_percent | sn_mva | vn_lv_kv | vn_hv_kv | vk_percent | shift_degree | vector_group | tap_side | tap_neutral | tap_min | tap_max | tap_step_degree | tap_step_percent | tap_phase_shifter
160 MVA 380/110 kV | 0.06 | 60 | 0.25 | 160 | 110 | 380 | 12.2 | 0 | Yy0 | hv | 0 | -9 | 9 | 0 | 1.5 | FALSE
100 MVA 220/110 kV | 0.06 | 55 | 0.26 | 100 | 110 | 220 | 12 | 0 | Yy0 | hv | 0 | -9 | 9 | 0 | 1.5 | FALSE
63 MVA 110/20 kV | 0.04 | 22 | 0.32 | 63 | 20 | 110 | 18 | 150 | YNd5 | hv | 0 | -9 | 9 | 0 | 1.5 | FALSE
40 MVA 110/20 kV | 0.05 | 18 | 0.34 | 40 | 20 | 110 | 16.2 | 150 | YNd5 | hv | 0 | -9 | 9 | 0 | 1.5 | FALSE
25 MVA 110/20 kV | 0.07 | 14 | 0.41 | 25 | 20 | 110 | 12 | 150 | YNd5 | hv | 0 | -9 | 9 | 0 | 1.5 | FALSE
63 MVA 110/10 kV | 0.04 | 22 | 0.32 | 63 | 10 | 110 | 18 | 150 | YNd5 | hv | 0 | -9 | 9 | 0 | 1.5 | FALSE
40 MVA 110/10 kV | 0.05 | 18 | 0.34 | 40 | 10 | 110 | 16.2 | 150 | YNd5 | hv | 0 | -9 | 9 | 0 | 1.5 | FALSE
25 MVA 110/10 kV | 0.07 | 14 | 0.41 | 25 | 10 | 110 | 12 | 150 | YNd5 | hv | 0 | -9 | 9 | 0 | 1.5 | FALSE
0.25 MVA 20/0.4 kV | 0.32 | 0.8 | 1.44 | 0.25 | 0.4 | 20 | 6 | 150 | Yzn5 | hv | 0 | -2 | 2 | 0 | 2.5 | FALSE
0.4 MVA 20/0.4 kV | 0.3375 | 1.35 | 1.425 | 0.4 | 0.4 | 20 | 6 | 150 | Dyn5 | hv | 0 | -2 | 2 | 0 | 2.5 | FALSE
0.63 MVA 20/0.4 kV | 0.2619 | 1.65 | 1.206 | 0.63 | 0.4 | 20 | 6 | 150 | Dyn5 | hv | 0 | -2 | 2 | 0 | 2.5 | FALSE
0.25 MVA 10/0.4 kV | 0.24 | 0.6 | 1.2 | 0.25 | 0.4 | 10 | 4 | 150 | Dyn5 | hv | 0 | -2 | 2 | 0 | 2.5 | FALSE
0.4 MVA 10/0.4 kV | 0.2375 | 0.95 | 1.325 | 0.4 | 0.4 | 10 | 4 | 150 | Dyn5 | hv | 0 | -2 | 2 | 0 | 2.5 | FALSE
0.63 MVA 10/0.4 kV | 0.1873 | 1.18 | 1.0794 | 0.63 | 0.4 | 10 | 4 | 150 | Dyn5 | hv | 0 | -2 | 2 | 0 | 2.5 | FALSE

## trafo3w_std_types
| sn_hv_mva | sn_mv_mva | sn_lv_mva | vn_hv_kv | vn_mv_kv | vn_lv_kv | vk_hv_percent | vk_mv_percent | vk_lv_percent | vkr_hv_percent | vkr_mv_percent | vkr_lv_percent | pfe_kw | i0_percent | shift_mv_degree | shift_lv_degree | vector_group | tap_side | tap_neutral | tap_min | tap_max | tap_step_percent
63/25/38 MVA 110/20/10 kV | 63 | 25 | 38 | 110 | 20 | 10 | 10.4 | 10.4 | 10.4 | 0.28 | 0.32 | 0.35 | 35 | 0.89 | 0 | 0 | YN0yn0yn0 | hv | 0 | -10 | 10 | 1.2
63/25/38 MVA 110/10/10 kV | 63 | 25 | 38 | 110 | 10 | 10 | 10.4 | 10.4 | 10.4 | 0.28 | 0.32 | 0.35 | 35 | 0.89 | 0 | 0 | YN0yn0yn0 | hv | 0 | -10 | 10 | 1.2

## fuse_std_types
| fuse_type | i_rated_a | t_avg | t_min | t_total | x_avg | x_min | x_total
HV 100A | HV 100A | 100 | 0 | [10.0, 3.64, 0.854, 0.281, 0.1, 0.0531, 0.022, 0.01] | [10.0, 4.267, 1.21, 0.403, 0.1, 0.058, 0.022, 0.01] | 0 | [300.0, 350.0, 450.0, 550.0, 700.0, 850.0, 1200.0, 1752.0] | [600.0, 700.0, 900.0, 1150.0, 1665.0, 2000.0, 3000.0, 4313.0]
HV 10A | HV 10A | 10 | 0 | [10.0, 1675.0, 0.344, 0.156, 0.1, 0.0417, 0.0171, 0.01] | [10.0, 1.3, 0.3, 0.155, 0.1, 0.0555, 0.023, 0.01] | 0 | [30.0, 32.0, 35.0, 37.0, 39.0, 50.0, 70.0, 88.0] | [60.0, 70.0, 80.0, 87.0, 94.0, 110.0, 150.0, 216.0]
HV 125A | HV 125A | 125 | 0 | [10.0, 1.82, 0.344, 0.1, 0.0467, 0.0269, 0.01] | [10.0, 2.478, 0.426, 0.1, 0.0427, 0.0211, 0.01] | 0 | [375.0, 500.0, 700.0, 925.0, 1200.0, 1500.0, 2341.0] | [750.0, 1000.0, 1500.0, 2200.0, 3000.0, 4000.0, 5765.0]
HV 160A | HV 160A | 160 | 0 | [10.0, 4.15, 1.03, 0.198, 0.1, 0.051, 0.0172, 0.01] | [10.0, 2.3, 0.734, 0.274, 0.1, 0.046, 0.0177, 0.01] | 0 | [480.0, 550.0, 700.0, 1000.0, 1260.0, 1600.0, 2500.0, 3227.0] | [960.0, 1300.0, 1700.0, 2200.0, 2996.0, 4000.0, 6000.0, 7946.0]
HV 16A | HV 16A | 16 | 0 | [10.0, 0.352, 0.164, 0.1, 0.0649, 0.0342, 0.01] | [10.0, 2.34, 0.722, 0.181, 0.1, 0.055, 0.0296, 0.01] | 0 | [48.0, 60.0, 65.0, 71.0, 80.0, 100.0, 162.0] | [96.0, 110.0, 125.0, 150.0, 168.0, 200.0, 250.0, 398.0]
HV 200A | HV 200A | 200 | 0 | [10.0, 4.267, 1.21, 0.403, 0.1, 0.058, 0.022, 0.01] | [10.0, 3.73, 1.654, 0.328, 0.1, 0.0531, 0.019, 0.01] | 0 | [600.0, 700.0, 900.0, 1150.0, 1665.0, 2000.0, 3000.0, 4313.0] | [1200.0, 1500.0, 1800.0, 2700.0, 3960.0, 5000.0, 7500.0, 10620.0]
HV 20A | HV 20A | 20 | 0 | [10.0, 1.3, 0.3, 0.155, 0.1, 0.0555, 0.023, 0.01] | [10.0, 1.3, 0.161, 0.1, 0.0611, 0.0399, 0.0141, 0.01] | 0 | [60.0, 70.0, 80.0, 87.0, 94.0, 110.0, 150.0, 216.0] | [120.0, 150.0, 200.0, 223.0, 260.0, 300.0, 450.0, 532.0]
HV 25A | HV 25A | 25 | 0 | [10.0, 2.512, 0.833, 0.299, 0.1, 0.0372, 0.0223, 0.01] | [10.0, 3.125, 0.597, 0.198, 0.1, 0.0378, 0.022, 0.01] | 0 | [75.0, 82.0, 90.0, 100.0, 124.0, 170.0, 200.0, 289.0] | [150.0, 170.0, 210.0, 250.0, 294.0, 400.0, 500.0, 711.0]
HV 31.5A | HV 31.5A | 31.5 | 0 | [10.0, 2.34, 0.722, 0.181, 0.1, 0.055, 0.0296, 0.01] | [10.0, 2.84, 0.368, 0.164, 0.1, 0.0621, 0.0378, 0.0195, 0.01] | 0 | [95.0, 110.0, 125.0, 150.0, 165.0, 200.0, 250.0, 390.0] | [189.0, 220.0, 300.0, 350.0, 393.0, 450.0, 530.0, 700.0, 960.0]
HV 40A | HV 40A | 40 | 0 | [10.0, 1.3, 0.161, 0.1, 0.0611, 0.0399, 0.0141, 0.01] | [10.0, 2.05, 0.369, 0.198, 0.1, 0.051, 0.0298, 0.01] | 0 | [120.0, 150.0, 200.0, 223.0, 260.0, 300.0, 450.0, 532.0] | [240.0, 300.0, 400.0, 450.0, 530.0, 650.0, 800.0, 1311.0]
HV 50A | HV 50A | 50 | 0 | [10.0, 3.215, 0.597, 0.198, 0.1, 0.0378, 0.022, 0.01] | [10.0, 3.64, 0.854, 0.281, 0.1, 0.0531, 0.022, 0.01] | 0 | [150.0, 170.0, 210.0, 250.0, 294.0, 400.0, 500.0, 711.0] | [300.0, 350.0, 450.0, 550.0, 700.0, 850.0, 1200.0, 1752.0]
HV 6.3A | HV 6.3A | 6.3 | 0 | [10.0, 1.39, 0.344, 0.168, 0.1, 0.056, 0.0263, 0.01] | [10.0, 1.711, 0.516, 0.198, 0.1, 0.0634, 0.0303, 0.01] | 0 | [19.0, 19.5, 20.4, 20.8, 22.0, 25.0, 32.0, 48.0] | [38.0, 40.0, 43.0, 48.0, 53.0, 60.0, 75.0, 118.0]
HV 63A | HV 63A | 63 | 0 | [10.0, 2.84, 0.368, 0.164, 0.1, 0.0621, 0.0378, 0.0195, 0.01] | [10.0, 1.82, 0.344, 0.1, 0.0467, 0.0269, 0.01] | 0 | [189.0, 220.0, 300.0, 350.0, 393.0, 450.0, 530.0, 700.0, 961.0] | [378.0, 500.0, 700.0, 934.0, 1200.0, 1500.0, 2366.0]
HV 80A | HV 80A | 80 | 0 | [10.0, 2.05, 0.369, 0.198, 0.1, 0.051, 0.0298, 0.01] | [10.0, 4.15, 1.03, 0.198, 0.1, 0.051, 0.0172, 0.01] | 0 | [240.0, 300.0, 400.0, 450.0, 530.0, 650.0, 800.0, 1311.0] | [480.0, 550.0, 700.0, 1000.0, 1260.0, 1600.0, 2500.0, 3227.0]
Siemens NH-1-100 | Siemens NH-1-100 | 100 | [5400.0, 2000.0, 400.0, 20.0, 1.0, 0.2, 0.012, 0.004] | 0 | 0 | [150.0, 190.0, 250.0, 430.0, 900.0, 1250.0, 2700.0, 3600.0] | 0 | 0
Siemens NH-1-125 | Siemens NH-1-125 | 125 | [4800.0, 120.0, 7.0, 0.1, 0.004] | 0 | 0 | [180.0, 400.0, 740.0, 2000.0, 4250.0] | 0 | 0
Siemens NH-1-16 | Siemens NH-1-16 | 16 | [4000.0, 400.0, 2.0, 0.1, 0.04, 0.01] | 0 | 0 | [26.0, 35.0, 75.0, 150.0, 200.0, 300.0] | 0 | 0
Siemens NH-1-160 | Siemens NH-1-160 | 160 | [4800.0, 120.0, 7.0, 0.1, 0.004] | 0 | 0 | [210.0, 500.0, 900.0, 2300.0, 5000.0] | 0 | 0
Siemens NH-1-25 | Siemens NH-1-25 | 25 | [4000.0, 1000.0, 10.0, 0.2, 0.02, 0.01] | 0 | 0 | [40.0, 50.0, 100.0, 210.0, 400.0, 500.0] | 0 | 0
Siemens NH-1-50 | Siemens NH-1-50 | 50 | [4000.0, 40.0, 4.0, 1.0, 0.02, 0.01] | 0 | 0 | [86.0, 200.0, 300.0, 400.0, 1000.0, 1280.0] | 0 | 0
Siemens NH-1-63 | Siemens NH-1-63 | 63 | [4000.0, 100.0, 10.0, 2.0, 0.04, 0.01] | 0 | 0 | [100.0, 200.0, 300.0, 400.0, 1000.0, 1500.0] | 0 | 0
Siemens NH-1-80 | Siemens NH-1-80 | 80 | [4800.0, 120.0, 7.0, 0.1, 0.01] | 0 | 0 | [150.58, 250.0, 450.0, 1150.0, 2470.0] | 0 | 0
Siemens NH-2-1000 | Siemens NH-2-1000 | 1000 | [4800.0, 120.0, 7.0, 0.1, 0.004] | 0 | 0 | [1900.0, 3500.0, 8400.0, 24000.0, 52000.0] | 0 | 0
Siemens NH-2-200 | Siemens NH-2-200 | 200 | [4800.0, 120.0, 7.0, 0.1, 0.004] | 0 | 0 | [280.0, 650.0, 1200.0, 3000.0, 7000.0] | 0 | 0
Siemens NH-2-224 | Siemens NH-2-224 | 224 | [4800.0, 120.0, 7.0, 0.2, 0.04, 0.004] | 0 | 0 | [400.0, 750.0, 1453.0, 3025.0, 4315.0, 7600.0] | 0 | 0
Siemens NH-2-250 | Siemens NH-2-250 | 250 | [4800.0, 120.0, 7.0, 0.1, 0.004] | 0 | 0 | [450.0, 800.0, 1650.0, 4000.0, 8500.0] | 0 | 0
Siemens NH-2-315 | Siemens NH-2-315 | 315 | [4800.0, 120.0, 7.0, 0.1, 0.004] | 0 | 0 | [550.0, 920.0, 1900.0, 5000.0, 11000.0] | 0 | 0
Siemens NH-2-355 | Siemens NH-2-355 | 355 | [4800.0, 120.0, 6.0, 0.1, 0.004] | 0 | 0 | [650.0, 1116.27, 2350.0, 5840.0, 12790.0] | 0 | 0
Siemens NH-2-400 | Siemens NH-2-400 | 400 | [4800.0, 120.0, 7.0, 0.1, 0.004] | 0 | 0 | [720.0, 1350.0, 2800.0, 6500.0, 15000.0] | 0 | 0
Siemens NH-2-425 | Siemens NH-2-425 | 425 | [4800.0, 120.0, 7.0, 0.1, 0.004] | 0 | 0 | [850.0, 1500.0, 3050.0, 7500.0, 16500.0] | 0 | 0
Siemens NH-2-630 | Siemens NH-2-630 | 630 | [4800.0, 120.0, 7.0, 0.1, 0.004] | 0 | 0 | [1200.0, 2000.0, 4800.0, 12000.0, 26000.0] | 0 | 0

## res_bus
| vm_pu | va_degree | p_mw | q_mvar
0 | 0.97676 | -0.44677 | 0.0019408 | 0.00048642
1 | 0.97678 | -0.44627 | 0.002231 | 0.00055913
2 | 0.97691 | -0.4438 | 0.0033909 | 0.00084984
3 | 0.97703 | -0.44131 | 0 | 0
4 | 0.97699 | -0.44216 | 0.0040565 | 0.0010167
5 | 0.97728 | -0.43644 | 0 | 0
6 | 0.97697 | -0.44262 | 0.0052413 | 0.0013136
7 | 0.97723 | -0.43738 | 0.0049512 | 0.0012409
8 | 0.97696 | -0.44278 | 0.0020503 | 0.00051385
9 | 0.9776 | -0.43017 | 0.0059376 | 0.0014881
10 | 0.97809 | -0.42054 | 0.0041738 | 0.0010461
11 | 0.97864 | -0.40971 | 0.0026715 | 0.00066955
12 | 0.97865 | -0.40957 | 0.0029001 | 0.00072683
13 | 0.97867 | -0.40908 | 0.0039617 | 0.0009929
14 | 0.97877 | -0.40711 | 0 | 0
15 | 0.97919 | -0.39903 | 0 | 0
16 | 0.98328 | -0.31926 | 0 | 0
17 | 0.98231 | -0.33823 | 0 | 0
18 | 0.98383 | -0.30864 | 0.0046817 | 0.0011733
19 | 0.97824 | -0.41757 | 0.0074919 | 0.0018777
20 | 0.98016 | -0.38 | 0.0032483 | 0.0008141
21 | 0.9769 | -0.44376 | 0 | 0
22 | 0.98205 | -0.34331 | 0.012722 | 0.0031885
23 | 0.98688 | -0.24971 | 0 | 0
24 | 0.98892 | -0.21059 | 0.003153 | 0.00079022
25 | 0.98523 | -0.2816 | 0 | 0
26 | 0.98477 | -0.29058 | 0.0049222 | 0.0012336
27 | 0.98499 | -0.28639 | 0 | 0
28 | 0.9851 | -0.28425 | 0.0041422 | 0.0010381
29 | 0.98328 | -0.31948 | 0.011362 | 0.0028475
30 | 0.98308 | -0.32341 | 0.00081153 | 0.00020339
31 | 0.98968 | -0.19601 | 0.0028875 | 0.00072367
32 | 0.9819 | -0.34633 | 0.0015379 | 0.00038543
33 | 0.99099 | -0.17092 | 0 | 0
34 | 0.97127 | -0.55456 | 0.0027742 | 0.00069528
35 | 0.9713 | -0.55393 | 0.0027764 | 0.00069584
36 | 0.97125 | -0.55501 | 0 | 0
37 | 0.97148 | -0.55047 | 0.0029553 | 0.00074067
38 | 0.9712 | -0.55591 | 0.002369 | 0.00059372
39 | 0.97149 | -0.55012 | 0.0092732 | 0.0023241
40 | 0.97188 | -0.54253 | 0.0033378 | 0.00083653
41 | 0.97564 | -0.46836 | 0 | 0
42 | 0.99577 | -0.081053 | 0.0027357 | 0.00068564
43 | 0.99583 | -0.079822 | 0.0011827 | 0.00029641
44 | 0.99573 | -0.081889 | 0.001584 | 0.00039698
45 | 0.9959 | -0.078587 | 0.0015063 | 0.00037752
46 | 0.9957 | -0.082496 | 0.0013369 | 0.00033506
47 | 0.99605 | -0.075562 | 0 | 0
48 | 0.99562 | -0.083911 | 0.00079183 | 0.00019845
49 | 0.99544 | -0.08749 | 0.0086176 | 0.0021598
50 | 0.99319 | -0.13059 | 0.00074455 | 0.0001866
51 | 0.99873 | -0.024305 | 0.0049735 | 0.0012465
52 | 0.99562 | -0.083912 | 0.0014136 | 0.00035429
53 | 0.97899 | -0.40322 | 0.0041772 | 0.0010469
54 | 0.97821 | -0.41844 | 0.00151 | 0.00037844
55 | 0.97992 | -0.38507 | 0 | 0
56 | 0.97786 | -0.42532 | 0.0060524 | 0.0015169
57 | 0.98181 | -0.34803 | 0.0045368 | 0.001137
58 | 0.97738 | -0.43478 | 0 | 0
59 | 0.97704 | -0.44136 | 0 | 0
60 | 0.97575 | -0.46675 | 0.018107 | 0.0045381
61 | 0.97594 | -0.46303 | 0.0042469 | 0.0010644
62 | 0.97618 | -0.4584 | 0 | 0
63 | 0.99187 | -0.15408 | 0 | 0
64 | 0.9939 | -0.11541 | 0.0071718 | 0.0017974
65 | 0.97647 | -0.45276 | 0.0063901 | 0.0016015
66 | 0.99517 | -0.09136 | 0 | 0
67 | 0.99441 | -0.10598 | 0 | 0
68 | 0.99782 | -0.041164 | 0.0053335 | 0.0013367
69 | 1 | 0 | -0.38506 | -0.098173
70 | 0.99882 | -0.022467 | 0.0097214 | 0.0024364
71 | 0.9942 | -0.10999 | 0.013375 | 0.0033522
72 | 0.99407 | -0.11264 | 0.0088144 | 0.0022091
73 | 0.994 | -0.11387 | 0.01082 | 0.0027117
74 | 0.97563 | -0.46854 | 0.0029597 | 0.00074177
75 | 0.97518 | -0.47752 | 0.001966 | 0.00049273
76 | 0.9739 | -0.50268 | 0 | 0
77 | 0.9735 | -0.51041 | 0 | 0
78 | 0.97416 | -0.49753 | 0.0018158 | 0.00045508
79 | 0.97281 | -0.52413 | 0.0069305 | 0.0017369
80 | 0.97456 | -0.48962 | 0 | 0
81 | 0.97504 | -0.4801 | 0.0034749 | 0.00087088
82 | 0.97239 | -0.53231 | 0.0045745 | 0.0011465
83 | 0.97693 | -0.4436 | 0.011932 | 0.0029904
84 | 0.9939 | -0.11718 | 0.0026456 | 0.00066305
85 | 0.99395 | -0.11624 | 0 | 0
86 | 0.9935 | -0.12485 | 0.0084856 | 0.0021267
87 | 0.99411 | -0.11303 | 0.0031377 | 0.00078638
88 | 0.99506 | -0.094663 | 0.0082766 | 0.0020743
89 | 0.99305 | -0.13339 | 0 | 0
90 | 0.99488 | -0.098273 | 0.0017677 | 0.00044302
91 | 0.99288 | -0.13656 | 0.0010494 | 0.00026301
92 | 0.99279 | -0.13824 | 0.00048168 | 0.00012072
93 | 0.99473 | -0.10117 | 0.0016632 | 0.00041683
94 | 0.9944 | -0.10746 | 0.0016575 | 0.0004154
95 | 0.99559 | -0.084571 | 0.0018868 | 0.00047287
96 | 0.99559 | -0.084573 | 0.00077001 | 0.00019298
97 | 0.99276 | -0.13899 | 0.0014849 | 0.00037214
98 | 0.99285 | -0.13718 | 0.0014159 | 0.00035485
99 | 0.97188 | -0.54249 | 0 | 0
100 | 0.97186 | -0.54282 | 0.0028431 | 0.00071255
101 | 0.97182 | -0.5437 | 0.0050824 | 0.0012738
102 | 0.99557 | -0.084867 | 0.0017168 | 0.00043028
103 | 0.9908 | -0.17673 | 0.00011044 | 2.7679e-05
104 | 0.99099 | -0.17298 | 0.00019925 | 4.9936e-05
105 | 0.99079 | -0.17688 | 0.002223 | 0.00055714
106 | 0.99216 | -0.15058 | 0.00072939 | 0.0001828
107 | 0.9901 | -0.19037 | 0.0035102 | 0.00087974
108 | 0.99231 | -0.14758 | 0 | 0
109 | 0.98896 | -0.21241 | 0.00040807 | 0.00010227
110 | 0.99213 | -0.15108 | 0.0011649 | 0.00029195
111 | 0.988 | -0.23092 | 0.00050865 | 0.00012748
112 | 0.99188 | -0.15585 | 0.00039601 | 9.925e-05
113 | 0.99139 | -0.16535 | 0 | 0
114 | 0.99108 | -0.17154 | 0.0008224 | 0.00020611
115 | 0.99102 | -0.17269 | 0.00033723 | 8.4518e-05
116 | 0.99057 | -0.18139 | 0.0024419 | 0.000612
117 | 0.99065 | -0.17977 | 0.00010569 | 2.6489e-05
118 | 0.99005 | -0.19146 | 0 | 0
119 | 0.99069 | -0.17902 | 0.00017776 | 4.4551e-05
120 | 0.98997 | -0.1931 | 0.00033511 | 8.3986e-05
121 | 0.98969 | -0.19846 | 0 | 0
122 | 0.98754 | -0.23997 | 0.0024248 | 0.00060772
123 | 0.98659 | -0.25845 | 0.000633 | 0.00015864
124 | 0.98786 | -0.2338 | 0.0014221 | 0.00035641
125 | 0.98617 | -0.26659 | 0.00055479 | 0.00013904
126 | 0.98588 | -0.2723 | 0.0015346 | 0.00038462
127 | 0.98585 | -0.27276 | 0.00045316 | 0.00011357
128 | 0.98892 | -0.21347 | 0 | 0
129 | 0.98882 | -0.21532 | 0.0011405 | 0.00028584
130 | 0.99288 | -0.13694 | 0.0025173 | 0.0006309
131 | 0.99295 | -0.13549 | 0.0026813 | 0.00067199
132 | 0.99273 | -0.13981 | 0.0031995 | 0.00080186
133 | 0.99327 | -0.12929 | 0 | 0
134 | 0.99344 | -0.12605 | 0.0027235 | 0.00068256
135 | 0.98475 | -0.2943 | 0.00080832 | 0.00020258
136 | 0.98478 | -0.29368 | 0.0013054 | 0.00032717
137 | 0.98485 | -0.29242 | 0.0007179 | 0.00017992
138 | 0.98493 | -0.29091 | 0.001683 | 0.00042179
139 | 0.98545 | -0.28072 | 0.00071834 | 0.00018003
140 | 0.98524 | -0.28476 | 0 | 0
141 | 0.98519 | -0.2858 | 0 | 0
142 | 0.98515 | -0.28648 | 0.0018402 | 0.0004612
143 | 0.9851 | -0.28753 | 0.0010978 | 0.00027514
144 | 0.98496 | -0.29021 | 0.00042071 | 0.00010544
145 | 0.98496 | -0.29029 | 0.00039918 | 0.00010004
146 | 0.98499 | -0.28967 | 0 | 0
147 | 0.98495 | -0.29033 | 0.00039317 | 9.8539e-05
148 | 0.98498 | -0.28986 | 0 | 0
149 | 0.98504 | -0.28874 | 0 | 0
150 | 0.98497 | -0.29 | 0.00031817 | 7.9741e-05
151 | 0.98505 | -0.28846 | 0.00061406 | 0.0001539
152 | 0.98497 | -0.29006 | 0.00034154 | 8.5599e-05
153 | 0.98495 | -0.29041 | 0.00090694 | 0.0002273
154 | 0.98499 | -0.28961 | 0.0011759 | 0.0002947
155 | 0.98494 | -0.29067 | 0.00049209 | 0.00012333
156 | 0.98489 | -0.2916 | 0.0018876 | 0.00047307
157 | 0.98874 | -0.21689 | 0.0022374 | 0.00056074
158 | 0.98877 | -0.21648 | 0.00054322 | 0.00013614
159 | 0.98874 | -0.2169 | 0.00017909 | 4.4883e-05
160 | 0.99998 | 149.9956 | 0 | 0

## res_line
| p_from_mw | q_from_mvar | p_to_mw | q_to_mvar | pl_mw | ql_mvar | i_from_ka | i_to_ka | i_ka | vm_from_pu | va_from_degree | vm_to_pu | va_to_degree | loading_percent
0 | -0.0019408 | -0.00048642 | 0.0019409 | 0.00048627 | 4.6062e-08 | -1.4639e-07 | 0.0029567 | 0.0029566 | 0.0029567 | 0.97676 | -0.44677 | 0.97678 | -0.44627 | 0.81228
1 | -0.0041718 | -0.0010454 | 0.0041723 | 0.0010453 | 4.9019e-07 | -9.1448e-08 | 0.0063553 | 0.0063551 | 0.0063553 | 0.97678 | -0.44627 | 0.97691 | -0.4438 | 1.746
2 | -0.0075632 | -0.0018952 | 0.0075641 | 0.0018955 | 8.9807e-07 | 3.488e-07 | 0.01152 | 0.01152 | 0.01152 | 0.97691 | -0.4438 | 0.97703 | -0.44131 | 3.1649
3 | 0.0040567 | 0.0010166 | -0.0040565 | -0.0010167 | 1.6449e-07 | -3.8633e-08 | 0.0061782 | 0.0061783 | 0.0061783 | 0.97703 | -0.44131 | 0.97699 | -0.44216 | 1.6973
4 | -0.011621 | -0.0029121 | 0.011623 | 0.0029136 | 2.6947e-06 | 1.4372e-06 | 0.017698 | 0.017698 | 0.017698 | 0.97703 | -0.44131 | 0.97728 | -0.43644 | 4.8622
5 | -0.023869 | -0.0059828 | 0.023876 | 0.0059872 | 7.1325e-06 | 4.3843e-06 | 0.036343 | 0.036343 | 0.036343 | 0.97728 | -0.43644 | 0.9776 | -0.43017 | 9.9843
6 | 0.012245 | 0.0030693 | -0.012245 | -0.003069 | 5.495e-07 | 2.9886e-07 | 0.018645 | 0.018645 | 0.018645 | 0.97728 | -0.43644 | 0.97723 | -0.43738 | 5.1222
7 | -0.0072916 | -0.0018274 | 0.0072934 | 0.0018281 | 1.8191e-06 | 6.7159e-07 | 0.011106 | 0.011106 | 0.011106 | 0.97697 | -0.44262 | 0.97723 | -0.43738 | 3.051
8 | 0.0020503 | 0.00051381 | -0.0020503 | -0.00051385 | 1.568e-08 | -4.3654e-08 | 0.0031228 | 0.0031228 | 0.0031228 | 0.97697 | -0.44262 | 0.97696 | -0.44278 | 0.85792
9 | -0.029813 | -0.0074753 | 0.029827 | 0.0074838 | 1.3698e-05 | 8.5439e-06 | 0.045381 | 0.04538 | 0.045381 | 0.9776 | -0.43017 | 0.97809 | -0.42054 | 12.4672
10 | -0.034001 | -0.0085299 | 0.034023 | 0.0085436 | 2.1785e-05 | 1.367e-05 | 0.05173 | 0.05173 | 0.05173 | 0.97809 | -0.42054 | 0.97877 | -0.40711 | 14.2116
11 | -0.0026715 | -0.00066955 | 0.0026715 | 0.00066952 | 1.7277e-08 | -2.4027e-08 | 0.004062 | 0.004062 | 0.004062 | 0.97864 | -0.40971 | 0.97865 | -0.40957 | 1.1159
12 | -0.0055716 | -0.0013964 | 0.0055718 | 0.0013964 | 1.3186e-07 | 2.2826e-08 | 0.0084716 | 0.0084715 | 0.0084716 | 0.97865 | -0.40957 | 0.97867 | -0.40908 | 2.3274
13 | -0.0095335 | -0.0023893 | 0.0095344 | 0.0023897 | 8.9407e-07 | 4.296e-07 | 0.014495 | 0.014495 | 0.014495 | 0.97867 | -0.40908 | 0.97877 | -0.40711 | 3.9822
14 | -0.043557 | -0.010933 | 0.043574 | 0.010944 | 1.6792e-05 | 1.0619e-05 | 0.066225 | 0.066225 | 0.066225 | 0.97877 | -0.40711 | 0.97919 | -0.39903 | 18.1938
15 | 0.060967 | 0.01541 | -0.060913 | -0.015375 | 5.4167e-05 | 3.4456e-05 | 0.092695 | 0.092695 | 0.092695 | 0.97919 | -0.39903 | 0.97824 | -0.41757 | 25.4658
16 | -0.10454 | -0.026354 | 0.10464 | 0.026415 | 9.5255e-05 | 6.0837e-05 | 0.15892 | 0.15892 | 0.15892 | 0.97919 | -0.39903 | 0.98016 | -0.38 | 43.6595
17 | 0.12094 | 0.030627 | -0.12083 | -0.030557 | 0.00011004 | 7.0315e-05 | 0.18313 | 0.18313 | 0.18313 | 0.98328 | -0.31926 | 0.98231 | -0.33823 | 50.31
18 | -0.12094 | -0.030627 | 0.121 | 0.030667 | 6.1755e-05 | 3.9461e-05 | 0.18313 | 0.18313 | 0.18313 | 0.98328 | -0.31926 | 0.98383 | -0.30864 | 50.31
19 | 0.012725 | 0.0031902 | -0.012722 | -0.0031885 | 3.0782e-06 | 1.6905e-06 | 0.019277 | 0.019277 | 0.019277 | 0.98231 | -0.33823 | 0.98205 | -0.34331 | 5.2958
20 | 0.1081 | 0.027367 | -0.10788 | -0.027229 | 0.00021633 | 0.00013818 | 0.16385 | 0.16385 | 0.16385 | 0.98231 | -0.33823 | 0.98016 | -0.38 | 45.0143
21 | -0.12568 | -0.03184 | 0.12604 | 0.032068 | 0.00035683 | 0.00022804 | 0.19021 | 0.19021 | 0.19021 | 0.98383 | -0.30864 | 0.98688 | -0.24971 | 52.2553
22 | 0.053421 | 0.013498 | -0.053354 | -0.013455 | 6.6976e-05 | 4.2526e-05 | 0.081299 | 0.081299 | 0.081299 | 0.97824 | -0.41757 | 0.9769 | -0.44376 | 22.335
23 | 0.053354 | 0.013455 | -0.053291 | -0.013415 | 6.2726e-05 | 3.9828e-05 | 0.081299 | 0.0813 | 0.0813 | 0.9769 | -0.44376 | 0.97564 | -0.46836 | 22.335
24 | -0.20635 | -0.052421 | 0.20674 | 0.05267 | 0.00038941 | 0.00024868 | 0.31139 | 0.31139 | 0.31139 | 0.98688 | -0.24971 | 0.98892 | -0.21059 | 42.773
25 | 0.080315 | 0.020353 | -0.080192 | -0.020275 | 0.00012283 | 7.8326e-05 | 0.12118 | 0.12118 | 0.12118 | 0.98688 | -0.24971 | 0.98523 | -0.2816 | 33.2907
26 | -0.20989 | -0.05346 | 0.21004 | 0.053554 | 0.00014773 | 9.4343e-05 | 0.31613 | 0.31613 | 0.31613 | 0.98892 | -0.21059 | 0.98968 | -0.19601 | 43.4246
27 | 0.071125 | 0.018002 | -0.070996 | -0.01792 | 0.00012907 | 8.2229e-05 | 0.10748 | 0.10748 | 0.10748 | 0.98523 | -0.2816 | 0.98328 | -0.31948 | 29.5287
28 | 0.009067 | 0.0022723 | -0.0090659 | -0.0022718 | 1.145e-06 | 5.2549e-07 | 0.013694 | 0.013694 | 0.013694 | 0.98523 | -0.2816 | 0.9851 | -0.28425 | 3.7621
29 | -0.0049222 | -0.0012336 | 0.0049232 | 0.0012336 | 9.8269e-07 | 2.606e-08 | 0.0074375 | 0.0074373 | 0.0074375 | 0.98477 | -0.29058 | 0.98499 | -0.28639 | 2.0433
30 | -0.0049232 | -0.0012336 | 0.0049237 | 0.0012337 | 5.0209e-07 | 1.32e-08 | 0.0074373 | 0.0074372 | 0.0074373 | 0.98499 | -0.28639 | 0.9851 | -0.28425 | 2.0432
31 | 0.059634 | 0.015072 | -0.059623 | -0.015065 | 1.1249e-05 | 7.153e-06 | 0.090291 | 0.090291 | 0.090291 | 0.98328 | -0.31948 | 0.98308 | -0.32341 | 24.8051
32 | 0.058811 | 0.014862 | -0.058747 | -0.014821 | 6.4535e-05 | 4.1028e-05 | 0.089062 | 0.089062 | 0.089062 | 0.98308 | -0.32341 | 0.9819 | -0.34633 | 24.4677
33 | -0.21293 | -0.054278 | 0.21319 | 0.054443 | 0.00025828 | 0.00016496 | 0.32047 | 0.32047 | 0.32047 | 0.98968 | -0.19601 | 0.99099 | -0.17092 | 44.021
34 | 0.057209 | 0.014435 | -0.057204 | -0.014433 | 4.6507e-06 | 2.9556e-06 | 0.086732 | 0.086732 | 0.086732 | 0.9819 | -0.34633 | 0.98181 | -0.34803 | 23.8274
35 | -0.21319 | -0.054443 | 0.21336 | 0.054554 | 0.00017362 | 0.00011088 | 0.32047 | 0.32047 | 0.32047 | 0.99099 | -0.17092 | 0.99187 | -0.15408 | 44.021
36 | -0.0051433 | -0.0012887 | 0.0051435 | 0.0012887 | 1.5376e-07 | 1.6672e-08 | 0.0078796 | 0.0078796 | 0.0078796 | 0.97127 | -0.55456 | 0.9713 | -0.55393 | 2.1647
37 | 0.0023691 | 0.00059343 | -0.0023691 | -0.00059353 | 5.064e-08 | -9.4461e-08 | 0.0036294 | 0.0036295 | 0.0036295 | 0.97127 | -0.55456 | 0.97125 | -0.55501 | 0.99711
38 | -0.0079199 | -0.0019846 | 0.0079212 | 0.0019851 | 1.3038e-06 | 5.4207e-07 | 0.012133 | 0.012133 | 0.012133 | 0.9713 | -0.55393 | 0.97148 | -0.55047 | 3.3333
39 | 0.0023691 | 0.00059353 | -0.002369 | -0.00059372 | 1.0203e-07 | -1.9029e-07 | 0.0036295 | 0.0036296 | 0.0036296 | 0.97125 | -0.55501 | 0.9712 | -0.55591 | 0.99714
40 | -0.010877 | -0.0027258 | 0.010877 | 0.0027259 | 1.8292e-07 | 9.5309e-08 | 0.01666 | 0.01666 | 0.01666 | 0.97148 | -0.55047 | 0.97149 | -0.55012 | 4.5768
41 | -0.02015 | -0.00505 | 0.020157 | 0.0050544 | 7.2922e-06 | 4.4142e-06 | 0.030863 | 0.030863 | 0.030863 | 0.97149 | -0.55012 | 0.97188 | -0.54253 | 8.4789
42 | -0.023495 | -0.0058909 | 0.023495 | 0.0058909 | 4.2179e-08 | 2.5918e-08 | 0.035973 | 0.035973 | 0.035973 | 0.97188 | -0.54253 | 0.97188 | -0.54249 | 9.8828
43 | 0.050332 | 0.012674 | -0.05031 | -0.01266 | 2.2046e-05 | 1.3985e-05 | 0.076786 | 0.076786 | 0.076786 | 0.97564 | -0.46836 | 0.97518 | -0.47752 | 21.0949
44 | 0.0029597 | 0.00074174 | -0.0029597 | -0.00074177 | 2.6594e-08 | -2.6442e-08 | 0.0045141 | 0.0045141 | 0.0045141 | 0.97564 | -0.46836 | 0.97563 | -0.46854 | 1.2401
45 | -0.012237 | -0.0030668 | 0.012238 | 0.0030672 | 7.1783e-07 | 3.8494e-07 | 0.018286 | 0.018286 | 0.018286 | 0.99577 | -0.081053 | 0.99583 | -0.079822 | 5.0236
46 | 0.0095012 | 0.0023812 | -0.0095008 | -0.002381 | 3.7818e-07 | 1.7696e-07 | 0.014198 | 0.014198 | 0.014198 | 0.99577 | -0.081053 | 0.99573 | -0.081889 | 3.9005
47 | -0.01342 | -0.0033636 | 0.013421 | 0.003364 | 7.8943e-07 | 4.3712e-07 | 0.020053 | 0.020053 | 0.020053 | 0.99583 | -0.079822 | 0.9959 | -0.078587 | 5.5091
48 | 0.0079168 | 0.001984 | -0.0079166 | -0.0019839 | 2.2884e-07 | 8.9748e-08 | 0.011831 | 0.011831 | 0.011831 | 0.99573 | -0.081889 | 0.9957 | -0.082496 | 3.2503
49 | -0.014927 | -0.0037416 | 0.01493 | 0.0037428 | 2.1519e-06 | 1.2271e-06 | 0.022304 | 0.022304 | 0.022304 | 0.9959 | -0.078587 | 0.99605 | -0.075562 | 6.1274
50 | 0.0065797 | 0.0016489 | -0.0065793 | -0.0016487 | 4.4364e-07 | 1.248e-07 | 0.009833 | 0.009833 | 0.009833 | 0.9957 | -0.082496 | 0.99562 | -0.083911 | 2.7014
51 | 0.047454 | 0.011921 | -0.047427 | -0.011904 | 2.6998e-05 | 1.7093e-05 | 0.070902 | 0.070902 | 0.070902 | 0.99605 | -0.075562 | 0.99544 | -0.08749 | 19.4786
52 | 0.045215 | 0.011436 | -0.045096 | -0.011361 | 0.00011903 | 7.5277e-05 | 0.067584 | 0.067584 | 0.067584 | 0.99605 | -0.075562 | 0.99319 | -0.13059 | 18.5671
53 | -0.1076 | -0.027101 | 0.10786 | 0.027269 | 0.00026444 | 0.00016889 | 0.16079 | 0.16079 | 0.16079 | 0.99605 | -0.075562 | 0.99873 | -0.024305 | 44.173
54 | 0.0057874 | 0.0014503 | -0.0057874 | -0.0014503 | 1.4962e-10 | 3.7861e-11 | 0.0086496 | 0.0086496 | 0.0086496 | 0.99562 | -0.083911 | 0.99562 | -0.083912 | 2.3763
55 | 0.03881 | 0.0097446 | -0.038796 | -0.0097363 | 1.3275e-05 | 8.3592e-06 | 0.05802 | 0.05802 | 0.05802 | 0.99544 | -0.08749 | 0.99506 | -0.094663 | 15.9397
56 | 0.044351 | 0.011174 | -0.044345 | -0.011171 | 5.9281e-06 | 3.7477e-06 | 0.066469 | 0.066469 | 0.066469 | 0.99319 | -0.13059 | 0.99305 | -0.13339 | 18.2606
57 | -0.11284 | -0.028516 | 0.11285 | 0.028522 | 9.9433e-06 | 6.3514e-06 | 0.1682 | 0.1682 | 0.1682 | 0.99873 | -0.024305 | 0.99882 | -0.022467 | 46.2087
58 | 0.0043738 | 0.001096 | -0.0043736 | -0.001096 | 1.3735e-07 | -2.3564e-08 | 0.0065368 | 0.0065369 | 0.0065369 | 0.99562 | -0.083912 | 0.99559 | -0.084571 | 1.7958
59 | 0.048351 | 0.01216 | -0.048316 | -0.012138 | 3.5109e-05 | 2.2252e-05 | 0.073507 | 0.073507 | 0.073507 | 0.97899 | -0.40322 | 0.97821 | -0.41844 | 20.1942
60 | -0.052529 | -0.013207 | 0.052574 | 0.013236 | 4.5576e-05 | 2.8929e-05 | 0.079856 | 0.079856 | 0.079856 | 0.97899 | -0.40322 | 0.97992 | -0.38507 | 21.9385
61 | 0.046806 | 0.01176 | -0.046791 | -0.01175 | 1.5386e-05 | 9.7455e-06 | 0.07121 | 0.07121 | 0.07121 | 0.97821 | -0.41844 | 0.97786 | -0.42532 | 19.5632
62 | -0.052574 | -0.013236 | 0.052667 | 0.013295 | 9.328e-05 | 5.9207e-05 | 0.079856 | 0.079856 | 0.079856 | 0.97992 | -0.38507 | 0.98181 | -0.34803 | 21.9385
63 | 0.040738 | 0.010233 | -0.04072 | -0.010222 | 1.8371e-05 | 1.1598e-05 | 0.062 | 0.062 | 0.062 | 0.97786 | -0.42532 | 0.97738 | -0.43478 | 17.033
64 | 0.04072 | 0.010222 | -0.040707 | -0.010213 | 1.2782e-05 | 8.0693e-06 | 0.062 | 0.062 | 0.062 | 0.97738 | -0.43478 | 0.97704 | -0.44136 | 17.033
65 | 0.011933 | 0.0029911 | -0.011932 | -0.0029904 | 1.2743e-06 | 6.867e-07 | 0.018174 | 0.018174 | 0.018174 | 0.97704 | -0.44136 | 0.97693 | -0.4436 | 4.9929
66 | 0.028774 | 0.0072223 | -0.028758 | -0.0072126 | 1.5626e-05 | 9.7292e-06 | 0.043826 | 0.043826 | 0.043826 | 0.97704 | -0.44136 | 0.97647 | -0.45276 | 12.0402
67 | -0.018107 | -0.0045381 | 0.01811 | 0.00454 | 3.2043e-06 | 1.9108e-06 | 0.027613 | 0.027613 | 0.027613 | 0.97575 | -0.46675 | 0.97594 | -0.46303 | 7.5861
68 | -0.022357 | -0.0056044 | 0.022362 | 0.0056074 | 4.9371e-06 | 3.0181e-06 | 0.034089 | 0.034089 | 0.034089 | 0.97594 | -0.46303 | 0.97618 | -0.4584 | 9.365
69 | -0.022362 | -0.0056074 | 0.022368 | 0.0056111 | 6.0168e-06 | 3.6781e-06 | 0.034089 | 0.034088 | 0.034089 | 0.97618 | -0.4584 | 0.97647 | -0.45276 | 9.365
70 | -0.21336 | -0.054554 | 0.21376 | 0.054809 | 0.00040006 | 0.0002555 | 0.32047 | 0.32047 | 0.32047 | 0.99187 | -0.15408 | 0.9939 | -0.11541 | 44.021
71 | -0.22093 | -0.056607 | 0.22119 | 0.056771 | 0.0002578 | 0.00016467 | 0.33121 | 0.33121 | 0.33121 | 0.9939 | -0.11541 | 0.99517 | -0.09136 | 45.4958
72 | 0.033042 | 0.0082929 | -0.033019 | -0.0082785 | 2.3023e-05 | 1.4409e-05 | 0.04941 | 0.04941 | 0.04941 | 0.99517 | -0.09136 | 0.99441 | -0.10598 | 13.5743
73 | -0.25423 | -0.065064 | 0.25485 | 0.06546 | 0.00061953 | 0.00039591 | 0.38062 | 0.38062 | 0.38062 | 0.99517 | -0.09136 | 0.99782 | -0.041164 | 52.2828
74 | 0.013378 | 0.0033536 | -0.013375 | -0.0033522 | 2.5575e-06 | 1.4161e-06 | 0.020019 | 0.020019 | 0.020019 | 0.99441 | -0.10598 | 0.9942 | -0.10999 | 5.4997
75 | 0.019641 | 0.0049249 | -0.019635 | -0.0049212 | 6.2297e-06 | 3.7376e-06 | 0.029392 | 0.029392 | 0.029392 | 0.99441 | -0.10598 | 0.99407 | -0.11264 | 8.0746
76 | -0.26019 | -0.066797 | 0.26071 | 0.06713 | 0.00052101 | 0.00033296 | 0.38857 | 0.38857 | 0.38857 | 0.99782 | -0.041164 | 1 | 0 | 53.3753
77 | 0.1227 | 0.031043 | -0.12257 | -0.030959 | 0.00013213 | 8.4424e-05 | 0.18268 | 0.18268 | 0.18268 | 1 | 0 | 0.99882 | -0.022467 | 50.1874
78 | 0.010821 | 0.0027121 | -0.01082 | -0.0027117 | 6.3332e-07 | 3.2188e-07 | 0.016197 | 0.016197 | 0.016197 | 0.99407 | -0.11264 | 0.994 | -0.11387 | 4.4498
79 | 0.048344 | 0.012167 | -0.048338 | -0.012163 | 5.9553e-06 | 3.775e-06 | 0.073786 | 0.073786 | 0.073786 | 0.97518 | -0.47752 | 0.97504 | -0.4801 | 20.2708
80 | 0.042999 | 0.010807 | -0.042983 | -0.010797 | 1.5871e-05 | 1.0035e-05 | 0.065709 | 0.065709 | 0.065709 | 0.9739 | -0.50268 | 0.9735 | -0.51041 | 18.052
81 | -0.042999 | -0.010807 | 0.04301 | 0.010814 | 1.0571e-05 | 6.6842e-06 | 0.065709 | 0.065709 | 0.065709 | 0.9739 | -0.50268 | 0.97416 | -0.49753 | 18.052
82 | 0.042983 | 0.010797 | -0.042955 | -0.010779 | 2.8116e-05 | 1.7779e-05 | 0.065709 | 0.065709 | 0.065709 | 0.9735 | -0.51041 | 0.97281 | -0.52413 | 18.052
83 | -0.044825 | -0.011269 | 0.044842 | 0.011279 | 1.6942e-05 | 1.0723e-05 | 0.068483 | 0.068483 | 0.068483 | 0.97416 | -0.49753 | 0.97456 | -0.48962 | 18.8139
84 | 0.036025 | 0.0090422 | -0.036011 | -0.0090333 | 1.4055e-05 | 8.842e-06 | 0.055108 | 0.055108 | 0.055108 | 0.97281 | -0.52413 | 0.97239 | -0.53231 | 15.1397
85 | -0.044842 | -0.011279 | 0.044863 | 0.011292 | 2.0404e-05 | 1.2914e-05 | 0.068483 | 0.068483 | 0.068483 | 0.97456 | -0.48962 | 0.97504 | -0.4801 | 18.8139
86 | 0.031436 | 0.0078869 | -0.031421 | -0.0078773 | 1.5243e-05 | 9.5378e-06 | 0.048108 | 0.048108 | 0.048108 | 0.97239 | -0.53231 | 0.97188 | -0.54249 | 13.2166
87 | -0.0026456 | -0.00066305 | 0.0026457 | 0.00066286 | 1.1933e-07 | -1.8651e-07 | 0.0039609 | 0.0039608 | 0.0039609 | 0.9939 | -0.11718 | 0.99395 | -0.11624 | 1.0881
88 | 0.01962 | 0.0049205 | -0.019612 | -0.0049156 | 8.049e-06 | 4.8291e-06 | 0.029374 | 0.029375 | 0.029375 | 0.99395 | -0.11624 | 0.9935 | -0.12485 | 8.0699
89 | -0.022266 | -0.0055833 | 0.02227 | 0.0055854 | 3.3991e-06 | 2.0697e-06 | 0.033335 | 0.033335 | 0.033335 | 0.99395 | -0.11624 | 0.99411 | -0.11303 | 9.158
90 | 0.011127 | 0.0027889 | -0.011126 | -0.0027886 | 6.3951e-07 | 3.2978e-07 | 0.016665 | 0.016665 | 0.016665 | 0.9935 | -0.12485 | 0.99344 | -0.12605 | 4.5784
91 | -0.025407 | -0.0063718 | 0.025414 | 0.0063759 | 6.7501e-06 | 4.1587e-06 | 0.038032 | 0.038032 | 0.038032 | 0.99411 | -0.11303 | 0.9944 | -0.10746 | 10.4483
92 | 0.03052 | 0.0076619 | -0.030514 | -0.0076587 | 5.2554e-06 | 3.2761e-06 | 0.045644 | 0.045644 | 0.045644 | 0.99506 | -0.094663 | 0.99488 | -0.098273 | 12.5395
93 | 0.0039509 | 0.00098888 | -0.0039503 | -0.00098908 | 5.9696e-07 | -2.0553e-07 | 0.0059198 | 0.00592 | 0.00592 | 0.99305 | -0.13339 | 0.99288 | -0.13656 | 1.6264
94 | 0.040394 | 0.010182 | -0.040385 | -0.010176 | 9.381e-06 | 5.9156e-06 | 0.060549 | 0.060549 | 0.060549 | 0.99305 | -0.13339 | 0.99279 | -0.13824 | 16.6343
95 | 0.028747 | 0.0072157 | -0.028743 | -0.0072132 | 3.9655e-06 | 2.4636e-06 | 0.043 | 0.043 | 0.043 | 0.99488 | -0.098273 | 0.99473 | -0.10117 | 11.8131
96 | 0.0029009 | 0.00072607 | -0.0029008 | -0.00072617 | 8.5068e-08 | -1.0079e-07 | 0.0043472 | 0.0043473 | 0.0043473 | 0.99288 | -0.13656 | 0.99285 | -0.13718 | 1.1943
97 | 0.039903 | 0.010055 | -0.039885 | -0.010044 | 1.7827e-05 | 1.1238e-05 | 0.059827 | 0.059827 | 0.059827 | 0.99279 | -0.13824 | 0.99231 | -0.14758 | 16.436
98 | 0.02708 | 0.0067964 | -0.027071 | -0.0067913 | 8.1273e-06 | 5.0301e-06 | 0.040512 | 0.040512 | 0.040512 | 0.99473 | -0.10117 | 0.9944 | -0.10746 | 11.1296
99 | 0.0024869 | 0.00062315 | -0.0024869 | -0.00062315 | 3.0055e-10 | -5.6146e-10 | 0.0037168 | 0.0037168 | 0.0037168 | 0.99559 | -0.084571 | 0.99559 | -0.084573 | 1.0211
100 | 0.0017169 | 0.00043017 | -0.0017168 | -0.00043028 | 2.3972e-08 | -1.109e-07 | 0.002566 | 0.002566 | 0.002566 | 0.99559 | -0.084573 | 0.99557 | -0.084867 | 0.70495
101 | -0.0014849 | -0.00037214 | 0.001485 | 0.00037133 | 1.2853e-07 | -8.1264e-07 | 0.0022256 | 0.0022253 | 0.0022256 | 0.99276 | -0.13899 | 0.99285 | -0.13718 | 0.61143
102 | 0.0079258 | 0.0019864 | -0.0079257 | -0.0019863 | 1.2503e-07 | 5.1964e-08 | 0.012135 | 0.012135 | 0.012135 | 0.97188 | -0.54249 | 0.97186 | -0.54282 | 3.3338
103 | 0.0050826 | 0.0012738 | -0.0050824 | -0.0012738 | 2.1324e-07 | 2.0126e-08 | 0.007782 | 0.007782 | 0.007782 | 0.97186 | -0.54282 | 0.97182 | -0.5437 | 2.1379
104 | -0.029015 | -0.0073057 | 0.02902 | 0.0073089 | 5.1924e-06 | 3.2292e-06 | 0.043587 | 0.043587 | 0.043587 | 0.9908 | -0.17673 | 0.99099 | -0.17298 | 11.9745
105 | 0.028904 | 0.007278 | -0.028904 | -0.0072778 | 2.1923e-07 | 1.3631e-07 | 0.043421 | 0.043421 | 0.043421 | 0.9908 | -0.17673 | 0.99079 | -0.17688 | 11.9289
106 | -0.029219 | -0.0073588 | 0.02925 | 0.0073783 | 3.1343e-05 | 1.95e-05 | 0.043886 | 0.043886 | 0.043886 | 0.99099 | -0.17298 | 0.99216 | -0.15058 | 12.0566
107 | 0.026681 | 0.0067207 | -0.026664 | -0.0067101 | 1.7201e-05 | 1.0641e-05 | 0.040083 | 0.040083 | 0.040083 | 0.99079 | -0.17688 | 0.9901 | -0.19037 | 11.0117
108 | -0.02998 | -0.0075611 | 0.029984 | 0.0075638 | 4.2955e-06 | 2.676e-06 | 0.04498 | 0.04498 | 0.04498 | 0.99216 | -0.15058 | 0.99231 | -0.14758 | 12.3571
109 | 0.023153 | 0.0058303 | -0.023129 | -0.0058154 | 2.4366e-05 | 1.4905e-05 | 0.034807 | 0.034807 | 0.034807 | 0.9901 | -0.19037 | 0.98896 | -0.21241 | 9.5625
110 | 0.0099014 | 0.0024801 | -0.0098998 | -0.0024794 | 1.6484e-06 | 7.974e-07 | 0.014847 | 0.014847 | 0.014847 | 0.99231 | -0.14758 | 0.99213 | -0.15108 | 4.0789
111 | 0.022721 | 0.0057131 | -0.022701 | -0.0057009 | 2.0069e-05 | 1.2258e-05 | 0.034193 | 0.034194 | 0.034194 | 0.98896 | -0.21241 | 0.988 | -0.23092 | 9.3939
112 | 0.0087349 | 0.0021874 | -0.0087329 | -0.0021865 | 1.9832e-06 | 8.7139e-07 | 0.0131 | 0.0131 | 0.0131 | 0.99213 | -0.15108 | 0.99188 | -0.15585 | 3.599
113 | 0.022192 | 0.0055734 | -0.022189 | -0.0055715 | 3.0483e-06 | 1.8578e-06 | 0.033428 | 0.033428 | 0.033428 | 0.988 | -0.23092 | 0.98786 | -0.2338 | 9.1834
114 | 0.0083369 | 0.0020873 | -0.0083331 | -0.0020857 | 3.7699e-06 | 1.5835e-06 | 0.012506 | 0.012506 | 0.012506 | 0.99188 | -0.15585 | 0.99139 | -0.16535 | 3.4358
115 | 0.0083331 | 0.0020857 | -0.0083307 | -0.0020847 | 2.4549e-06 | 1.0317e-06 | 0.012506 | 0.012507 | 0.012507 | 0.99139 | -0.16535 | 0.99108 | -0.17154 | 3.4359
116 | 0.0075083 | 0.0018786 | -0.0075079 | -0.0018784 | 4.0935e-07 | 1.5128e-07 | 0.011272 | 0.011272 | 0.011272 | 0.99108 | -0.17154 | 0.99102 | -0.17269 | 3.0967
117 | 0.0071706 | 0.0017939 | -0.0071685 | -0.0017931 | 2.1595e-06 | 7.4211e-07 | 0.010766 | 0.010766 | 0.010766 | 0.99102 | -0.17269 | 0.99069 | -0.17902 | 2.9576
118 | -0.0068842 | -0.0017219 | 0.0068848 | 0.001722 | 5.309e-07 | 1.6931e-07 | 0.01034 | 0.01034 | 0.01034 | 0.99057 | -0.18139 | 0.99065 | -0.17977 | 2.8407
119 | 0.0044423 | 0.0011098 | -0.0044402 | -0.0011101 | 2.1247e-06 | -2.7767e-07 | 0.006672 | 0.0066725 | 0.0066725 | 0.99057 | -0.18139 | 0.99005 | -0.19146 | 1.8331
120 | -0.0069905 | -0.0017485 | 0.0069907 | 0.0017486 | 2.4978e-07 | 8.2054e-08 | 0.010499 | 0.010499 | 0.010499 | 0.99065 | -0.17977 | 0.99069 | -0.17902 | 2.8843
121 | 0.0044402 | 0.0011101 | -0.0044399 | -0.0011102 | 3.4695e-07 | -4.5152e-08 | 0.0066725 | 0.0066726 | 0.0066726 | 0.99005 | -0.19146 | 0.98997 | -0.1931 | 1.8331
122 | 0.0041048 | 0.0010262 | -0.0041037 | -0.0010265 | 1.0465e-06 | -2.7278e-07 | 0.0061689 | 0.0061693 | 0.0061693 | 0.98997 | -0.1931 | 0.98969 | -0.19846 | 1.6949
123 | 0.0041037 | 0.0010265 | -0.0041008 | -0.0010272 | 2.9295e-06 | -7.6024e-07 | 0.0061693 | 0.0061702 | 0.0061702 | 0.98969 | -0.19846 | 0.98892 | -0.21347 | 1.6951
124 | 0.018336 | 0.0046037 | -0.01832 | -0.0045941 | 1.6154e-05 | 9.6173e-06 | 0.027632 | 0.027632 | 0.027632 | 0.98754 | -0.23997 | 0.98659 | -0.25845 | 7.5912
125 | -0.020761 | -0.0052114 | 0.020767 | 0.0052151 | 6.1096e-06 | 3.6971e-06 | 0.031286 | 0.031285 | 0.031286 | 0.98754 | -0.23997 | 0.98786 | -0.2338 | 8.5949
126 | 0.017687 | 0.0044355 | -0.01768 | -0.0044314 | 6.8573e-06 | 4.0607e-06 | 0.026677 | 0.026677 | 0.026677 | 0.98659 | -0.25845 | 0.98617 | -0.26659 | 7.329
127 | 0.017125 | 0.0042923 | -0.017121 | -0.0042896 | 4.6535e-06 | 2.7412e-06 | 0.02584 | 0.02584 | 0.02584 | 0.98617 | -0.26659 | 0.98588 | -0.2723 | 7.099
128 | 0.015586 | 0.003905 | -0.015586 | -0.0039048 | 3.4228e-07 | 1.9803e-07 | 0.023524 | 0.023524 | 0.023524 | 0.98588 | -0.2723 | 0.98585 | -0.27276 | 6.4627
129 | 0.015133 | 0.0037912 | -0.015127 | -0.0037879 | 5.738e-06 | 3.2985e-06 | 0.02284 | 0.02284 | 0.02284 | 0.98585 | -0.27276 | 0.98545 | -0.28072 | 6.2748
130 | 0.0041008 | 0.0010272 | -0.0041004 | -0.0010273 | 3.6231e-07 | -9.3684e-08 | 0.0061702 | 0.0061703 | 0.0061703 | 0.98892 | -0.21347 | 0.98882 | -0.21532 | 1.6951
131 | 0.0029599 | 0.00074147 | -0.0029597 | -0.00074165 | 1.6365e-07 | -1.7743e-07 | 0.004454 | 0.0044541 | 0.0044541 | 0.98882 | -0.21532 | 0.98877 | -0.21648 | 1.2237
132 | -0.0057172 | -0.0014324 | 0.0057176 | 0.0014325 | 3.9396e-07 | 6.7044e-08 | 0.0085682 | 0.0085681 | 0.0085682 | 0.99288 | -0.13694 | 0.99295 | -0.13549 | 2.3539
133 | 0.0031999 | 0.00080148 | -0.0031995 | -0.00080186 | 4.3766e-07 | -3.7613e-07 | 0.0047955 | 0.0047957 | 0.0047957 | 0.99288 | -0.13694 | 0.99273 | -0.13981 | 1.3175
134 | -0.0083989 | -0.0021044 | 0.0084014 | 0.0021055 | 2.4803e-06 | 1.0471e-06 | 0.012586 | 0.012586 | 0.012586 | 0.99295 | -0.13549 | 0.99327 | -0.12929 | 3.4578
135 | -0.0084014 | -0.0021055 | 0.0084027 | 0.002106 | 1.2961e-06 | 5.4703e-07 | 0.012586 | 0.012586 | 0.012586 | 0.99327 | -0.12929 | 0.99344 | -0.12605 | 3.4577
136 | -0.00080832 | -0.00020258 | 0.00080835 | 0.00020206 | 2.384e-08 | -5.2698e-07 | 0.0012214 | 0.0012212 | 0.0012214 | 0.98475 | -0.2943 | 0.98478 | -0.29368 | 0.33556
137 | -0.0021138 | -0.00052923 | 0.0021139 | 0.00052889 | 1.2683e-07 | -3.4075e-07 | 0.0031937 | 0.0031936 | 0.0031937 | 0.98478 | -0.29368 | 0.98485 | -0.29242 | 0.8774
138 | -0.0028318 | -0.00070881 | 0.002832 | 0.00070856 | 2.0359e-07 | -2.4717e-07 | 0.0042783 | 0.0042781 | 0.0042783 | 0.98485 | -0.29242 | 0.98493 | -0.29091 | 1.1753
139 | -0.004515 | -0.0011304 | 0.0045157 | 0.0011303 | 7.267e-07 | -6.5141e-08 | 0.0068208 | 0.0068206 | 0.0068208 | 0.98493 | -0.29091 | 0.9851 | -0.28753 | 1.8738
140 | 0.014409 | 0.0036079 | -0.014406 | -0.0036063 | 2.7669e-06 | 1.5722e-06 | 0.021756 | 0.021756 | 0.021756 | 0.98545 | -0.28072 | 0.98524 | -0.28476 | 5.9768
141 | 0.010078 | 0.0025236 | -0.010077 | -0.0025234 | 5.0167e-07 | 2.4753e-07 | 0.01522 | 0.01522 | 0.01522 | 0.98524 | -0.28476 | 0.98519 | -0.2858 | 4.1814
142 | 0.0043278 | 0.0010827 | -0.0043274 | -0.0010828 | 3.552e-07 | -5.5044e-08 | 0.0065356 | 0.0065357 | 0.0065357 | 0.98524 | -0.28476 | 0.98515 | -0.28648 | 1.7955
143 | 0.005614 | 0.0014055 | -0.0056135 | -0.0014054 | 4.6041e-07 | 7.7216e-08 | 0.0084788 | 0.0084789 | 0.0084789 | 0.98519 | -0.2858 | 0.9851 | -0.28753 | 2.3294
144 | 0.0044635 | 0.0011179 | -0.0044627 | -0.001118 | 8.0925e-07 | -8.6592e-08 | 0.0067414 | 0.0067416 | 0.0067416 | 0.98519 | -0.2858 | 0.98499 | -0.28961 | 1.8521
145 | 0.0024872 | 0.00062156 | -0.002487 | -0.00062197 | 2.3422e-07 | -4.1367e-07 | 0.0037562 | 0.0037564 | 0.0037564 | 0.98515 | -0.28648 | 0.98505 | -0.28846 | 1.032
146 | 0.00079235 | 0.00019843 | -0.00079235 | -0.0001985 | 2.6831e-09 | -6.1841e-08 | 0.001197 | 0.001197 | 0.001197 | 0.98496 | -0.29021 | 0.98496 | -0.29029 | 0.32885
147 | -0.0012131 | -0.00030388 | 0.0012131 | 0.00030358 | 3.1236e-08 | -2.9572e-07 | 0.0018326 | 0.0018325 | 0.0018326 | 0.98496 | -0.29021 | 0.98499 | -0.28967 | 0.50345
148 | 0.00039317 | 9.8454e-05 | -0.00039317 | -9.8539e-05 | 8.9155e-10 | -8.5196e-08 | 0.00059396 | 0.00059399 | 0.00059399 | 0.98496 | -0.29029 | 0.98495 | -0.29033 | 0.16318
149 | 0.00065973 | 0.00016488 | -0.00065972 | -0.00016507 | 5.7311e-09 | -1.9222e-07 | 0.00099648 | 0.00099655 | 0.00099655 | 0.98499 | -0.28967 | 0.98498 | -0.28986 | 0.27378
150 | -0.0018728 | -0.00046846 | 0.0018729 | 0.00046816 | 8.3472e-08 | -3.0063e-07 | 0.0028289 | 0.0028288 | 0.0028289 | 0.98499 | -0.28967 | 0.98504 | -0.28874 | 0.77718
151 | 0.00065972 | 0.00016507 | -0.00065972 | -0.00016522 | 4.484e-09 | -1.5037e-07 | 0.00099655 | 0.00099661 | 0.00099661 | 0.98498 | -0.28986 | 0.98497 | -0.29 | 0.27379
152 | -0.0018729 | -0.00046816 | 0.0018729 | 0.00046807 | 2.4367e-08 | -8.7774e-08 | 0.0028288 | 0.0028288 | 0.0028288 | 0.98504 | -0.28874 | 0.98505 | -0.28846 | 0.77715
153 | 0.00034155 | 8.5482e-05 | -0.00034154 | -8.5599e-05 | 9.2678e-10 | -1.1757e-07 | 0.00051594 | 0.00051598 | 0.00051598 | 0.98497 | -0.29 | 0.98497 | -0.29006 | 0.14175
154 | -0.0032867 | -0.00082334 | 0.0032868 | 0.00082325 | 1.2468e-07 | -9.1855e-08 | 0.0049653 | 0.0049652 | 0.0049653 | 0.98495 | -0.29041 | 0.98499 | -0.28961 | 1.3641
155 | 0.0023798 | 0.00059604 | -0.0023797 | -0.0005961 | 2.9832e-08 | -5.9243e-08 | 0.0035951 | 0.0035951 | 0.0035951 | 0.98495 | -0.29041 | 0.98494 | -0.29067 | 0.98768
156 | 0.0018877 | 0.00047277 | -0.0018876 | -0.00047307 | 8.3751e-08 | -2.9589e-07 | 0.0028517 | 0.0028518 | 0.0028518 | 0.98494 | -0.29067 | 0.98489 | -0.2916 | 0.78347
157 | -0.0024165 | -0.0006056 | 0.0024165 | 0.0006055 | 4.6934e-08 | -9.1342e-08 | 0.0036367 | 0.0036366 | 0.0036367 | 0.98874 | -0.21689 | 0.98877 | -0.21648 | 0.99908
158 | 0.00017909 | 4.4857e-05 | -0.00017909 | -4.4883e-05 | 5.4986e-11 | -2.5862e-08 | 0.00026951 | 0.00026952 | 0.00026952 | 0.98874 | -0.21689 | 0.98874 | -0.2169 | 0.074043

## res_trafo
| p_hv_mw | q_hv_mvar | p_lv_mw | q_lv_mvar | pl_mw | ql_mvar | i_hv_ka | i_lv_ka | vm_hv_pu | va_hv_degree | vm_lv_pu | va_lv_degree | loading_percent
0 | -1.2729e-15 | -1.3162e-15 | 0.00165 | 1.2699e-07 | 0.00165 | 1.2699e-07 | 5.2857e-17 | 0.0023815 | 0.99998 | 149.9956 | 1 | 0 | 0.2619

## res_ext_grid
| p_mw | q_mvar
0 | 0.38957 | 0.099304

## res_load
| p_mw | q_mvar
0 | 0.0019408 | 0.00048642
1 | 0.002231 | 0.00055913
2 | 0.0033909 | 0.00084984
3 | 0.0040565 | 0.0010167
4 | 0.0052413 | 0.0013136
5 | 0.0049512 | 0.0012409
6 | 0.0020503 | 0.00051385
7 | 0.0059376 | 0.0014881
8 | 0.0041738 | 0.0010461
9 | 0.0026715 | 0.00066955
10 | 0.0029001 | 0.00072683
11 | 0.0039617 | 0.0009929
12 | 0.0046817 | 0.0011733
13 | 0.0074919 | 0.0018777
14 | 0.0032483 | 0.0008141
15 | 0.012722 | 0.0031885
16 | 0.003153 | 0.00079022
17 | 0.0049222 | 0.0012336
18 | 0.0041422 | 0.0010381
19 | 0.011362 | 0.0028475
20 | 0.00081153 | 0.00020339
21 | 0.0028875 | 0.00072367
22 | 0.0015379 | 0.00038543
23 | 0.0027742 | 0.00069528
24 | 0.0027764 | 0.00069584
25 | 0.0029553 | 0.00074067
26 | 0.002369 | 0.00059372
27 | 0.0092732 | 0.0023241
28 | 0.0033378 | 0.00083653
29 | 0.0027357 | 0.00068564
30 | 0.0011827 | 0.00029641
31 | 0.001584 | 0.00039698
32 | 0.0015063 | 0.00037752
33 | 0.0013369 | 0.00033506
34 | 0.00079183 | 0.00019845
35 | 0.0086176 | 0.0021598
36 | 0.00074455 | 0.0001866
37 | 0.0049735 | 0.0012465
38 | 0.0014136 | 0.00035429
39 | 0.0041772 | 0.0010469
40 | 0.00151 | 0.00037844
41 | 0.0060524 | 0.0015169
42 | 0.0045368 | 0.001137
43 | 0.018107 | 0.0045381
44 | 0.0042469 | 0.0010644
45 | 0.0071718 | 0.0017974
46 | 0.0063901 | 0.0016015
47 | 0.0053335 | 0.0013367
48 | 0.0045134 | 0.0011312
49 | 0.0097214 | 0.0024364
50 | 0.013375 | 0.0033522
51 | 0.0088144 | 0.0022091
52 | 0.01082 | 0.0027117
53 | 0.0029597 | 0.00074177
54 | 0.001966 | 0.00049273
55 | 0.0018158 | 0.00045508
56 | 0.0069305 | 0.0017369
57 | 0.0034749 | 0.00087088
58 | 0.0045745 | 0.0011465
59 | 0.011932 | 0.0029904
60 | 0.0026456 | 0.00066305
61 | 0.0084856 | 0.0021267
62 | 0.0031377 | 0.00078638
63 | 0.0082766 | 0.0020743
64 | 0.0017677 | 0.00044302
65 | 0.0010494 | 0.00026301
66 | 0.00048168 | 0.00012072
67 | 0.0016632 | 0.00041683
68 | 0.0016575 | 0.0004154
69 | 0.0018868 | 0.00047287
70 | 0.00077001 | 0.00019298
71 | 0.0014849 | 0.00037214
72 | 0.0014159 | 0.00035485
73 | 0.0028431 | 0.00071255
74 | 0.0050824 | 0.0012738
75 | 0.0017168 | 0.00043028
76 | 0.00011044 | 2.7679e-05
77 | 0.00019925 | 4.9936e-05
78 | 0.002223 | 0.00055714
79 | 0.00072939 | 0.0001828
80 | 0.0035102 | 0.00087974
81 | 0.00040807 | 0.00010227
82 | 0.0011649 | 0.00029195
83 | 0.00050865 | 0.00012748
84 | 0.00039601 | 9.925e-05
85 | 0.0008224 | 0.00020611
86 | 0.00033723 | 8.4518e-05
87 | 0.0024419 | 0.000612
88 | 0.00010569 | 2.6489e-05
89 | 0.00017776 | 4.4551e-05
90 | 0.00033511 | 8.3986e-05
91 | 0.0024248 | 0.00060772
92 | 0.000633 | 0.00015864
93 | 0.0014221 | 0.00035641
94 | 0.00055479 | 0.00013904
95 | 0.0015346 | 0.00038462
96 | 0.00045316 | 0.00011357
97 | 0.0011405 | 0.00028584
98 | 0.0025173 | 0.0006309
99 | 0.0026813 | 0.00067199
100 | 0.0031995 | 0.00080186
101 | 0.0027235 | 0.00068256
102 | 0.00080832 | 0.00020258
103 | 0.0013054 | 0.00032717
104 | 0.0007179 | 0.00017992
105 | 0.001683 | 0.00042179
106 | 0.00071834 | 0.00018003
107 | 0.0018402 | 0.0004612
108 | 0.0010978 | 0.00027514
109 | 0.00042071 | 0.00010544
110 | 0.00039918 | 0.00010004
111 | 0.00039317 | 9.8539e-05
112 | 0.00031817 | 7.9741e-05
113 | 0.00061406 | 0.0001539
114 | 0.00034154 | 8.5599e-05
115 | 0.00090694 | 0.0002273
116 | 0.0011759 | 0.0002947
117 | 0.00049209 | 0.00012333
118 | 0.0018876 | 0.00047307
119 | 0.0022374 | 0.00056074
120 | 0.00054322 | 0.00013614
121 | 0.00017909 | 4.4883e-05

## dtypes
| element | column | dtype
0 | bus | name | object
1 | bus | vn_kv | float64
2 | bus | type | object
3 | bus | zone | object
4 | bus | in_service | bool
5 | load | name | object
6 | load | bus | uint32
7 | load | p_mw | float64
8 | load | q_mvar | float64
9 | load | const_z_percent | float64
10 | load | const_i_percent | float64
11 | load | sn_mva | float64
12 | load | scaling | float64
13 | load | in_service | bool
14 | load | type | object
15 | ext_grid | name | object
16 | ext_grid | bus | uint32
17 | ext_grid | vm_pu | float64
18 | ext_grid | va_degree | float64
19 | ext_grid | slack_weight | float64
20 | ext_grid | in_service | bool
21 | line | name | object
22 | line | std_type | object
23 | line | from_bus | uint32
24 | line | to_bus | uint32
25 | line | length_km | float64
26 | line | r_ohm_per_km | float64
27 | line | x_ohm_per_km | float64
28 | line | c_nf_per_km | float64
29 | line | g_us_per_km | float64
30 | line | max_i_ka | float64
31 | line | df | float64
32 | line | parallel | uint32
33 | line | type | object
34 | line | in_service | bool
35 | trafo | name | object
36 | trafo | std_type | object
37 | trafo | hv_bus | uint32
38 | trafo | lv_bus | uint32
39 | trafo | sn_mva | float64
40 | trafo | vn_hv_kv | float64
41 | trafo | vn_lv_kv | float64
42 | trafo | vk_percent | float64
43 | trafo | vkr_percent | float64
44 | trafo | pfe_kw | float64
45 | trafo | i0_percent | float64
46 | trafo | shift_degree | float64
47 | trafo | tap_side | object
48 | trafo | tap_neutral | int32
49 | trafo | tap_min | int32
50 | trafo | tap_max | int32
51 | trafo | tap_step_percent | float64
52 | trafo | tap_step_degree | float64
53 | trafo | tap_pos | int32
54 | trafo | tap_phase_shifter | bool
55 | trafo | parallel | uint32
56 | trafo | df | float64
57 | trafo | in_service | bool
58 | line_geodata | coords | object
59 | bus_geodata | x | float64
60 | bus_geodata | y | float64
61 | bus_geodata | coords | object
62 | res_bus | vm_pu | float64
63 | res_bus | va_degree | float64
64 | res_bus | p_mw | float64
65 | res_bus | q_mvar | float64
66 | res_line | p_from_mw | float64
67 | res_line | q_from_mvar | float64
68 | res_line | p_to_mw | float64
69 | res_line | q_to_mvar | float64
70 | res_line | pl_mw | float64
71 | res_line | ql_mvar | float64
72 | res_line | i_from_ka | float64
73 | res_line | i_to_ka | float64
74 | res_line | i_ka | float64
75 | res_line | vm_from_pu | float64
76 | res_line | va_from_degree | float64
77 | res_line | vm_to_pu | float64
78 | res_line | va_to_degree | float64
79 | res_line | loading_percent | float64
80 | res_trafo | p_hv_mw | float64
81 | res_trafo | q_hv_mvar | float64
82 | res_trafo | p_lv_mw | float64
83 | res_trafo | q_lv_mvar | float64
84 | res_trafo | pl_mw | float64
85 | res_trafo | ql_mvar | float64
86 | res_trafo | i_hv_ka | float64
87 | res_trafo | i_lv_ka | float64
88 | res_trafo | vm_hv_pu | float64
89 | res_trafo | va_hv_degree | float64
90 | res_trafo | vm_lv_pu | float64
91 | res_trafo | va_lv_degree | float64
92 | res_trafo | loading_percent | float64
93 | res_ext_grid | p_mw | float64
94 | res_ext_grid | q_mvar | float64
95 | res_load | p_mw | float64
96 | res_load | q_mvar | float64

## parameters
| version | format_version | converged | OPF_converged | name | f_hz | sn_mva
0 | 2.14.6 | 2.14.0 | TRUE | FALSE |  | 50 | 1