## bus
| name | vn_kv | type | zone | in_service
0 | bus_LV_10-1_0_8_node_0 | 0.4 | n |  | TRUE
1 | bus_LV_10-1_0_8_node_1 | 0.4 | n |  | TRUE
2 | bus_LV_10-1_0_8_node_2 | 0.4 | n |  | TRUE
3 | bus_LV_10-1_0_8_node_3 | 0.4 | n |  | TRUE
4 | bus_LV_10-1_0_8_node_4 | 0.4 | n |  | TRUE
5 | bus_LV_10-1_0_8_node_5 | 0.4 | n |  | TRUE
6 | bus_LV_10-1_0_8_node_6 | 0.4 | n |  | TRUE
7 | bus_LV_10-1_0_8_node_7 | 0.4 | n |  | TRUE
8 | bus_LV_10-1_0_8_node_9 | 0.4 | n |  | TRUE
9 | bus_LV_10-1_0_8_node_19 | 0.4 | n |  | TRUE
10 | bus_LV_10-1_0_8_node_17 | 0.4 | n |  | TRUE
11 | bus_LV_10-1_0_8_node_8 | 0.4 | n |  | TRUE
12 | bus_LV_10-1_0_8_node_155 | 0.4 | n |  | TRUE
13 | bus_LV_10-1_0_8_node_14 | 0.4 | n |  | TRUE
14 | bus_LV_10-1_0_8_node_26 | 0.4 | n |  | TRUE
15 | bus_LV_10-1_0_8_node_25 | 0.4 | n |  | TRUE
16 | bus_LV_10-1_0_8_node_18 | 0.4 | n |  | TRUE
17 | bus_LV_10-1_0_8_node_153 | 0.4 | n |  | TRUE
18 | bus_LV_10-1_0_8_node_12 | 0.4 | n |  | TRUE
19 | bus_LV_10-1_0_8_node_10 | 0.4 | n |  | TRUE
20 | bus_LV_10-1_0_8_node_11 | 0.4 | n |  | TRUE
21 | bus_LV_10-1_0_8_node_13 | 0.4 | n |  | TRUE
22 | bus_LV_10-1_0_8_node_15 | 0.4 | n |  | TRUE
23 | bus_LV_10-1_0_8_node_75 | 0.4 | n |  | TRUE
24 | bus_LV_10-1_0_8_node_43 | 0.4 | n |  | TRUE
25 | bus_LV_10-1_0_8_node_16 | 0.4 | n |  | TRUE
26 | bus_LV_10-1_0_8_node_72 | 0.4 | n |  | TRUE
27 | bus_LV_10-1_0_8_node_34 | 0.4 | n |  | TRUE
28 | bus_LV_10-1_0_8_node_41 | 0.4 | n |  | TRUE
29 | bus_LV_10-1_0_8_node_73 | 0.4 | n |  | TRUE
30 | bus_LV_10-1_0_8_node_74 | 0.4 | n |  | TRUE
31 | bus_LV_10-1_0_8_node_20 | 0.4 | n |  | TRUE
32 | bus_LV_10-1_0_8_node_22 | 0.4 | n |  | TRUE
33 | bus_LV_10-1_0_8_node_24 | 0.4 | n |  | TRUE
34 | bus_LV_10-1_0_8_node_23 | 0.4 | n |  | TRUE
35 | bus_LV_10-1_0_8_node_27 | 0.4 | n |  | TRUE
36 | bus_LV_10-1_0_8_node_28 | 0.4 | n |  | TRUE
37 | bus_LV_10-1_0_8_node_33 | 0.4 | n |  | TRUE
38 | bus_LV_10-1_0_8_node_30 | 0.4 | n |  | TRUE
39 | bus_LV_10-1_0_8_node_35 | 0.4 | n |  | TRUE
40 | bus_LV_10-1_0_8_node_29 | 0.4 | n |  | TRUE
41 | bus_LV_10-1_0_8_node_31 | 0.4 | n |  | TRUE
42 | bus_LV_10-1_0_8_node_32 | 0.4 | n |  | TRUE
43 | bus_LV_10-1_0_8_node_36 | 0.4 | n |  | TRUE
44 | bus_LV_10-1_0_8_node_37 | 0.4 | n |  | TRUE
45 | bus_LV_10-1_0_8_node_69 | 0.4 | n |  | TRUE
46 | bus_LV_10-1_0_8_node_68 | 0.4 | n |  | TRUE
47 | bus_LV_10-1_0_8_node_66 | 0.4 | n |  | TRUE
48 | bus_LV_10-1_0_8_node_38 | 0.4 | n |  | TRUE
49 | bus_LV_10-1_0_8_node_39 | 0.4 | n |  | TRUE
50 | bus_LV_10-1_0_8_node_40 | 0.4 | n |  | TRUE
51 | bus_LV_10-1_0_8_node_42 | 0.4 | n |  | TRUE
52 | bus_LV_10-1_0_8_node_44 | 0.4 | n |  | TRUE
53 | bus_LV_10-1_0_8_node_49 | 0.4 | n |  | TRUE
54 | bus_LV_10-1_0_8_node_47 | 0.4 | n |  | TRUE
55 | bus_LV_10-1_0_8_node_45 | 0.4 | n |  | TRUE
56 | bus_LV_10-1_0_8_node_46 | 0.4 | n |  | TRUE
57 | bus_LV_10-1_0_8_node_48 | 0.4 | n |  | TRUE
58 | bus_LV_10-1_0_8_node_50 | 0.4 | n |  | TRUE
59 | bus_LV_10-1_0_8_node_51 | 0.4 | n |  | TRUE
60 | bus_LV_10-1_0_8_node_52 | 0.4 | n |  | TRUE
61 | bus_LV_10-1_0_8_node_57 | 0.4 | n |  | TRUE
62 | bus_LV_10-1_0_8_node_53 | 0.4 | n |  | TRUE
63 | bus_LV_10-1_0_8_node_110 | 0.4 | n |  | TRUE
64 | bus_LV_10-1_0_8_node_56 | 0.4 | n |  | TRUE
65 | bus_LV_10-1_0_8_node_60 | 0.4 | n |  | TRUE
66 | bus_LV_10-1_0_8_node_61 | 0.4 | n |  | TRUE
67 | bus_LV_10-1_0_8_node_62 | 0.4 | n |  | TRUE
68 | bus_LV_10-1_0_8_node_54 | 0.4 | n |  | TRUE
69 | bus_LV_10-1_0_8_node_269 | 0.4 | n |  | TRUE
70 | bus_LV_10-1_0_8_node_109 | 0.4 | n |  | TRUE
71 | bus_LV_10-1_0_8_node_55 | 0.4 | n |  | TRUE
72 | bus_LV_10-1_0_8_node_58 | 0.4 | n |  | TRUE
73 | bus_LV_10-1_0_8_node_59 | 0.4 | n |  | TRUE
74 | bus_LV_10-1_0_8_node_63 | 0.4 | n |  | TRUE
75 | bus_LV_10-1_0_8_node_64 | 0.4 | n |  | TRUE
76 | bus_LV_10-1_0_8_node_263 | 0.4 | n |  | TRUE
77 | bus_LV_10-1_0_8_node_118 | 0.4 | n |  | TRUE
78 | bus_LV_10-1_0_8_node_83 | 0.4 | n |  | TRUE
79 | bus_LV_10-1_0_8_node_65 | 0.4 | n |  | TRUE
80 | bus_LV_10-1_0_8_node_111 | 0.4 | n |  | TRUE
81 | bus_LV_10-1_0_8_node_264 | 0.4 | n |  | TRUE
82 | bus_LV_10-1_0_8_node_120 | 0.4 | n |  | TRUE
83 | bus_LV_10-1_0_8_node_116 | 0.4 | n |  | TRUE
84 | bus_LV_10-1_0_8_node_86 | 0.4 | n |  | TRUE
85 | bus_LV_10-1_0_8_node_88 | 0.4 | n |  | TRUE
86 | bus_LV_10-1_0_8_node_89 | 0.4 | n |  | TRUE
87 | bus_LV_10-1_0_8_node_84 | 0.4 | n |  | TRUE
88 | bus_LV_10-1_0_8_node_67 | 0.4 | n |  | TRUE
89 | bus_LV_10-1_0_8_node_112 | 0.4 | n |  | TRUE
90 | bus_LV_10-1_0_8_node_70 | 0.4 | n |  | TRUE
91 | bus_LV_10-1_0_8_node_139 | 0.4 | n |  | TRUE
92 | bus_LV_10-1_0_8_node_71 | 0.4 | n |  | TRUE
93 | bus_LV_10-1_0_8_node_137 | 0.4 | n |  | TRUE
94 | bus_LV_10-1_0_8_node_76 | 0.4 | n |  | TRUE
95 | bus_LV_10-1_0_8_node_77 | 0.4 | n |  | TRUE
96 | bus_LV_10-1_0_8_node_78 | 0.4 | n |  | TRUE
97 | bus_LV_10-1_0_8_node_175 | 0.4 | n |  | TRUE
98 | bus_LV_10-1_0_8_node_79 | 0.4 | n |  | TRUE
99 | bus_LV_10-1_0_8_node_80 | 0.4 | n |  | TRUE
100 | bus_LV_10-1_0_8_node_174 | 0.4 | n |  | TRUE
101 | bus_LV_10-1_0_8_node_82 | 0.4 | n |  | TRUE
102 | bus_LV_10-1_0_8_node_81 | 0.4 | n |  | TRUE
103 | bus_LV_10-1_0_8_node_192 | 0.4 | n |  | TRUE
104 | bus_LV_10-1_0_8_node_193 | 0.4 | n |  | TRUE
105 | bus_LV_10-1_0_8_node_243 | 0.4 | n |  | TRUE
106 | bus_LV_10-1_0_8_node_194 | 0.4 | n |  | TRUE
107 | bus_LV_10-1_0_8_node_195 | 0.4 | n |  | TRUE
108 | bus_LV_10-1_0_8_node_97 | 0.4 | n |  | TRUE
109 | bus_LV_10-1_0_8_node_85 | 0.4 | n |  | TRUE
110 | bus_LV_10-1_0_8_node_87 | 0.4 | n |  | TRUE
111 | bus_LV_10-1_0_8_node_90 | 0.4 | n |  | TRUE
112 | bus_LV_10-1_0_8_node_105 | 0.4 | n |  | TRUE
113 | bus_LV_10-1_0_8_node_268 | 0.4 | n |  | TRUE
114 | bus_LV_10-1_0_8_node_91 | 0.4 | n |  | TRUE
115 | bus_LV_10-1_0_8_node_103 | 0.4 | n |  | TRUE
116 | bus_LV_10-1_0_8_node_92 | 0.4 | n |  | TRUE
117 | bus_LV_10-1_0_8_node_93 | 0.4 | n |  | TRUE
118 | bus_LV_10-1_0_8_node_94 | 0.4 | n |  | TRUE
119 | bus_LV_10-1_0_8_node_98 | 0.4 | n |  | TRUE
120 | bus_LV_10-1_0_8_node_95 | 0.4 | n |  | TRUE
121 | bus_LV_10-1_0_8_node_146 | 0.4 | n |  | TRUE
122 | bus_LV_10-1_0_8_node_96 | 0.4 | n |  | TRUE
123 | bus_LV_10-1_0_8_node_99 | 0.4 | n |  | TRUE
124 | bus_LV_10-1_0_8_node_100 | 0.4 | n |  | TRUE
125 | bus_LV_10-1_0_8_node_102 | 0.4 | n |  | TRUE
126 | bus_LV_10-1_0_8_node_101 | 0.4 | n |  | TRUE
127 | bus_LV_10-1_0_8_node_104 | 0.4 | n |  | TRUE
128 | bus_LV_10-1_0_8_node_108 | 0.4 | n |  | TRUE
129 | bus_LV_10-1_0_8_node_106 | 0.4 | n |  | TRUE
130 | bus_LV_10-1_0_8_node_107 | 0.4 | n |  | TRUE
131 | bus_LV_10-1_0_8_node_113 | 0.4 | n |  | TRUE
132 | bus_LV_10-1_0_8_node_266 | 0.4 | n |  | TRUE
133 | bus_LV_10-1_0_8_node_265 | 0.4 | n |  | TRUE
134 | bus_LV_10-1_0_8_node_114 | 0.4 | n |  | TRUE
135 | bus_LV_10-1_0_8_node_115 | 0.4 | n |  | TRUE
136 | bus_LV_10-1_0_8_node_117 | 0.4 | n |  | TRUE
137 | bus_LV_10-1_0_8_node_119 | 0.4 | n |  | TRUE
138 | bus_LV_10-1_0_8_node_121 | 0.4 | n |  | TRUE
139 | bus_LV_10-1_0_8_node_152 | 0.4 | n |  | TRUE
140 | bus_LV_10-1_0_8_node_122 | 0.4 | n |  | TRUE
141 | bus_LV_10-1_0_8_node_151 | 0.4 | n |  | TRUE
142 | bus_LV_10-1_0_8_node_123 | 0.4 | n |  | TRUE
143 | bus_LV_10-1_0_8_node_124 | 0.4 | n |  | TRUE
144 | bus_LV_10-1_0_8_node_125 | 0.4 | n |  | TRUE
145 | bus_LV_10-1_0_8_node_126 | 0.4 | n |  | TRUE
146 | bus_LV_10-1_0_8_node_127 | 0.4 | n |  | TRUE
147 | bus_LV_10-1_0_8_node_128 | 0.4 | n |  | TRUE
148 | bus_LV_10-1_0_8_node_267 | 0.4 | n |  | TRUE
149 | bus_LV_10-1_0_8_node_129 | 0.4 | n |  | TRUE
150 | bus_LV_10-1_0_8_node_130 | 0.4 | n |  | TRUE
151 | bus_LV_10-1_0_8_node_131 | 0.4 | n |  | TRUE
152 | bus_LV_10-1_0_8_node_132 | 0.4 | n |  | TRUE
153 | bus_LV_10-1_0_8_node_133 | 0.4 | n |  | TRUE
154 | bus_LV_10-1_0_8_node_134 | 0.4 | n |  | TRUE
155 | bus_LV_10-1_0_8_node_135 | 0.4 | n |  | TRUE
156 | bus_LV_10-1_0_8_node_136 | 0.4 | n |  | TRUE
157 | bus_LV_10-1_0_8_node_141 | 0.4 | n |  | TRUE
158 | bus_LV_10-1_0_8_node_140 | 0.4 | n |  | TRUE
159 | bus_LV_10-1_0_8_node_138 | 0.4 | n |  | TRUE
160 | bus_LV_10-1_0_8_node_142 | 0.4 | n |  | TRUE
161 | bus_LV_10-1_0_8_node_143 | 0.4 | n |  | TRUE
162 | bus_LV_10-1_0_8_node_144 | 0.4 | n |  | TRUE
163 | bus_LV_10-1_0_8_node_145 | 0.4 | n |  | TRUE
164 | bus_LV_10-1_0_8_node_147 | 0.4 | n |  | TRUE
165 | bus_LV_10-1_0_8_node_148 | 0.4 | n |  | TRUE
166 | bus_LV_10-1_0_8_node_149 | 0.4 | n |  | TRUE
167 | bus_LV_10-1_0_8_node_150 | 0.4 | n |  | TRUE
168 | bus_LV_10-1_0_8_node_154 | 0.4 | n |  | TRUE
169 | bus_LV_10-1_0_8_node_156 | 0.4 | n |  | TRUE
170 | bus_LV_10-1_0_8_node_158 | 0.4 | n |  | TRUE
171 | bus_LV_10-1_0_8_node_157 | 0.4 | n |  | TRUE
172 | bus_LV_10-1_0_8_node_159 | 0.4 | n |  | TRUE
173 | bus_LV_10-1_0_8_node_160 | 0.4 | n |  | TRUE
174 | bus_LV_10-1_0_8_node_161 | 0.4 | n |  | TRUE
175 | bus_LV_10-1_0_8_node_176 | 0.4 | n |  | TRUE
176 | bus_LV_10-1_0_8_node_162 | 0.4 | n |  | TRUE
177 | bus_LV_10-1_0_8_node_177 | 0.4 | n |  | TRUE
178 | bus_LV_10-1_0_8_node_163 | 0.4 | n |  | TRUE
179 | bus_LV_10-1_0_8_node_164 | 0.4 | n |  | TRUE
180 | bus_LV_10-1_0_8_node_165 | 0.4 | n |  | TRUE
181 | bus_LV_10-1_0_8_node_166 | 0.4 | n |  | TRUE
182 | bus_LV_10-1_0_8_node_168 | 0.4 | n |  | TRUE
183 | bus_LV_10-1_0_8_node_167 | 0.4 | n |  | TRUE
184 | bus_LV_10-1_0_8_node_169 | 0.4 | n |  | TRUE
185 | bus_LV_10-1_0_8_node_170 | 0.4 | n |  | TRUE
186 | bus_LV_10-1_0_8_node_171 | 0.4 | n |  | TRUE
187 | bus_LV_10-1_0_8_node_172 | 0.4 | n |  | TRUE
188 | bus_LV_10-1_0_8_node_173 | 0.4 | n |  | TRUE
189 | bus_LV_10-1_0_8_node_178 | 0.4 | n |  | TRUE
190 | bus_LV_10-1_0_8_node_179 | 0.4 | n |  | TRUE
191 | bus_LV_10-1_0_8_node_180 | 0.4 | n |  | TRUE
192 | bus_LV_10-1_0_8_node_181 | 0.4 | n |  | TRUE
193 | bus_LV_10-1_0_8_node_182 | 0.4 | n |  | TRUE
194 | bus_LV_10-1_0_8_node_183 | 0.4 | n |  | TRUE
195 | bus_LV_10-1_0_8_node_184 | 0.4 | n |  | TRUE
196 | bus_LV_10-1_0_8_node_185 | 0.4 | n |  | TRUE
197 | bus_LV_10-1_0_8_node_186 | 0.4 | n |  | TRUE
198 | bus_LV_10-1_0_8_node_198 | 0.4 | n |  | TRUE
199 | bus_LV_10-1_0_8_node_199 | 0.4 | n |  | TRUE
200 | bus_LV_10-1_0_8_node_187 | 0.4 | n |  | TRUE
201 | bus_LV_10-1_0_8_node_200 | 0.4 | n |  | TRUE
202 | bus_LV_10-1_0_8_node_201 | 0.4 | n |  | TRUE
203 | bus_LV_10-1_0_8_node_188 | 0.4 | n |  | TRUE
204 | bus_LV_10-1_0_8_node_189 | 0.4 | n |  | TRUE
205 | bus_LV_10-1_0_8_node_190 | 0.4 | n |  | TRUE
206 | bus_LV_10-1_0_8_node_191 | 0.4 | n |  | TRUE
207 | bus_LV_10-1_0_8_node_197 | 0.4 | n |  | TRUE
208 | bus_LV_10-1_0_8_node_196 | 0.4 | n |  | TRUE
209 | bus_LV_10-1_0_8_node_202 | 0.4 | n |  | TRUE
210 | bus_LV_10-1_0_8_node_203 | 0.4 | n |  | TRUE
211 | bus_LV_10-1_0_8_node_207 | 0.4 | n |  | TRUE
212 | bus_LV_10-1_0_8_node_208 | 0.4 | n |  | TRUE
213 | bus_LV_10-1_0_8_node_244 | 0.4 | n |  | TRUE
214 | bus_LV_10-1_0_8_node_209 | 0.4 | n |  | TRUE
215 | bus_LV_10-1_0_8_node_245 | 0.4 | n |  | TRUE
216 | bus_LV_10-1_0_8_node_204 | 0.4 | n |  | TRUE
217 | bus_LV_10-1_0_8_node_240 | 0.4 | n |  | TRUE
218 | bus_LV_10-1_0_8_node_241 | 0.4 | n |  | TRUE
219 | bus_LV_10-1_0_8_node_220 | 0.4 | n |  | TRUE
220 | bus_LV_10-1_0_8_node_215 | 0.4 | n |  | TRUE
221 | bus_LV_10-1_0_8_node_228 | 0.4 | n |  | TRUE
222 | bus_LV_10-1_0_8_node_226 | 0.4 | n |  | TRUE
223 | bus_LV_10-1_0_8_node_210 | 0.4 | n |  | TRUE
224 | bus_LV_10-1_0_8_node_211 | 0.4 | n |  | TRUE
225 | bus_LV_10-1_0_8_node_213 | 0.4 | n |  | TRUE
226 | bus_LV_10-1_0_8_node_214 | 0.4 | n |  | TRUE
227 | bus_LV_10-1_0_8_node_217 | 0.4 | n |  | TRUE
228 | bus_LV_10-1_0_8_node_218 | 0.4 | n |  | TRUE
229 | bus_LV_10-1_0_8_node_219 | 0.4 | n |  | TRUE
230 | bus_LV_10-1_0_8_node_247 | 0.4 | n |  | TRUE
231 | bus_LV_10-1_0_8_node_248 | 0.4 | n |  | TRUE
232 | bus_LV_10-1_0_8_node_221 | 0.4 | n |  | TRUE
233 | bus_LV_10-1_0_8_node_229 | 0.4 | n |  | TRUE
234 | bus_LV_10-1_0_8_node_246 | 0.4 | n |  | TRUE
235 | bus_LV_10-1_0_8_node_249 | 0.4 | n |  | TRUE
236 | bus_LV_10-1_0_8_node_258 | 0.4 | n |  | TRUE
237 | bus_LV_10-1_0_8_node_230 | 0.4 | n |  | TRUE
238 | bus_LV_10-1_0_8_node_222 | 0.4 | n |  | TRUE
239 | bus_LV_10-1_0_8_node_223 | 0.4 | n |  | TRUE
240 | bus_LV_10-1_0_8_node_224 | 0.4 | n |  | TRUE
241 | bus_LV_10-1_0_8_node_225 | 0.4 | n |  | TRUE
242 | bus_LV_10-1_0_8_node_227 | 0.4 | n |  | TRUE
243 | bus_LV_10-1_0_8_node_233 | 0.4 | n |  | TRUE
244 | bus_LV_10-1_0_8_node_232 | 0.4 | n |  | TRUE
245 | bus_LV_10-1_0_8_node_231 | 0.4 | n |  | TRUE
246 | bus_LV_10-1_0_8_node_239 | 0.4 | n |  | TRUE
247 | bus_LV_10-1_0_8_node_259 | 0.4 | n |  | TRUE
248 | bus_LV_10-1_0_8_node_234 | 0.4 | n |  | TRUE
249 | bus_LV_10-1_0_8_node_235 | 0.4 | n |  | TRUE
250 | bus_LV_10-1_0_8_node_236 | 0.4 | n |  | TRUE
251 | bus_LV_10-1_0_8_node_237 | 0.4 | n |  | TRUE
252 | bus_LV_10-1_0_8_node_238 | 0.4 | n |  | TRUE
253 | bus_LV_10-1_0_8_node_242 | 0.4 | n |  | TRUE
254 | bus_LV_10-1_0_8_node_262 | 0.4 | n |  | TRUE
255 | bus_LV_10-1_0_8_node_261 | 0.4 | n |  | TRUE
256 | bus_LV_10-1_0_8_node_260 | 0.4 | n |  | TRUE
257 | bus_LV_10-1_0_8_node_257 | 0.4 | n |  | TRUE
258 | bus_LV_10-1_0_8_node_250 | 0.4 | n |  | TRUE
259 | bus_LV_10-1_0_8_node_251 | 0.4 | n |  | TRUE
260 | bus_LV_10-1_0_8_node_252 | 0.4 | n |  | TRUE
261 | bus_LV_10-1_0_8_node_253 | 0.4 | n |  | TRUE
262 | bus_LV_10-1_0_8_node_254 | 0.4 | n |  | TRUE
263 | bus_LV_10-1_0_8_node_255 | 0.4 | n |  | TRUE
264 | bus_LV_10-1_0_8_node_256 | 0.4 | n |  | TRUE
265 | bus_MV_350_0_node_0 | 20 | n |  | TRUE

## load
| name | bus | p_mw | q_mvar | const_z_percent | const_i_percent | sn_mva | scaling | in_service | type
0 | LV_10-1_0_8_load_0 | 0 | 0.0083116 | 0.0020831 | 0 | 0 |  | 1 | TRUE | wye
1 | LV_10-1_0_8_load_1 | 1 | 0.0022337 | 0.00055981 | 0 | 0 |  | 1 | TRUE | wye
2 | LV_10-1_0_8_load_3 | 3 | 0.0046855 | 0.0011743 | 0 | 0 |  | 1 | TRUE | wye
3 | LV_10-1_0_8_load_5 | 5 | 0.0013062 | 0.00032736 | 0 | 0 |  | 1 | TRUE | wye
4 | LV_10-1_0_8_load_6 | 6 | 0.0025759 | 0.00064557 | 0 | 0 |  | 1 | TRUE | wye
5 | LV_10-1_0_8_load_9 | 8 | 0.0011171 | 0.00027997 | 0 | 0 |  | 1 | TRUE | wye
6 | LV_10-1_0_8_load_19 | 9 | 0.00072937 | 0.0001828 | 0 | 0 |  | 1 | TRUE | wye
7 | LV_10-1_0_8_load_17 | 10 | 0.0046069 | 0.0011546 | 0 | 0 |  | 1 | TRUE | wye
8 | LV_10-1_0_8_load_8 | 11 | 0.0014968 | 0.00037514 | 0 | 0 |  | 1 | TRUE | wye
9 | LV_10-1_0_8_load_14 | 13 | 0.00063729 | 0.00015972 | 0 | 0 |  | 1 | TRUE | wye
10 | LV_10-1_0_8_load_26 | 14 | 0.0037426 | 0.00093799 | 0 | 0 |  | 1 | TRUE | wye
11 | LV_10-1_0_8_load_153 | 17 | 0.0014159 | 0.00035486 | 0 | 0 |  | 1 | TRUE | wye
12 | LV_10-1_0_8_load_12 | 18 | 0.00074724 | 0.00018728 | 0 | 0 |  | 1 | TRUE | wye
13 | LV_10-1_0_8_load_10 | 19 | 0.0060594 | 0.0015186 | 0 | 0 |  | 1 | TRUE | wye
14 | LV_10-1_0_8_load_11 | 20 | 0.0032396 | 0.00081193 | 0 | 0 |  | 1 | TRUE | wye
15 | LV_10-1_0_8_load_75 | 23 | 0.013318 | 0.0033377 | 0 | 0 |  | 1 | TRUE | wye
16 | LV_10-1_0_8_load_16 | 25 | 0.0047729 | 0.0011962 | 0 | 0 |  | 1 | TRUE | wye
17 | LV_10-1_0_8_load_34 | 27 | 0.0036743 | 0.00092086 | 0 | 0 |  | 1 | TRUE | wye
18 | LV_10-1_0_8_load_41 | 28 | 0.0031362 | 0.00078602 | 0 | 0 |  | 1 | TRUE | wye
19 | LV_10-1_0_8_load_73 | 29 | 0.004044 | 0.0010135 | 0 | 0 |  | 1 | TRUE | wye
20 | LV_10-1_0_8_load_74 | 30 | 0.0024363 | 0.0006106 | 0 | 0 |  | 1 | TRUE | wye
21 | LV_10-1_0_8_load_20 | 31 | 0.0060526 | 0.0015169 | 0 | 0 |  | 1 | TRUE | wye
22 | LV_10-1_0_8_load_22 | 32 | 0.0011392 | 0.00028552 | 0 | 0 |  | 1 | TRUE | wye
23 | LV_10-1_0_8_load_24 | 33 | 0.006832 | 0.0017123 | 0 | 0 |  | 1 | TRUE | wye
24 | LV_10-1_0_8_load_23 | 34 | 0.0054761 | 0.0013724 | 0 | 0 |  | 1 | TRUE | wye
25 | LV_10-1_0_8_load_27 | 35 | 0.001043 | 0.0002614 | 0 | 0 |  | 1 | TRUE | wye
26 | LV_10-1_0_8_load_33 | 37 | 0.0008154 | 0.00020436 | 0 | 0 |  | 1 | TRUE | wye
27 | LV_10-1_0_8_load_30 | 38 | 0.0033785 | 0.00084672 | 0 | 0 |  | 1 | TRUE | wye
28 | LV_10-1_0_8_load_35 | 39 | 0.00040056 | 0.00010039 | 0 | 0 |  | 1 | TRUE | wye
29 | LV_10-1_0_8_load_29 | 40 | 0.0032646 | 0.00081819 | 0 | 0 |  | 1 | TRUE | wye
30 | LV_10-1_0_8_load_31 | 41 | 0.0031718 | 0.00079492 | 0 | 0 |  | 1 | TRUE | wye
31 | LV_10-1_0_8_load_32 | 42 | 0.004257 | 0.0010669 | 0 | 0 |  | 1 | TRUE | wye
32 | LV_10-1_0_8_load_36 | 43 | 0.0010787 | 0.00027034 | 0 | 0 |  | 1 | TRUE | wye
33 | LV_10-1_0_8_load_69 | 45 | 0.0051777 | 0.0012977 | 0 | 0 |  | 1 | TRUE | wye
34 | LV_10-1_0_8_load_68 | 46 | 0.00062428 | 0.00015646 | 0 | 0 |  | 1 | TRUE | wye
35 | LV_10-1_0_8_load_38 | 48 | 0.0089971 | 0.0022549 | 0 | 0 |  | 1 | TRUE | wye
36 | LV_10-1_0_8_load_39 | 49 | 0.006034 | 0.0015123 | 0 | 0 |  | 1 | TRUE | wye
37 | LV_10-1_0_8_load_40 | 50 | 0.0053865 | 0.00135 | 0 | 0 |  | 1 | TRUE | wye
38 | LV_10-1_0_8_load_42 | 51 | 0.0010841 | 0.00027169 | 0 | 0 |  | 1 | TRUE | wye
39 | LV_10-1_0_8_load_44 | 52 | 0.0062791 | 0.0015737 | 0 | 0 |  | 1 | TRUE | wye
40 | LV_10-1_0_8_load_49 | 53 | 0.0025866 | 0.00064826 | 0 | 0 |  | 1 | TRUE | wye
41 | LV_10-1_0_8_load_45 | 55 | 0.0025865 | 0.00064824 | 0 | 0 |  | 1 | TRUE | wye
42 | LV_10-1_0_8_load_46 | 56 | 0.0025709 | 0.00064433 | 0 | 0 |  | 1 | TRUE | wye
43 | LV_10-1_0_8_load_48 | 57 | 0.0018906 | 0.00047383 | 0 | 0 |  | 1 | TRUE | wye
44 | LV_10-1_0_8_load_50 | 58 | 0.0026276 | 0.00065853 | 0 | 0 |  | 1 | TRUE | wye
45 | LV_10-1_0_8_load_52 | 60 | 0.0084497 | 0.0021177 | 0 | 0 |  | 1 | TRUE | wye
46 | LV_10-1_0_8_load_57 | 61 | 0.0018813 | 0.0004715 | 0 | 0 |  | 1 | TRUE | wye
47 | LV_10-1_0_8_load_53 | 62 | 0.0025734 | 0.00064494 | 0 | 0 |  | 1 | TRUE | wye
48 | LV_10-1_0_8_load_60 | 65 | 0.0012853 | 0.00032212 | 0 | 0 |  | 1 | TRUE | wye
49 | LV_10-1_0_8_load_61 | 66 | 0.0012875 | 0.00032267 | 0 | 0 |  | 1 | TRUE | wye
50 | LV_10-1_0_8_load_62 | 67 | 0.0029093 | 0.00072913 | 0 | 0 |  | 1 | TRUE | wye
51 | LV_10-1_0_8_load_54 | 68 | 0.00943 | 0.0023634 | 0 | 0 |  | 1 | TRUE | wye
52 | LV_10-1_0_8_load_269 | 69 | 0.0017876 | 0.00044801 | 0 | 0 |  | 1 | TRUE | wye
53 | LV_10-1_0_8_load_109 | 70 | 0.0088644 | 0.0022216 | 0 | 0 |  | 1 | TRUE | wye
54 | LV_10-1_0_8_load_58 | 72 | 0.00052443 | 0.00013144 | 0 | 0 |  | 1 | TRUE | wye
55 | LV_10-1_0_8_load_59 | 73 | 0.0022487 | 0.00056358 | 0 | 0 |  | 1 | TRUE | wye
56 | LV_10-1_0_8_load_63 | 74 | 0.00084425 | 0.00021159 | 0 | 0 |  | 1 | TRUE | wye
57 | LV_10-1_0_8_load_64 | 75 | 0.0012855 | 0.00032217 | 0 | 0 |  | 1 | TRUE | wye
58 | LV_10-1_0_8_load_263 | 76 | 0.0035647 | 0.0008934 | 0 | 0 |  | 1 | TRUE | wye
59 | LV_10-1_0_8_load_83 | 78 | 0.00094468 | 0.00023676 | 0 | 0 |  | 1 | TRUE | wye
60 | LV_10-1_0_8_load_111 | 80 | 0.0035577 | 0.00089165 | 0 | 0 |  | 1 | TRUE | wye
61 | LV_10-1_0_8_load_264 | 81 | 0.0035563 | 0.0008913 | 0 | 0 |  | 1 | TRUE | wye
62 | LV_10-1_0_8_load_120 | 82 | 0.0015597 | 0.0003909 | 0 | 0 |  | 1 | TRUE | wye
63 | LV_10-1_0_8_load_88 | 85 | 0.0018493 | 0.00046348 | 0 | 0 |  | 1 | TRUE | wye
64 | LV_10-1_0_8_load_89 | 86 | 0.0022564 | 0.0005655 | 0 | 0 |  | 1 | TRUE | wye
65 | LV_10-1_0_8_load_84 | 87 | 0.00091115 | 0.00022835 | 0 | 0 |  | 1 | TRUE | wye
66 | LV_10-1_0_8_load_67 | 88 | 0.0029782 | 0.00074642 | 0 | 0 |  | 1 | TRUE | wye
67 | LV_10-1_0_8_load_112 | 89 | 0.0013561 | 0.00033986 | 0 | 0 |  | 1 | TRUE | wye
68 | LV_10-1_0_8_load_70 | 90 | 0.0034163 | 0.0008562 | 0 | 0 |  | 1 | TRUE | wye
69 | LV_10-1_0_8_load_139 | 91 | 0.0031993 | 0.00080181 | 0 | 0 |  | 1 | TRUE | wye
70 | LV_10-1_0_8_load_71 | 92 | 0.0034745 | 0.00087078 | 0 | 0 |  | 1 | TRUE | wye
71 | LV_10-1_0_8_load_137 | 93 | 0.0028329 | 0.00070999 | 0 | 0 |  | 1 | TRUE | wye
72 | LV_10-1_0_8_load_76 | 94 | 0.0050818 | 0.0012736 | 0 | 0 |  | 1 | TRUE | wye
73 | LV_10-1_0_8_load_77 | 95 | 0.0019164 | 0.00048029 | 0 | 0 |  | 1 | TRUE | wye
74 | LV_10-1_0_8_load_78 | 96 | 0.0040441 | 0.0010136 | 0 | 0 |  | 1 | TRUE | wye
75 | LV_10-1_0_8_load_175 | 97 | 0.0024501 | 0.00061405 | 0 | 0 |  | 1 | TRUE | wye
76 | LV_10-1_0_8_load_79 | 98 | 0.0018986 | 0.00047583 | 0 | 0 |  | 1 | TRUE | wye
77 | LV_10-1_0_8_load_80 | 99 | 0.0084446 | 0.0021164 | 0 | 0 |  | 1 | TRUE | wye
78 | LV_10-1_0_8_load_174 | 100 | 0.0018457 | 0.00046258 | 0 | 0 |  | 1 | TRUE | wye
79 | LV_10-1_0_8_load_82 | 101 | 0.0060574 | 0.0015181 | 0 | 0 |  | 1 | TRUE | wye
80 | LV_10-1_0_8_load_192 | 103 | 0.0016761 | 0.00042007 | 0 | 0 |  | 1 | TRUE | wye
81 | LV_10-1_0_8_load_193 | 104 | 0.0022434 | 0.00056225 | 0 | 0 |  | 1 | TRUE | wye
82 | LV_10-1_0_8_load_243 | 105 | 0.0021908 | 0.00054907 | 0 | 0 |  | 1 | TRUE | wye
83 | LV_10-1_0_8_load_194 | 106 | 0.0016756 | 0.00041994 | 0 | 0 |  | 1 | TRUE | wye
84 | LV_10-1_0_8_load_195 | 107 | 0.003091 | 0.00077469 | 0 | 0 |  | 1 | TRUE | wye
85 | LV_10-1_0_8_load_97 | 108 | 0.0021631 | 0.00054213 | 0 | 0 |  | 1 | TRUE | wye
86 | LV_10-1_0_8_load_85 | 109 | 0.0013948 | 0.00034956 | 0 | 0 |  | 1 | TRUE | wye
87 | LV_10-1_0_8_load_87 | 110 | 0.000913 | 0.00022882 | 0 | 0 |  | 1 | TRUE | wye
88 | LV_10-1_0_8_load_90 | 111 | 0.0015982 | 0.00040053 | 0 | 0 |  | 1 | TRUE | wye
89 | LV_10-1_0_8_load_105 | 112 | 0.0019137 | 0.00047962 | 0 | 0 |  | 1 | TRUE | wye
90 | LV_10-1_0_8_load_268 | 113 | 0.0018712 | 0.00046896 | 0 | 0 |  | 1 | TRUE | wye
91 | LV_10-1_0_8_load_91 | 114 | 0.0008761 | 0.00021957 | 0 | 0 |  | 1 | TRUE | wye
92 | LV_10-1_0_8_load_103 | 115 | 0.0011352 | 0.00028451 | 0 | 0 |  | 1 | TRUE | wye
93 | LV_10-1_0_8_load_93 | 117 | 0.0025106 | 0.00062922 | 0 | 0 |  | 1 | TRUE | wye
94 | LV_10-1_0_8_load_94 | 118 | 0.0011215 | 0.00028107 | 0 | 0 |  | 1 | TRUE | wye
95 | LV_10-1_0_8_load_98 | 119 | 0.0014793 | 0.00037075 | 0 | 0 |  | 1 | TRUE | wye
96 | LV_10-1_0_8_load_95 | 120 | 0.0022128 | 0.00055459 | 0 | 0 |  | 1 | TRUE | wye
97 | LV_10-1_0_8_load_146 | 121 | 0.0011493 | 0.00028803 | 0 | 0 |  | 1 | TRUE | wye
98 | LV_10-1_0_8_load_96 | 122 | 0.0016714 | 0.0004189 | 0 | 0 |  | 1 | TRUE | wye
99 | LV_10-1_0_8_load_99 | 123 | 0.00094871 | 0.00023777 | 0 | 0 |  | 1 | TRUE | wye
100 | LV_10-1_0_8_load_100 | 124 | 0.00094673 | 0.00023727 | 0 | 0 |  | 1 | TRUE | wye
101 | LV_10-1_0_8_load_102 | 125 | 0.001204 | 0.00030175 | 0 | 0 |  | 1 | TRUE | wye
102 | LV_10-1_0_8_load_101 | 126 | 0.0010999 | 0.00027566 | 0 | 0 |  | 1 | TRUE | wye
103 | LV_10-1_0_8_load_104 | 127 | 0.0011963 | 0.00029982 | 0 | 0 |  | 1 | TRUE | wye
104 | LV_10-1_0_8_load_108 | 128 | 0.0011995 | 0.00030063 | 0 | 0 |  | 1 | TRUE | wye
105 | LV_10-1_0_8_load_106 | 129 | 0.0043201 | 0.0010827 | 0 | 0 |  | 1 | TRUE | wye
106 | LV_10-1_0_8_load_107 | 130 | 0.0053883 | 0.0013504 | 0 | 0 |  | 1 | TRUE | wye
107 | LV_10-1_0_8_load_113 | 131 | 0.0035634 | 0.00089307 | 0 | 0 |  | 1 | TRUE | wye
108 | LV_10-1_0_8_load_266 | 132 | 0.0012851 | 0.00032207 | 0 | 0 |  | 1 | TRUE | wye
109 | LV_10-1_0_8_load_265 | 133 | 0.0012872 | 0.0003226 | 0 | 0 |  | 1 | TRUE | wye
110 | LV_10-1_0_8_load_114 | 134 | 0.0016277 | 0.00040795 | 0 | 0 |  | 1 | TRUE | wye
111 | LV_10-1_0_8_load_115 | 135 | 0.0016572 | 0.00041535 | 0 | 0 |  | 1 | TRUE | wye
112 | LV_10-1_0_8_load_117 | 136 | 0.0016546 | 0.00041468 | 0 | 0 |  | 1 | TRUE | wye
113 | LV_10-1_0_8_load_119 | 137 | 0.0021126 | 0.00052946 | 0 | 0 |  | 1 | TRUE | wye
114 | LV_10-1_0_8_load_121 | 138 | 0.0012735 | 0.00031916 | 0 | 0 |  | 1 | TRUE | wye
115 | LV_10-1_0_8_load_152 | 139 | 0.00099218 | 0.00024866 | 0 | 0 |  | 1 | TRUE | wye
116 | LV_10-1_0_8_load_122 | 140 | 0.0012967 | 0.00032497 | 0 | 0 |  | 1 | TRUE | wye
117 | LV_10-1_0_8_load_151 | 141 | 0.00099069 | 0.00024829 | 0 | 0 |  | 1 | TRUE | wye
118 | LV_10-1_0_8_load_123 | 142 | 0.0012942 | 0.00032437 | 0 | 0 |  | 1 | TRUE | wye
119 | LV_10-1_0_8_load_124 | 143 | 0.00128 | 0.00032079 | 0 | 0 |  | 1 | TRUE | wye
120 | LV_10-1_0_8_load_125 | 144 | 0.0012737 | 0.00031922 | 0 | 0 |  | 1 | TRUE | wye
121 | LV_10-1_0_8_load_126 | 145 | 0.0012963 | 0.00032488 | 0 | 0 |  | 1 | TRUE | wye
122 | LV_10-1_0_8_load_127 | 146 | 0.0012948 | 0.0003245 | 0 | 0 |  | 1 | TRUE | wye
123 | LV_10-1_0_8_load_128 | 147 | 0.0012974 | 0.00032517 | 0 | 0 |  | 1 | TRUE | wye
124 | LV_10-1_0_8_load_267 | 148 | 0.0013868 | 0.00034756 | 0 | 0 |  | 1 | TRUE | wye
125 | LV_10-1_0_8_load_129 | 149 | 0.0040686 | 0.0010197 | 0 | 0 |  | 1 | TRUE | wye
126 | LV_10-1_0_8_load_130 | 150 | 0.0049981 | 0.0012526 | 0 | 0 |  | 1 | TRUE | wye
127 | LV_10-1_0_8_load_133 | 153 | 0.0015283 | 0.00038304 | 0 | 0 |  | 1 | TRUE | wye
128 | LV_10-1_0_8_load_134 | 154 | 0.0012292 | 0.00030808 | 0 | 0 |  | 1 | TRUE | wye
129 | LV_10-1_0_8_load_135 | 155 | 0.0015699 | 0.00039346 | 0 | 0 |  | 1 | TRUE | wye
130 | LV_10-1_0_8_load_136 | 156 | 0.0027097 | 0.00067912 | 0 | 0 |  | 1 | TRUE | wye
131 | LV_10-1_0_8_load_141 | 157 | 0.0012426 | 0.00031143 | 0 | 0 |  | 1 | TRUE | wye
132 | LV_10-1_0_8_load_140 | 158 | 0.0076516 | 0.0019177 | 0 | 0 |  | 1 | TRUE | wye
133 | LV_10-1_0_8_load_138 | 159 | 0.0013994 | 0.00035071 | 0 | 0 |  | 1 | TRUE | wye
134 | LV_10-1_0_8_load_142 | 160 | 0.0076013 | 0.0019051 | 0 | 0 |  | 1 | TRUE | wye
135 | LV_10-1_0_8_load_144 | 162 | 0.0022732 | 0.00056971 | 0 | 0 |  | 1 | TRUE | wye
136 | LV_10-1_0_8_load_145 | 163 | 0.0022976 | 0.00057584 | 0 | 0 |  | 1 | TRUE | wye
137 | LV_10-1_0_8_load_147 | 164 | 0.0012203 | 0.00030583 | 0 | 0 |  | 1 | TRUE | wye
138 | LV_10-1_0_8_load_148 | 165 | 0.0013127 | 0.000329 | 0 | 0 |  | 1 | TRUE | wye
139 | LV_10-1_0_8_load_149 | 166 | 0.00099757 | 0.00025001 | 0 | 0 |  | 1 | TRUE | wye
140 | LV_10-1_0_8_load_150 | 167 | 0.0010043 | 0.0002517 | 0 | 0 |  | 1 | TRUE | wye
141 | LV_10-1_0_8_load_154 | 168 | 0.001327 | 0.00033258 | 0 | 0 |  | 1 | TRUE | wye
142 | LV_10-1_0_8_load_156 | 169 | 0.0017069 | 0.00042779 | 0 | 0 |  | 1 | TRUE | wye
143 | LV_10-1_0_8_load_158 | 170 | 0.00083537 | 0.00020936 | 0 | 0 |  | 1 | TRUE | wye
144 | LV_10-1_0_8_load_159 | 172 | 0.00072567 | 0.00018187 | 0 | 0 |  | 1 | TRUE | wye
145 | LV_10-1_0_8_load_160 | 173 | 0.0013431 | 0.0003366 | 0 | 0 |  | 1 | TRUE | wye
146 | LV_10-1_0_8_load_162 | 176 | 0.0022628 | 0.00056712 | 0 | 0 |  | 1 | TRUE | wye
147 | LV_10-1_0_8_load_177 | 177 | 0.0024993 | 0.00062638 | 0 | 0 |  | 1 | TRUE | wye
148 | LV_10-1_0_8_load_163 | 178 | 0.00064878 | 0.0001626 | 0 | 0 |  | 1 | TRUE | wye
149 | LV_10-1_0_8_load_164 | 179 | 0.00069481 | 0.00017414 | 0 | 0 |  | 1 | TRUE | wye
150 | LV_10-1_0_8_load_165 | 180 | 0.0006949 | 0.00017416 | 0 | 0 |  | 1 | TRUE | wye
151 | LV_10-1_0_8_load_166 | 181 | 0.0011776 | 0.00029514 | 0 | 0 |  | 1 | TRUE | wye
152 | LV_10-1_0_8_load_168 | 182 | 0.0012237 | 0.0003067 | 0 | 0 |  | 1 | TRUE | wye
153 | LV_10-1_0_8_load_167 | 183 | 0.001384 | 0.00034686 | 0 | 0 |  | 1 | TRUE | wye
154 | LV_10-1_0_8_load_169 | 184 | 0.0018698 | 0.00046862 | 0 | 0 |  | 1 | TRUE | wye
155 | LV_10-1_0_8_load_170 | 185 | 0.0018697 | 0.00046859 | 0 | 0 |  | 1 | TRUE | wye
156 | LV_10-1_0_8_load_171 | 186 | 0.0015696 | 0.00039338 | 0 | 0 |  | 1 | TRUE | wye
157 | LV_10-1_0_8_load_172 | 187 | 0.0024405 | 0.00061165 | 0 | 0 |  | 1 | TRUE | wye
158 | LV_10-1_0_8_load_173 | 188 | 0.0022148 | 0.00055508 | 0 | 0 |  | 1 | TRUE | wye
159 | LV_10-1_0_8_load_179 | 190 | 0.0024158 | 0.00060546 | 0 | 0 |  | 1 | TRUE | wye
160 | LV_10-1_0_8_load_180 | 191 | 0.0028436 | 0.00071266 | 0 | 0 |  | 1 | TRUE | wye
161 | LV_10-1_0_8_load_182 | 193 | 0.0024263 | 0.00060808 | 0 | 0 |  | 1 | TRUE | wye
162 | LV_10-1_0_8_load_183 | 194 | 0.005342 | 0.0013388 | 0 | 0 |  | 1 | TRUE | wye
163 | LV_10-1_0_8_load_184 | 195 | 0.0024114 | 0.00060435 | 0 | 0 |  | 1 | TRUE | wye
164 | LV_10-1_0_8_load_186 | 197 | 0.0082669 | 0.0020719 | 0 | 0 |  | 1 | TRUE | wye
165 | LV_10-1_0_8_load_198 | 198 | 0.0033744 | 0.0008457 | 0 | 0 |  | 1 | TRUE | wye
166 | LV_10-1_0_8_load_199 | 199 | 0.0017797 | 0.00044604 | 0 | 0 |  | 1 | TRUE | wye
167 | LV_10-1_0_8_load_187 | 200 | 0.0020133 | 0.00050457 | 0 | 0 |  | 1 | TRUE | wye
168 | LV_10-1_0_8_load_201 | 202 | 0.0015662 | 0.00039253 | 0 | 0 |  | 1 | TRUE | wye
169 | LV_10-1_0_8_load_188 | 203 | 0.0080881 | 0.0020271 | 0 | 0 |  | 1 | TRUE | wye
170 | LV_10-1_0_8_load_189 | 204 | 0.0020565 | 0.00051541 | 0 | 0 |  | 1 | TRUE | wye
171 | LV_10-1_0_8_load_190 | 205 | 0.0020151 | 0.00050504 | 0 | 0 |  | 1 | TRUE | wye
172 | LV_10-1_0_8_load_191 | 206 | 0.0023754 | 0.00059533 | 0 | 0 |  | 1 | TRUE | wye
173 | LV_10-1_0_8_load_197 | 207 | 0.0023762 | 0.00059554 | 0 | 0 |  | 1 | TRUE | wye
174 | LV_10-1_0_8_load_196 | 208 | 0.0064469 | 0.0016157 | 0 | 0 |  | 1 | TRUE | wye
175 | LV_10-1_0_8_load_202 | 209 | 0.0022301 | 0.00055893 | 0 | 0 |  | 1 | TRUE | wye
176 | LV_10-1_0_8_load_203 | 210 | 0.0021125 | 0.00052945 | 0 | 0 |  | 1 | TRUE | wye
177 | LV_10-1_0_8_load_207 | 211 | 0.0041389 | 0.0010373 | 0 | 0 |  | 1 | TRUE | wye
178 | LV_10-1_0_8_load_208 | 212 | 0.0024449 | 0.00061276 | 0 | 0 |  | 1 | TRUE | wye
179 | LV_10-1_0_8_load_244 | 213 | 0.0016058 | 0.00040244 | 0 | 0 |  | 1 | TRUE | wye
180 | LV_10-1_0_8_load_209 | 214 | 0.0013847 | 0.00034704 | 0 | 0 |  | 1 | TRUE | wye
181 | LV_10-1_0_8_load_245 | 215 | 0.0015574 | 0.00039033 | 0 | 0 |  | 1 | TRUE | wye
182 | LV_10-1_0_8_load_204 | 216 | 0.0059424 | 0.0014893 | 0 | 0 |  | 1 | TRUE | wye
183 | LV_10-1_0_8_load_240 | 217 | 0.0012156 | 0.00030467 | 0 | 0 |  | 1 | TRUE | wye
184 | LV_10-1_0_8_load_220 | 219 | 0.0054671 | 0.0013702 | 0 | 0 |  | 1 | TRUE | wye
185 | LV_10-1_0_8_load_228 | 221 | 0.0013847 | 0.00034704 | 0 | 0 |  | 1 | TRUE | wye
186 | LV_10-1_0_8_load_226 | 222 | 0.0013847 | 0.00034704 | 0 | 0 |  | 1 | TRUE | wye
187 | LV_10-1_0_8_load_210 | 223 | 0.0029015 | 0.00072718 | 0 | 0 |  | 1 | TRUE | wye
188 | LV_10-1_0_8_load_213 | 225 | 0.0015792 | 0.00039579 | 0 | 0 |  | 1 | TRUE | wye
189 | LV_10-1_0_8_load_214 | 226 | 0.0015396 | 0.00038587 | 0 | 0 |  | 1 | TRUE | wye
190 | LV_10-1_0_8_load_217 | 227 | 0.0015526 | 0.00038912 | 0 | 0 |  | 1 | TRUE | wye
191 | LV_10-1_0_8_load_218 | 228 | 0.0015852 | 0.00039728 | 0 | 0 |  | 1 | TRUE | wye
192 | LV_10-1_0_8_load_219 | 229 | 0.0011545 | 0.00028935 | 0 | 0 |  | 1 | TRUE | wye
193 | LV_10-1_0_8_load_247 | 230 | 0.001575 | 0.00039473 | 0 | 0 |  | 1 | TRUE | wye
194 | LV_10-1_0_8_load_248 | 231 | 0.0015697 | 0.00039339 | 0 | 0 |  | 1 | TRUE | wye
195 | LV_10-1_0_8_load_221 | 232 | 0.0043236 | 0.0010836 | 0 | 0 |  | 1 | TRUE | wye
196 | LV_10-1_0_8_load_229 | 233 | 0.0054874 | 0.0013753 | 0 | 0 |  | 1 | TRUE | wye
197 | LV_10-1_0_8_load_246 | 234 | 0.0015793 | 0.00039581 | 0 | 0 |  | 1 | TRUE | wye
198 | LV_10-1_0_8_load_249 | 235 | 0.0015413 | 0.00038627 | 0 | 0 |  | 1 | TRUE | wye
199 | LV_10-1_0_8_load_258 | 236 | 0.0012151 | 0.00030453 | 0 | 0 |  | 1 | TRUE | wye
200 | LV_10-1_0_8_load_230 | 237 | 0.0012694 | 0.00031815 | 0 | 0 |  | 1 | TRUE | wye
201 | LV_10-1_0_8_load_222 | 238 | 0.0013979 | 0.00035036 | 0 | 0 |  | 1 | TRUE | wye
202 | LV_10-1_0_8_load_223 | 239 | 0.0013988 | 0.00035056 | 0 | 0 |  | 1 | TRUE | wye
203 | LV_10-1_0_8_load_224 | 240 | 0.0013847 | 0.00034704 | 0 | 0 |  | 1 | TRUE | wye
204 | LV_10-1_0_8_load_227 | 242 | 0.0013988 | 0.00035056 | 0 | 0 |  | 1 | TRUE | wye
205 | LV_10-1_0_8_load_233 | 243 | 0.0013966 | 0.00035001 | 0 | 0 |  | 1 | TRUE | wye
206 | LV_10-1_0_8_load_232 | 244 | 0.0011653 | 0.00029205 | 0 | 0 |  | 1 | TRUE | wye
207 | LV_10-1_0_8_load_231 | 245 | 0.00095171 | 0.00023852 | 0 | 0 |  | 1 | TRUE | wye
208 | LV_10-1_0_8_load_239 | 246 | 0.0011642 | 0.00029177 | 0 | 0 |  | 1 | TRUE | wye
209 | LV_10-1_0_8_load_259 | 247 | 0.00095372 | 0.00023902 | 0 | 0 |  | 1 | TRUE | wye
210 | LV_10-1_0_8_load_235 | 249 | 0.0010103 | 0.0002532 | 0 | 0 |  | 1 | TRUE | wye
211 | LV_10-1_0_8_load_236 | 250 | 0.0011642 | 0.00029177 | 0 | 0 |  | 1 | TRUE | wye
212 | LV_10-1_0_8_load_237 | 251 | 0.00095386 | 0.00023906 | 0 | 0 |  | 1 | TRUE | wye
213 | LV_10-1_0_8_load_238 | 252 | 0.0011651 | 0.000292 | 0 | 0 |  | 1 | TRUE | wye
214 | LV_10-1_0_8_load_242 | 253 | 0.00095207 | 0.00023861 | 0 | 0 |  | 1 | TRUE | wye
215 | LV_10-1_0_8_load_262 | 254 | 0.0011657 | 0.00029215 | 0 | 0 |  | 1 | TRUE | wye
216 | LV_10-1_0_8_load_261 | 255 | 0.00095339 | 0.00023894 | 0 | 0 |  | 1 | TRUE | wye
217 | LV_10-1_0_8_load_260 | 256 | 0.0011662 | 0.00029228 | 0 | 0 |  | 1 | TRUE | wye
218 | LV_10-1_0_8_load_257 | 257 | 0.0012129 | 0.00030398 | 0 | 0 |  | 1 | TRUE | wye
219 | LV_10-1_0_8_load_250 | 258 | 0.0015753 | 0.00039482 | 0 | 0 |  | 1 | TRUE | wye
220 | LV_10-1_0_8_load_251 | 259 | 0.0015327 | 0.00038414 | 0 | 0 |  | 1 | TRUE | wye
221 | LV_10-1_0_8_load_252 | 260 | 0.0015757 | 0.00039491 | 0 | 0 |  | 1 | TRUE | wye
222 | LV_10-1_0_8_load_253 | 261 | 0.0015819 | 0.00039646 | 0 | 0 |  | 1 | TRUE | wye
223 | LV_10-1_0_8_load_254 | 262 | 0.0011659 | 0.0002922 | 0 | 0 |  | 1 | TRUE | wye
224 | LV_10-1_0_8_load_255 | 263 | 0.0011958 | 0.0002997 | 0 | 0 |  | 1 | TRUE | wye
225 | LV_10-1_0_8_load_256 | 264 | 0.0012151 | 0.00030454 | 0 | 0 |  | 1 | TRUE | wye

## ext_grid
| name | bus | vm_pu | va_degree | slack_weight | in_service
0 |  | 29 | 1 | 0 | 1 | TRUE

## line
| name | std_type | from_bus | to_bus | length_km | r_ohm_per_km | x_ohm_per_km | c_nf_per_km | g_us_per_km | max_i_ka | df | parallel | type | in_service
0 | LV_10-1_0_8_line_0 |  | 0 | 1 | 0.0088615 | 0.125 | 0.08 | 261 | 0 | 0.364 | 1 | 1 | cs | TRUE
1 | LV_10-1_0_8_line_1 |  | 0 | 2 | 0.032858 | 0.125 | 0.08 | 261 | 0 | 0.364 | 1 | 1 | cs | TRUE
2 | LV_10-1_0_8_line_2 |  | 1 | 3 | 0.011329 | 0.125 | 0.08 | 261 | 0 | 0.364 | 1 | 1 | cs | TRUE
3 | LV_10-1_0_8_line_3 |  | 2 | 4 | 0.007552 | 0.125 | 0.08 | 261 | 0 | 0.364 | 1 | 1 | cs | TRUE
4 | LV_10-1_0_8_line_4 |  | 2 | 5 | 0.02815 | 0.125 | 0.08 | 261 | 0 | 0.364 | 1 | 2 | cs | TRUE
5 | LV_10-1_0_8_line_5 |  | 3 | 6 | 0.0013598 | 0.125 | 0.08 | 261 | 0 | 0.364 | 1 | 1 | cs | TRUE
6 | LV_10-1_0_8_line_6 |  | 4 | 7 | 0.028785 | 0.125 | 0.08 | 261 | 0 | 0.364 | 1 | 1 | cs | TRUE
7 | LV_10-1_0_8_line_7 |  | 5 | 8 | 0.010857 | 0.125 | 0.08 | 261 | 0 | 0.364 | 1 | 4 | cs | TRUE
8 | LV_10-1_0_8_line_8 |  | 7 | 9 | 0.011608 | 0.125 | 0.08 | 261 | 0 | 0.364 | 1 | 1 | cs | TRUE
9 | LV_10-1_0_8_line_9 |  | 7 | 10 | 0.0078623 | 0.125 | 0.08 | 261 | 0 | 0.364 | 1 | 1 | cs | TRUE
10 | LV_10-1_0_8_line_10 |  | 8 | 13 | 0.0035012 | 0.125 | 0.08 | 261 | 0 | 0.364 | 1 | 4 | cs | TRUE
11 | LV_10-1_0_8_line_11 |  | 10 | 16 | 0.037558 | 0.125 | 0.08 | 261 | 0 | 0.364 | 1 | 1 | cs | TRUE
12 | LV_10-1_0_8_line_12 |  | 11 | 12 | 0.023921 | 0.125 | 0.08 | 261 | 0 | 0.364 | 1 | 1 | cs | TRUE
13 | LV_10-1_0_8_line_13 |  | 12 | 17 | 0.016566 | 0.125 | 0.08 | 261 | 0 | 0.364 | 1 | 1 | cs | TRUE
14 | LV_10-1_0_8_line_14 |  | 13 | 18 | 0.0022182 | 0.125 | 0.08 | 261 | 0 | 0.364 | 1 | 4 | cs | TRUE
15 | LV_10-1_0_8_line_15 |  | 14 | 15 | 0.0050672 | 0.125 | 0.08 | 261 | 0 | 0.364 | 1 | 1 | cs | TRUE
16 | LV_10-1_0_8_line_16 |  | 15 | 35 | 0.0095549 | 0.125 | 0.08 | 261 | 0 | 0.364 | 1 | 1 | cs | TRUE
17 | LV_10-1_0_8_line_17 |  | 16 | 31 | 0.023292 | 0.125 | 0.08 | 261 | 0 | 0.364 | 1 | 1 | cs | TRUE
18 | LV_10-1_0_8_line_18 |  | 17 | 168 | 0.0041801 | 0.125 | 0.08 | 261 | 0 | 0.364 | 1 | 1 | cs | TRUE
19 | LV_10-1_0_8_line_19 |  | 18 | 19 | 0.0070275 | 0.125 | 0.08 | 261 | 0 | 0.364 | 1 | 4 | cs | TRUE
20 | LV_10-1_0_8_line_20 |  | 19 | 20 | 0.031844 | 0.125 | 0.08 | 261 | 0 | 0.364 | 1 | 4 | cs | TRUE
21 | LV_10-1_0_8_line_21 |  | 20 | 21 | 0.01735 | 0.125 | 0.08 | 261 | 0 | 0.364 | 1 | 4 | cs | TRUE
22 | LV_10-1_0_8_line_22 |  | 21 | 22 | 0.016054 | 0.125 | 0.08 | 261 | 0 | 0.364 | 1 | 4 | cs | TRUE
23 | LV_10-1_0_8_line_23 |  | 22 | 23 | 0.013254 | 0.125 | 0.08 | 261 | 0 | 0.364 | 1 | 1 | cs | TRUE
24 | LV_10-1_0_8_line_24 |  | 22 | 24 | 0.006283 | 0.125 | 0.08 | 261 | 0 | 0.364 | 1 | 4 | cs | TRUE
25 | LV_10-1_0_8_line_25 |  | 24 | 27 | 0.036041 | 0.125 | 0.08 | 261 | 0 | 0.364 | 1 | 1 | cs | TRUE
26 | LV_10-1_0_8_line_26 |  | 24 | 28 | 0.033385 | 0.125 | 0.08 | 261 | 0 | 0.364 | 1 | 4 | cs | TRUE
27 | LV_10-1_0_8_line_27 |  | 25 | 26 | 0.0067451 | 0.125 | 0.08 | 261 | 0 | 0.364 | 1 | 1 | cs | TRUE
28 | LV_10-1_0_8_line_28 |  | 26 | 29 | 0.0079883 | 0.125 | 0.08 | 261 | 0 | 0.364 | 1 | 4 | cs | TRUE
29 | LV_10-1_0_8_line_29 |  | 26 | 30 | 0.020632 | 0.125 | 0.08 | 261 | 0 | 0.364 | 1 | 4 | cs | TRUE
30 | LV_10-1_0_8_line_30 |  | 27 | 42 | 0.016263 | 0.125 | 0.08 | 261 | 0 | 0.364 | 1 | 1 | cs | TRUE
31 | LV_10-1_0_8_line_31 |  | 28 | 49 | 0.0030199 | 0.125 | 0.08 | 261 | 0 | 0.364 | 1 | 4 | cs | TRUE
32 | LV_10-1_0_8_line_32 |  | 29 | 94 | 0.016501 | 0.125 | 0.08 | 261 | 0 | 0.364 | 1 | 4 | cs | TRUE
33 | LV_10-1_0_8_line_33 |  | 30 | 95 | 0.015392 | 0.125 | 0.08 | 261 | 0 | 0.364 | 1 | 4 | cs | TRUE
34 | LV_10-1_0_8_line_34 |  | 31 | 32 | 0.0024919 | 0.125 | 0.08 | 261 | 0 | 0.364 | 1 | 1 | cs | TRUE
35 | LV_10-1_0_8_line_35 |  | 32 | 33 | 0.029797 | 0.125 | 0.08 | 261 | 0 | 0.364 | 1 | 1 | cs | TRUE
36 | LV_10-1_0_8_line_36 |  | 33 | 34 | 0.02062 | 0.125 | 0.08 | 261 | 0 | 0.364 | 1 | 1 | cs | TRUE
37 | LV_10-1_0_8_line_37 |  | 35 | 36 | 0.0028521 | 0.125 | 0.08 | 261 | 0 | 0.364 | 1 | 1 | cs | TRUE
38 | LV_10-1_0_8_line_38 |  | 36 | 37 | 0.012048 | 0.125 | 0.08 | 261 | 0 | 0.364 | 1 | 1 | cs | TRUE
39 | LV_10-1_0_8_line_39 |  | 36 | 38 | 0.028193 | 0.125 | 0.08 | 261 | 0 | 0.364 | 1 | 1 | cs | TRUE
40 | LV_10-1_0_8_line_40 |  | 37 | 39 | 0.020945 | 0.125 | 0.08 | 261 | 0 | 0.364 | 1 | 1 | cs | TRUE
41 | LV_10-1_0_8_line_41 |  | 38 | 40 | 0.017448 | 0.125 | 0.08 | 261 | 0 | 0.364 | 1 | 1 | cs | TRUE
42 | LV_10-1_0_8_line_42 |  | 39 | 43 | 0.010601 | 0.125 | 0.08 | 261 | 0 | 0.364 | 1 | 1 | cs | TRUE
43 | LV_10-1_0_8_line_43 |  | 40 | 41 | 0.016624 | 0.125 | 0.08 | 261 | 0 | 0.364 | 1 | 1 | cs | TRUE
44 | LV_10-1_0_8_line_44 |  | 41 | 42 | 0.0015165 | 0.125 | 0.08 | 261 | 0 | 0.364 | 1 | 1 | cs | TRUE
45 | LV_10-1_0_8_line_45 |  | 44 | 45 | 0.054016 | 0.125 | 0.08 | 261 | 0 | 0.364 | 1 | 1 | cs | TRUE
46 | LV_10-1_0_8_line_46 |  | 44 | 46 | 0.038829 | 0.125 | 0.08 | 261 | 0 | 0.364 | 1 | 1 | cs | TRUE
47 | LV_10-1_0_8_line_47 |  | 46 | 47 | 0.016174 | 0.125 | 0.08 | 261 | 0 | 0.364 | 1 | 1 | cs | TRUE
48 | LV_10-1_0_8_line_48 |  | 47 | 90 | 0.032798 | 0.125 | 0.08 | 261 | 0 | 0.364 | 1 | 1 | cs | TRUE
49 | LV_10-1_0_8_line_49 |  | 47 | 79 | 0.009788 | 0.125 | 0.08 | 261 | 0 | 0.364 | 1 | 1 | cs | TRUE
50 | LV_10-1_0_8_line_50 |  | 48 | 49 | 0.013941 | 0.125 | 0.08 | 261 | 0 | 0.364 | 1 | 4 | cs | TRUE
51 | LV_10-1_0_8_line_51 |  | 48 | 50 | 0.012165 | 0.125 | 0.08 | 261 | 0 | 0.364 | 1 | 4 | cs | TRUE
52 | LV_10-1_0_8_line_52 |  | 50 | 51 | 0.0021234 | 0.125 | 0.08 | 261 | 0 | 0.364 | 1 | 4 | cs | TRUE
53 | LV_10-1_0_8_line_53 |  | 51 | 52 | 0.002747 | 0.125 | 0.08 | 261 | 0 | 0.364 | 1 | 4 | cs | TRUE
54 | LV_10-1_0_8_line_54 |  | 52 | 53 | 0.021219 | 0.125 | 0.08 | 261 | 0 | 0.364 | 1 | 4 | cs | TRUE
55 | LV_10-1_0_8_line_55 |  | 53 | 54 | 0.0028456 | 0.125 | 0.08 | 261 | 0 | 0.364 | 1 | 4 | cs | TRUE
56 | LV_10-1_0_8_line_56 |  | 54 | 58 | 0.018378 | 0.125 | 0.08 | 261 | 0 | 0.364 | 1 | 1 | cs | TRUE
57 | LV_10-1_0_8_line_57 |  | 54 | 55 | 0.0059189 | 0.125 | 0.08 | 261 | 0 | 0.364 | 1 | 4 | cs | TRUE
58 | LV_10-1_0_8_line_58 |  | 55 | 56 | 0.01335 | 0.125 | 0.08 | 261 | 0 | 0.364 | 1 | 4 | cs | TRUE
59 | LV_10-1_0_8_line_59 |  | 56 | 57 | 0.0048068 | 0.125 | 0.08 | 261 | 0 | 0.364 | 1 | 4 | cs | TRUE
60 | LV_10-1_0_8_line_60 |  | 57 | 59 | 0.021954 | 0.125 | 0.08 | 261 | 0 | 0.364 | 1 | 4 | cs | TRUE
61 | LV_10-1_0_8_line_61 |  | 58 | 60 | 0.012517 | 0.125 | 0.08 | 261 | 0 | 0.364 | 1 | 1 | cs | TRUE
62 | LV_10-1_0_8_line_62 |  | 59 | 61 | 0.013151 | 0.125 | 0.08 | 261 | 0 | 0.364 | 1 | 4 | cs | TRUE
63 | LV_10-1_0_8_line_63 |  | 59 | 62 | 0.023028 | 0.125 | 0.08 | 261 | 0 | 0.364 | 1 | 4 | cs | TRUE
64 | LV_10-1_0_8_line_64 |  | 60 | 63 | 0.0015909 | 0.125 | 0.08 | 261 | 0 | 0.364 | 1 | 1 | cs | TRUE
65 | LV_10-1_0_8_line_65 |  | 61 | 67 | 0.010108 | 0.125 | 0.08 | 261 | 0 | 0.364 | 1 | 4 | cs | TRUE
66 | LV_10-1_0_8_line_66 |  | 62 | 68 | 0.032616 | 0.125 | 0.08 | 261 | 0 | 0.364 | 1 | 4 | cs | TRUE
67 | LV_10-1_0_8_line_67 |  | 63 | 69 | 0.017671 | 0.125 | 0.08 | 261 | 0 | 0.364 | 1 | 1 | cs | TRUE
68 | LV_10-1_0_8_line_68 |  | 63 | 70 | 0.0067162 | 0.125 | 0.08 | 261 | 0 | 0.364 | 1 | 1 | cs | TRUE
69 | LV_10-1_0_8_line_69 |  | 64 | 65 | 0.014634 | 0.125 | 0.08 | 261 | 0 | 0.364 | 1 | 1 | cs | TRUE
70 | LV_10-1_0_8_line_70 |  | 64 | 66 | 0.01026 | 0.125 | 0.08 | 261 | 0 | 0.364 | 1 | 1 | cs | TRUE
71 | LV_10-1_0_8_line_71 |  | 65 | 76 | 0.0098795 | 0.125 | 0.08 | 261 | 0 | 0.364 | 1 | 1 | cs | TRUE
72 | LV_10-1_0_8_line_72 |  | 66 | 77 | 0.024918 | 0.125 | 0.08 | 261 | 0 | 0.364 | 1 | 1 | cs | TRUE
73 | LV_10-1_0_8_line_73 |  | 67 | 78 | 0.022819 | 0.125 | 0.08 | 261 | 0 | 0.364 | 1 | 4 | cs | TRUE
74 | LV_10-1_0_8_line_74 |  | 68 | 71 | 0.017187 | 0.125 | 0.08 | 261 | 0 | 0.364 | 1 | 4 | cs | TRUE
75 | LV_10-1_0_8_line_75 |  | 69 | 113 | 0.00037289 | 0.125 | 0.08 | 261 | 0 | 0.364 | 1 | 1 | cs | TRUE
76 | LV_10-1_0_8_line_76 |  | 70 | 130 | 0.019659 | 0.125 | 0.08 | 261 | 0 | 0.364 | 1 | 1 | cs | TRUE
77 | LV_10-1_0_8_line_77 |  | 71 | 72 | 0.011889 | 0.125 | 0.08 | 261 | 0 | 0.364 | 1 | 4 | cs | TRUE
78 | LV_10-1_0_8_line_78 |  | 71 | 73 | 0.031938 | 0.125 | 0.08 | 261 | 0 | 0.364 | 1 | 2 | cs | TRUE
79 | LV_10-1_0_8_line_79 |  | 72 | 74 | 0.008383 | 0.125 | 0.08 | 261 | 0 | 0.364 | 1 | 4 | cs | TRUE
80 | LV_10-1_0_8_line_80 |  | 73 | 75 | 0.010927 | 0.125 | 0.08 | 261 | 0 | 0.364 | 1 | 1 | cs | TRUE
81 | LV_10-1_0_8_line_81 |  | 74 | 79 | 0.048669 | 0.125 | 0.08 | 261 | 0 | 0.364 | 1 | 2 | cs | TRUE
82 | LV_10-1_0_8_line_82 |  | 75 | 80 | 0.0075162 | 0.125 | 0.08 | 261 | 0 | 0.364 | 1 | 1 | cs | TRUE
83 | LV_10-1_0_8_line_83 |  | 76 | 81 | 0.0096065 | 0.125 | 0.08 | 261 | 0 | 0.364 | 1 | 1 | cs | TRUE
84 | LV_10-1_0_8_line_84 |  | 77 | 82 | 0.012412 | 0.125 | 0.08 | 261 | 0 | 0.364 | 1 | 1 | cs | TRUE
85 | LV_10-1_0_8_line_85 |  | 77 | 83 | 0.03753 | 0.125 | 0.08 | 261 | 0 | 0.364 | 1 | 1 | cs | TRUE
86 | LV_10-1_0_8_line_86 |  | 78 | 87 | 0.0059703 | 0.125 | 0.08 | 261 | 0 | 0.364 | 1 | 4 | cs | TRUE
87 | LV_10-1_0_8_line_87 |  | 79 | 88 | 0.024376 | 0.125 | 0.08 | 261 | 0 | 0.364 | 1 | 2 | cs | TRUE
88 | LV_10-1_0_8_line_88 |  | 80 | 89 | 0.00097971 | 0.125 | 0.08 | 261 | 0 | 0.364 | 1 | 1 | cs | TRUE
89 | LV_10-1_0_8_line_89 |  | 81 | 133 | 0.00067921 | 0.125 | 0.08 | 261 | 0 | 0.364 | 1 | 1 | cs | TRUE
90 | LV_10-1_0_8_line_90 |  | 82 | 139 | 0.0035539 | 0.125 | 0.08 | 261 | 0 | 0.364 | 1 | 1 | cs | TRUE
91 | LV_10-1_0_8_line_91 |  | 83 | 134 | 0.02148 | 0.125 | 0.08 | 261 | 0 | 0.364 | 1 | 1 | cs | TRUE
92 | LV_10-1_0_8_line_92 |  | 84 | 85 | 0.010821 | 0.125 | 0.08 | 261 | 0 | 0.364 | 1 | 1 | cs | TRUE
93 | LV_10-1_0_8_line_93 |  | 84 | 86 | 0.0045722 | 0.125 | 0.08 | 261 | 0 | 0.364 | 1 | 1 | cs | TRUE
94 | LV_10-1_0_8_line_94 |  | 85 | 112 | 0.0059831 | 0.125 | 0.08 | 261 | 0 | 0.364 | 1 | 1 | cs | TRUE
95 | LV_10-1_0_8_line_95 |  | 86 | 113 | 0.0082051 | 0.125 | 0.08 | 261 | 0 | 0.364 | 1 | 1 | cs | TRUE
96 | LV_10-1_0_8_line_96 |  | 87 | 109 | 0.0042952 | 0.125 | 0.08 | 261 | 0 | 0.364 | 1 | 4 | cs | TRUE
97 | LV_10-1_0_8_line_97 |  | 88 | 91 | 0.018732 | 0.125 | 0.08 | 261 | 0 | 0.364 | 1 | 1 | cs | TRUE
98 | LV_10-1_0_8_line_98 |  | 89 | 131 | 0.0086267 | 0.125 | 0.08 | 261 | 0 | 0.364 | 1 | 1 | cs | TRUE
99 | LV_10-1_0_8_line_99 |  | 90 | 92 | 0.036931 | 0.125 | 0.08 | 261 | 0 | 0.364 | 1 | 1 | cs | TRUE
100 | LV_10-1_0_8_line_100 |  | 91 | 93 | 0.010284 | 0.125 | 0.08 | 261 | 0 | 0.364 | 1 | 1 | cs | TRUE
101 | LV_10-1_0_8_line_101 |  | 93 | 159 | 0.017556 | 0.125 | 0.08 | 261 | 0 | 0.364 | 1 | 1 | cs | TRUE
102 | LV_10-1_0_8_line_102 |  | 94 | 96 | 0.017414 | 0.125 | 0.08 | 261 | 0 | 0.364 | 1 | 4 | cs | TRUE
103 | LV_10-1_0_8_line_103 |  | 95 | 97 | 0.0012056 | 0.125 | 0.08 | 261 | 0 | 0.364 | 1 | 4 | cs | TRUE
104 | LV_10-1_0_8_line_104 |  | 96 | 98 | 0.028429 | 0.125 | 0.08 | 261 | 0 | 0.364 | 1 | 1 | cs | TRUE
105 | LV_10-1_0_8_line_105 |  | 96 | 99 | 0.018944 | 0.125 | 0.08 | 261 | 0 | 0.364 | 1 | 4 | cs | TRUE
106 | LV_10-1_0_8_line_106 |  | 97 | 100 | 0.0061605 | 0.125 | 0.08 | 261 | 0 | 0.364 | 1 | 4 | cs | TRUE
107 | LV_10-1_0_8_line_107 |  | 99 | 101 | 0.029502 | 0.125 | 0.08 | 261 | 0 | 0.364 | 1 | 4 | cs | TRUE
108 | LV_10-1_0_8_line_108 |  | 100 | 188 | 0.0094362 | 0.125 | 0.08 | 261 | 0 | 0.364 | 1 | 4 | cs | TRUE
109 | LV_10-1_0_8_line_109 |  | 101 | 105 | 0.02481 | 0.125 | 0.08 | 261 | 0 | 0.364 | 1 | 4 | cs | TRUE
110 | LV_10-1_0_8_line_110 |  | 102 | 103 | 0.024853 | 0.125 | 0.08 | 261 | 0 | 0.364 | 1 | 1 | cs | TRUE
111 | LV_10-1_0_8_line_111 |  | 102 | 104 | 0.0053865 | 0.125 | 0.08 | 261 | 0 | 0.364 | 1 | 1 | cs | TRUE
112 | LV_10-1_0_8_line_112 |  | 103 | 106 | 0.0080202 | 0.125 | 0.08 | 261 | 0 | 0.364 | 1 | 1 | cs | TRUE
113 | LV_10-1_0_8_line_113 |  | 104 | 107 | 0.0020588 | 0.125 | 0.08 | 261 | 0 | 0.364 | 1 | 1 | cs | TRUE
114 | LV_10-1_0_8_line_114 |  | 105 | 108 | 0.00049417 | 0.125 | 0.08 | 261 | 0 | 0.364 | 1 | 4 | cs | TRUE
115 | LV_10-1_0_8_line_115 |  | 106 | 208 | 0.012476 | 0.125 | 0.08 | 261 | 0 | 0.364 | 1 | 1 | cs | TRUE
116 | LV_10-1_0_8_line_116 |  | 107 | 209 | 0.0079383 | 0.125 | 0.08 | 261 | 0 | 0.364 | 1 | 1 | cs | TRUE
117 | LV_10-1_0_8_line_117 |  | 108 | 122 | 0.0174 | 0.125 | 0.08 | 261 | 0 | 0.364 | 1 | 4 | cs | TRUE
118 | LV_10-1_0_8_line_118 |  | 109 | 110 | 0.0015682 | 0.125 | 0.08 | 261 | 0 | 0.364 | 1 | 4 | cs | TRUE
119 | LV_10-1_0_8_line_119 |  | 110 | 111 | 0.017268 | 0.125 | 0.08 | 261 | 0 | 0.364 | 1 | 4 | cs | TRUE
120 | LV_10-1_0_8_line_120 |  | 111 | 114 | 0.029683 | 0.125 | 0.08 | 261 | 0 | 0.364 | 1 | 4 | cs | TRUE
121 | LV_10-1_0_8_line_121 |  | 112 | 115 | 0.0062737 | 0.125 | 0.08 | 261 | 0 | 0.364 | 1 | 1 | cs | TRUE
122 | LV_10-1_0_8_line_122 |  | 114 | 116 | 0.0020661 | 0.125 | 0.08 | 261 | 0 | 0.364 | 1 | 4 | cs | TRUE
123 | LV_10-1_0_8_line_123 |  | 115 | 126 | 0.0030755 | 0.125 | 0.08 | 261 | 0 | 0.364 | 1 | 1 | cs | TRUE
124 | LV_10-1_0_8_line_124 |  | 116 | 117 | 0.0026651 | 0.125 | 0.08 | 261 | 0 | 0.364 | 1 | 1 | cs | TRUE
125 | LV_10-1_0_8_line_125 |  | 116 | 118 | 0.011641 | 0.125 | 0.08 | 261 | 0 | 0.364 | 1 | 4 | cs | TRUE
126 | LV_10-1_0_8_line_126 |  | 117 | 119 | 0.018776 | 0.125 | 0.08 | 261 | 0 | 0.364 | 1 | 1 | cs | TRUE
127 | LV_10-1_0_8_line_127 |  | 118 | 120 | 0.02447 | 0.125 | 0.08 | 261 | 0 | 0.364 | 1 | 4 | cs | TRUE
128 | LV_10-1_0_8_line_128 |  | 119 | 121 | 0.00020482 | 0.125 | 0.08 | 261 | 0 | 0.364 | 1 | 1 | cs | TRUE
129 | LV_10-1_0_8_line_129 |  | 120 | 122 | 0.00069461 | 0.125 | 0.08 | 261 | 0 | 0.364 | 1 | 4 | cs | TRUE
130 | LV_10-1_0_8_line_130 |  | 123 | 124 | 0.0051488 | 0.125 | 0.08 | 261 | 0 | 0.364 | 1 | 1 | cs | TRUE
131 | LV_10-1_0_8_line_131 |  | 124 | 125 | 0.0018286 | 0.125 | 0.08 | 261 | 0 | 0.364 | 1 | 1 | cs | TRUE
132 | LV_10-1_0_8_line_132 |  | 125 | 127 | 0.0063234 | 0.125 | 0.08 | 261 | 0 | 0.364 | 1 | 1 | cs | TRUE
133 | LV_10-1_0_8_line_133 |  | 127 | 128 | 0.0021049 | 0.125 | 0.08 | 261 | 0 | 0.364 | 1 | 1 | cs | TRUE
134 | LV_10-1_0_8_line_134 |  | 128 | 129 | 0.0092794 | 0.125 | 0.08 | 261 | 0 | 0.364 | 1 | 1 | cs | TRUE
135 | LV_10-1_0_8_line_135 |  | 129 | 130 | 0.021901 | 0.125 | 0.08 | 261 | 0 | 0.364 | 1 | 1 | cs | TRUE
136 | LV_10-1_0_8_line_136 |  | 131 | 132 | 0.011362 | 0.125 | 0.08 | 261 | 0 | 0.364 | 1 | 1 | cs | TRUE
137 | LV_10-1_0_8_line_137 |  | 132 | 133 | 0.0083662 | 0.125 | 0.08 | 261 | 0 | 0.364 | 1 | 1 | cs | TRUE
138 | LV_10-1_0_8_line_138 |  | 134 | 135 | 0.0011098 | 0.125 | 0.08 | 261 | 0 | 0.364 | 1 | 1 | cs | TRUE
139 | LV_10-1_0_8_line_139 |  | 135 | 136 | 0.0096066 | 0.125 | 0.08 | 261 | 0 | 0.364 | 1 | 1 | cs | TRUE
140 | LV_10-1_0_8_line_140 |  | 136 | 137 | 0.0081403 | 0.125 | 0.08 | 261 | 0 | 0.364 | 1 | 1 | cs | TRUE
141 | LV_10-1_0_8_line_141 |  | 137 | 138 | 0.0091645 | 0.125 | 0.08 | 261 | 0 | 0.364 | 1 | 1 | cs | TRUE
142 | LV_10-1_0_8_line_142 |  | 138 | 140 | 0.0011237 | 0.125 | 0.08 | 261 | 0 | 0.364 | 1 | 1 | cs | TRUE
143 | LV_10-1_0_8_line_143 |  | 139 | 141 | 0.0027777 | 0.125 | 0.08 | 261 | 0 | 0.364 | 1 | 1 | cs | TRUE
144 | LV_10-1_0_8_line_144 |  | 140 | 142 | 0.0096045 | 0.125 | 0.08 | 261 | 0 | 0.364 | 1 | 1 | cs | TRUE
145 | LV_10-1_0_8_line_145 |  | 141 | 167 | 0.0056547 | 0.125 | 0.08 | 261 | 0 | 0.364 | 1 | 1 | cs | TRUE
146 | LV_10-1_0_8_line_146 |  | 142 | 143 | 0.0089843 | 0.125 | 0.08 | 261 | 0 | 0.364 | 1 | 1 | cs | TRUE
147 | LV_10-1_0_8_line_147 |  | 143 | 144 | 0.008349 | 0.125 | 0.08 | 261 | 0 | 0.364 | 1 | 1 | cs | TRUE
148 | LV_10-1_0_8_line_148 |  | 144 | 145 | 0.0010515 | 0.125 | 0.08 | 261 | 0 | 0.364 | 1 | 1 | cs | TRUE
149 | LV_10-1_0_8_line_149 |  | 145 | 146 | 0.0096046 | 0.125 | 0.08 | 261 | 0 | 0.364 | 1 | 1 | cs | TRUE
150 | LV_10-1_0_8_line_150 |  | 146 | 147 | 0.018471 | 0.125 | 0.08 | 261 | 0 | 0.364 | 1 | 1 | cs | TRUE
151 | LV_10-1_0_8_line_151 |  | 147 | 148 | 0.0096197 | 0.125 | 0.08 | 261 | 0 | 0.364 | 1 | 1 | cs | TRUE
152 | LV_10-1_0_8_line_152 |  | 149 | 150 | 0.037079 | 0.125 | 0.08 | 261 | 0 | 0.364 | 1 | 1 | cs | TRUE
153 | LV_10-1_0_8_line_153 |  | 150 | 151 | 0.022963 | 0.125 | 0.08 | 261 | 0 | 0.364 | 1 | 1 | cs | TRUE
154 | LV_10-1_0_8_line_154 |  | 151 | 152 | 0.007796 | 0.125 | 0.08 | 261 | 0 | 0.364 | 1 | 1 | cs | TRUE
155 | LV_10-1_0_8_line_155 |  | 151 | 153 | 0.0051034 | 0.125 | 0.08 | 261 | 0 | 0.364 | 1 | 1 | cs | TRUE
156 | LV_10-1_0_8_line_156 |  | 152 | 154 | 0.056102 | 0.125 | 0.08 | 261 | 0 | 0.364 | 1 | 1 | cs | TRUE
157 | LV_10-1_0_8_line_157 |  | 152 | 155 | 0.04043 | 0.125 | 0.08 | 261 | 0 | 0.364 | 1 | 1 | cs | TRUE
158 | LV_10-1_0_8_line_158 |  | 153 | 156 | 0.0027538 | 0.125 | 0.08 | 261 | 0 | 0.364 | 1 | 1 | cs | TRUE
159 | LV_10-1_0_8_line_159 |  | 154 | 157 | 0.037161 | 0.125 | 0.08 | 261 | 0 | 0.364 | 1 | 1 | cs | TRUE
160 | LV_10-1_0_8_line_160 |  | 155 | 158 | 0.029904 | 0.125 | 0.08 | 261 | 0 | 0.364 | 1 | 1 | cs | TRUE
161 | LV_10-1_0_8_line_161 |  | 156 | 159 | 0.0022129 | 0.125 | 0.08 | 261 | 0 | 0.364 | 1 | 1 | cs | TRUE
162 | LV_10-1_0_8_line_162 |  | 157 | 160 | 0.010129 | 0.125 | 0.08 | 261 | 0 | 0.364 | 1 | 1 | cs | TRUE
163 | LV_10-1_0_8_line_163 |  | 160 | 161 | 0.015282 | 0.125 | 0.08 | 261 | 0 | 0.364 | 1 | 1 | cs | TRUE
164 | LV_10-1_0_8_line_164 |  | 161 | 162 | 0.0086893 | 0.125 | 0.08 | 261 | 0 | 0.364 | 1 | 1 | cs | TRUE
165 | LV_10-1_0_8_line_165 |  | 162 | 163 | 0.008848 | 0.125 | 0.08 | 261 | 0 | 0.364 | 1 | 1 | cs | TRUE
166 | LV_10-1_0_8_line_166 |  | 164 | 165 | 0.021939 | 0.125 | 0.08 | 261 | 0 | 0.364 | 1 | 1 | cs | TRUE
167 | LV_10-1_0_8_line_167 |  | 164 | 166 | 0.0066593 | 0.125 | 0.08 | 261 | 0 | 0.364 | 1 | 1 | cs | TRUE
168 | LV_10-1_0_8_line_168 |  | 165 | 167 | 0.0062102 | 0.125 | 0.08 | 261 | 0 | 0.364 | 1 | 1 | cs | TRUE
169 | LV_10-1_0_8_line_169 |  | 168 | 169 | 0.0071848 | 0.125 | 0.08 | 261 | 0 | 0.364 | 1 | 1 | cs | TRUE
170 | LV_10-1_0_8_line_170 |  | 169 | 170 | 0.014751 | 0.125 | 0.08 | 261 | 0 | 0.364 | 1 | 1 | cs | TRUE
171 | LV_10-1_0_8_line_171 |  | 170 | 174 | 0.0082298 | 0.125 | 0.08 | 261 | 0 | 0.364 | 1 | 1 | cs | TRUE
172 | LV_10-1_0_8_line_172 |  | 171 | 172 | 0.029472 | 0.125 | 0.08 | 261 | 0 | 0.364 | 1 | 4 | cs | TRUE
173 | LV_10-1_0_8_line_173 |  | 171 | 173 | 0.012426 | 0.125 | 0.08 | 261 | 0 | 0.364 | 1 | 4 | cs | TRUE
174 | LV_10-1_0_8_line_174 |  | 172 | 175 | 0.027919 | 0.125 | 0.08 | 261 | 0 | 0.364 | 1 | 4 | cs | TRUE
175 | LV_10-1_0_8_line_175 |  | 173 | 174 | 0.013852 | 0.125 | 0.08 | 261 | 0 | 0.364 | 1 | 4 | cs | TRUE
176 | LV_10-1_0_8_line_176 |  | 174 | 176 | 0.0058804 | 0.125 | 0.08 | 261 | 0 | 0.364 | 1 | 4 | cs | TRUE
177 | LV_10-1_0_8_line_177 |  | 175 | 177 | 0.0052206 | 0.125 | 0.08 | 261 | 0 | 0.364 | 1 | 4 | cs | TRUE
178 | LV_10-1_0_8_line_178 |  | 176 | 178 | 0.0018499 | 0.125 | 0.08 | 261 | 0 | 0.364 | 1 | 4 | cs | TRUE
179 | LV_10-1_0_8_line_179 |  | 177 | 189 | 0.025852 | 0.125 | 0.08 | 261 | 0 | 0.364 | 1 | 4 | cs | TRUE
180 | LV_10-1_0_8_line_180 |  | 178 | 179 | 0.0078007 | 0.125 | 0.08 | 261 | 0 | 0.364 | 1 | 4 | cs | TRUE
181 | LV_10-1_0_8_line_181 |  | 179 | 180 | 0.0067632 | 0.125 | 0.08 | 261 | 0 | 0.364 | 1 | 4 | cs | TRUE
182 | LV_10-1_0_8_line_182 |  | 180 | 181 | 0.0059166 | 0.125 | 0.08 | 261 | 0 | 0.364 | 1 | 4 | cs | TRUE
183 | LV_10-1_0_8_line_183 |  | 181 | 182 | 0.017747 | 0.125 | 0.08 | 261 | 0 | 0.364 | 1 | 4 | cs | TRUE
184 | LV_10-1_0_8_line_184 |  | 182 | 183 | 0.0011069 | 0.125 | 0.08 | 261 | 0 | 0.364 | 1 | 4 | cs | TRUE
185 | LV_10-1_0_8_line_185 |  | 183 | 184 | 0.013451 | 0.125 | 0.08 | 261 | 0 | 0.364 | 1 | 4 | cs | TRUE
186 | LV_10-1_0_8_line_186 |  | 184 | 185 | 0.00058262 | 0.125 | 0.08 | 261 | 0 | 0.364 | 1 | 4 | cs | TRUE
187 | LV_10-1_0_8_line_187 |  | 185 | 186 | 0.0038665 | 0.125 | 0.08 | 261 | 0 | 0.364 | 1 | 4 | cs | TRUE
188 | LV_10-1_0_8_line_188 |  | 186 | 187 | 0.0025313 | 0.125 | 0.08 | 261 | 0 | 0.364 | 1 | 4 | cs | TRUE
189 | LV_10-1_0_8_line_189 |  | 187 | 188 | 0.0039369 | 0.125 | 0.08 | 261 | 0 | 0.364 | 1 | 4 | cs | TRUE
190 | LV_10-1_0_8_line_190 |  | 189 | 190 | 0.022867 | 0.125 | 0.08 | 261 | 0 | 0.364 | 1 | 4 | cs | TRUE
191 | LV_10-1_0_8_line_191 |  | 190 | 191 | 0.020639 | 0.125 | 0.08 | 261 | 0 | 0.364 | 1 | 4 | cs | TRUE
192 | LV_10-1_0_8_line_192 |  | 191 | 192 | 0.012933 | 0.125 | 0.08 | 261 | 0 | 0.364 | 1 | 2 | cs | TRUE
193 | LV_10-1_0_8_line_193 |  | 192 | 193 | 0.0053708 | 0.125 | 0.08 | 261 | 0 | 0.364 | 1 | 1 | cs | TRUE
194 | LV_10-1_0_8_line_194 |  | 192 | 194 | 0.028763 | 0.125 | 0.08 | 261 | 0 | 0.364 | 1 | 1 | cs | TRUE
195 | LV_10-1_0_8_line_195 |  | 193 | 195 | 0.019513 | 0.125 | 0.08 | 261 | 0 | 0.364 | 1 | 1 | cs | TRUE
196 | LV_10-1_0_8_line_196 |  | 194 | 196 | 0.040248 | 0.125 | 0.08 | 261 | 0 | 0.364 | 1 | 1 | cs | TRUE
197 | LV_10-1_0_8_line_197 |  | 195 | 197 | 0.025927 | 0.125 | 0.08 | 261 | 0 | 0.364 | 1 | 1 | cs | TRUE
198 | LV_10-1_0_8_line_198 |  | 196 | 198 | 0.036315 | 0.125 | 0.08 | 261 | 0 | 0.364 | 1 | 1 | cs | TRUE
199 | LV_10-1_0_8_line_199 |  | 196 | 199 | 0.013461 | 0.125 | 0.08 | 261 | 0 | 0.364 | 1 | 1 | cs | TRUE
200 | LV_10-1_0_8_line_200 |  | 197 | 200 | 0.021166 | 0.125 | 0.08 | 261 | 0 | 0.364 | 1 | 1 | cs | TRUE
201 | LV_10-1_0_8_line_201 |  | 198 | 201 | 0.022791 | 0.125 | 0.08 | 261 | 0 | 0.364 | 1 | 1 | cs | TRUE
202 | LV_10-1_0_8_line_202 |  | 199 | 202 | 0.00019402 | 0.125 | 0.08 | 261 | 0 | 0.364 | 1 | 1 | cs | TRUE
203 | LV_10-1_0_8_line_203 |  | 200 | 203 | 0.0031557 | 0.125 | 0.08 | 261 | 0 | 0.364 | 1 | 1 | cs | TRUE
204 | LV_10-1_0_8_line_204 |  | 201 | 211 | 0.023937 | 0.125 | 0.08 | 261 | 0 | 0.364 | 1 | 1 | cs | TRUE
205 | LV_10-1_0_8_line_205 |  | 201 | 212 | 0.009794 | 0.125 | 0.08 | 261 | 0 | 0.364 | 1 | 1 | cs | TRUE
206 | LV_10-1_0_8_line_206 |  | 202 | 213 | 0.0058028 | 0.125 | 0.08 | 261 | 0 | 0.364 | 1 | 1 | cs | TRUE
207 | LV_10-1_0_8_line_207 |  | 203 | 204 | 0.014133 | 0.125 | 0.08 | 261 | 0 | 0.364 | 1 | 1 | cs | TRUE
208 | LV_10-1_0_8_line_208 |  | 204 | 205 | 0.0049163 | 0.125 | 0.08 | 261 | 0 | 0.364 | 1 | 1 | cs | TRUE
209 | LV_10-1_0_8_line_209 |  | 205 | 206 | 0.0088276 | 0.125 | 0.08 | 261 | 0 | 0.364 | 1 | 1 | cs | TRUE
210 | LV_10-1_0_8_line_210 |  | 206 | 207 | 0.0079852 | 0.125 | 0.08 | 261 | 0 | 0.364 | 1 | 1 | cs | TRUE
211 | LV_10-1_0_8_line_211 |  | 207 | 208 | 0.0034935 | 0.125 | 0.08 | 261 | 0 | 0.364 | 1 | 1 | cs | TRUE
212 | LV_10-1_0_8_line_212 |  | 209 | 210 | 0.018183 | 0.125 | 0.08 | 261 | 0 | 0.364 | 1 | 1 | cs | TRUE
213 | LV_10-1_0_8_line_213 |  | 211 | 214 | 0.032301 | 0.125 | 0.08 | 261 | 0 | 0.364 | 1 | 1 | cs | TRUE
214 | LV_10-1_0_8_line_214 |  | 213 | 215 | 0.00011178 | 0.125 | 0.08 | 261 | 0 | 0.364 | 1 | 1 | cs | TRUE
215 | LV_10-1_0_8_line_215 |  | 214 | 221 | 4.481e-05 | 0.125 | 0.08 | 261 | 0 | 0.364 | 1 | 1 | cs | TRUE
216 | LV_10-1_0_8_line_216 |  | 215 | 234 | 0.0059412 | 0.125 | 0.08 | 261 | 0 | 0.364 | 1 | 1 | cs | TRUE
217 | LV_10-1_0_8_line_217 |  | 216 | 217 | 0.019065 | 0.125 | 0.08 | 261 | 0 | 0.364 | 1 | 1 | cs | TRUE
218 | LV_10-1_0_8_line_218 |  | 217 | 218 | 0.0099004 | 0.125 | 0.08 | 261 | 0 | 0.364 | 1 | 1 | cs | TRUE
219 | LV_10-1_0_8_line_219 |  | 218 | 236 | 0.0062717 | 0.125 | 0.08 | 261 | 0 | 0.364 | 1 | 1 | cs | TRUE
220 | LV_10-1_0_8_line_220 |  | 218 | 229 | 0.0052277 | 0.125 | 0.08 | 261 | 0 | 0.364 | 1 | 1 | cs | TRUE
221 | LV_10-1_0_8_line_221 |  | 219 | 220 | 0.0070049 | 0.125 | 0.08 | 261 | 0 | 0.364 | 1 | 1 | cs | TRUE
222 | LV_10-1_0_8_line_222 |  | 220 | 229 | 0.022589 | 0.125 | 0.08 | 261 | 0 | 0.364 | 1 | 1 | cs | TRUE
223 | LV_10-1_0_8_line_223 |  | 221 | 222 | 4.8002e-05 | 0.125 | 0.08 | 261 | 0 | 0.364 | 1 | 1 | cs | TRUE
224 | LV_10-1_0_8_line_224 |  | 222 | 240 | 4.4798e-05 | 0.125 | 0.08 | 261 | 0 | 0.364 | 1 | 1 | cs | TRUE
225 | LV_10-1_0_8_line_225 |  | 223 | 224 | 0.019426 | 0.125 | 0.08 | 261 | 0 | 0.364 | 1 | 1 | cs | TRUE
226 | LV_10-1_0_8_line_226 |  | 224 | 225 | 0.015602 | 0.125 | 0.08 | 261 | 0 | 0.364 | 1 | 1 | cs | TRUE
227 | LV_10-1_0_8_line_227 |  | 224 | 226 | 0.010202 | 0.125 | 0.08 | 261 | 0 | 0.364 | 1 | 1 | cs | TRUE
228 | LV_10-1_0_8_line_228 |  | 225 | 227 | 0.0059332 | 0.125 | 0.08 | 261 | 0 | 0.364 | 1 | 1 | cs | TRUE
229 | LV_10-1_0_8_line_229 |  | 226 | 228 | 6.5632e-06 | 0.125 | 0.08 | 261 | 0 | 0.364 | 1 | 1 | cs | TRUE
230 | LV_10-1_0_8_line_230 |  | 227 | 230 | 0.0059082 | 0.125 | 0.08 | 261 | 0 | 0.364 | 1 | 1 | cs | TRUE
231 | LV_10-1_0_8_line_231 |  | 228 | 231 | 0.0059445 | 0.125 | 0.08 | 261 | 0 | 0.364 | 1 | 1 | cs | TRUE
232 | LV_10-1_0_8_line_232 |  | 230 | 234 | 0.0059595 | 0.125 | 0.08 | 261 | 0 | 0.364 | 1 | 1 | cs | TRUE
233 | LV_10-1_0_8_line_233 |  | 231 | 235 | 0.0058906 | 0.125 | 0.08 | 261 | 0 | 0.364 | 1 | 1 | cs | TRUE
234 | LV_10-1_0_8_line_234 |  | 232 | 233 | 4.328e-05 | 0.125 | 0.08 | 261 | 0 | 0.364 | 1 | 1 | cs | TRUE
235 | LV_10-1_0_8_line_235 |  | 233 | 237 | 0.026187 | 0.125 | 0.08 | 261 | 0 | 0.364 | 1 | 1 | cs | TRUE
236 | LV_10-1_0_8_line_236 |  | 235 | 258 | 0.0059344 | 0.125 | 0.08 | 261 | 0 | 0.364 | 1 | 1 | cs | TRUE
237 | LV_10-1_0_8_line_237 |  | 236 | 257 | 0.015143 | 0.125 | 0.08 | 261 | 0 | 0.364 | 1 | 1 | cs | TRUE
238 | LV_10-1_0_8_line_238 |  | 237 | 245 | 0.0049613 | 0.125 | 0.08 | 261 | 0 | 0.364 | 1 | 1 | cs | TRUE
239 | LV_10-1_0_8_line_239 |  | 238 | 239 | 4.5332e-05 | 0.125 | 0.08 | 261 | 0 | 0.364 | 1 | 1 | cs | TRUE
240 | LV_10-1_0_8_line_240 |  | 238 | 240 | 0.027916 | 0.125 | 0.08 | 261 | 0 | 0.364 | 1 | 1 | cs | TRUE
241 | LV_10-1_0_8_line_241 |  | 239 | 241 | 0.028933 | 0.125 | 0.08 | 261 | 0 | 0.364 | 1 | 1 | cs | TRUE
242 | LV_10-1_0_8_line_242 |  | 241 | 242 | 0.030087 | 0.125 | 0.08 | 261 | 0 | 0.364 | 1 | 1 | cs | TRUE
243 | LV_10-1_0_8_line_243 |  | 242 | 243 | 0.0044248 | 0.125 | 0.08 | 261 | 0 | 0.364 | 1 | 1 | cs | TRUE
244 | LV_10-1_0_8_line_244 |  | 243 | 244 | 0.023901 | 0.125 | 0.08 | 261 | 0 | 0.364 | 1 | 1 | cs | TRUE
245 | LV_10-1_0_8_line_245 |  | 244 | 248 | 0.013677 | 0.125 | 0.08 | 261 | 0 | 0.364 | 1 | 1 | cs | TRUE
246 | LV_10-1_0_8_line_246 |  | 245 | 246 | 0.003048 | 0.125 | 0.08 | 261 | 0 | 0.364 | 1 | 1 | cs | TRUE
247 | LV_10-1_0_8_line_247 |  | 246 | 247 | 0.0019146 | 0.125 | 0.08 | 261 | 0 | 0.364 | 1 | 1 | cs | TRUE
248 | LV_10-1_0_8_line_248 |  | 247 | 256 | 0.0031154 | 0.125 | 0.08 | 261 | 0 | 0.364 | 1 | 1 | cs | TRUE
249 | LV_10-1_0_8_line_249 |  | 248 | 249 | 0.021752 | 0.125 | 0.08 | 261 | 0 | 0.364 | 1 | 1 | cs | TRUE
250 | LV_10-1_0_8_line_250 |  | 248 | 250 | 0.013339 | 0.125 | 0.08 | 261 | 0 | 0.364 | 1 | 1 | cs | TRUE
251 | LV_10-1_0_8_line_251 |  | 249 | 251 | 0.00039568 | 0.125 | 0.08 | 261 | 0 | 0.364 | 1 | 1 | cs | TRUE
252 | LV_10-1_0_8_line_252 |  | 250 | 252 | 0.0050292 | 0.125 | 0.08 | 261 | 0 | 0.364 | 1 | 1 | cs | TRUE
253 | LV_10-1_0_8_line_253 |  | 251 | 253 | 0.00028391 | 0.125 | 0.08 | 261 | 0 | 0.364 | 1 | 1 | cs | TRUE
254 | LV_10-1_0_8_line_254 |  | 252 | 254 | 0.0050297 | 0.125 | 0.08 | 261 | 0 | 0.364 | 1 | 1 | cs | TRUE
255 | LV_10-1_0_8_line_255 |  | 254 | 255 | 0.0031812 | 0.125 | 0.08 | 261 | 0 | 0.364 | 1 | 1 | cs | TRUE
256 | LV_10-1_0_8_line_256 |  | 255 | 256 | 0.0018504 | 0.125 | 0.08 | 261 | 0 | 0.364 | 1 | 1 | cs | TRUE
257 | LV_10-1_0_8_line_257 |  | 257 | 264 | 0.0059467 | 0.125 | 0.08 | 261 | 0 | 0.364 | 1 | 1 | cs | TRUE
258 | LV_10-1_0_8_line_258 |  | 258 | 259 | 0.0059369 | 0.125 | 0.08 | 261 | 0 | 0.364 | 1 | 1 | cs | TRUE
259 | LV_10-1_0_8_line_259 |  | 259 | 260 | 0.0059419 | 0.125 | 0.08 | 261 | 0 | 0.364 | 1 | 1 | cs | TRUE
260 | LV_10-1_0_8_line_260 |  | 260 | 261 | 0.0070954 | 0.125 | 0.08 | 261 | 0 | 0.364 | 1 | 1 | cs | TRUE
261 | LV_10-1_0_8_line_261 |  | 261 | 262 | 0.010324 | 0.125 | 0.08 | 261 | 0 | 0.364 | 1 | 1 | cs | TRUE
262 | LV_10-1_0_8_line_262 |  | 262 | 263 | 0.0060126 | 0.125 | 0.08 | 261 | 0 | 0.364 | 1 | 1 | cs | TRUE
263 | LV_10-1_0_8_line_263 |  | 263 | 264 | 0.0059037 | 0.125 | 0.08 | 261 | 0 | 0.364 | 1 | 1 | cs | TRUE

## trafo
| name | std_type | hv_bus | lv_bus | sn_mva | vn_hv_kv | vn_lv_kv | vk_percent | vkr_percent | pfe_kw | i0_percent | shift_degree | tap_side | tap_neutral | tap_min | tap_max | tap_step_percent | tap_step_degree | tap_pos | tap_phase_shifter | parallel | df | in_service
0 | LV_10-1_0_8_trafo_73 | 0.63 MVA 20/0.4 kV | 265 | 29 | 0.63 | 20 | 0.4 | 6 | 1.206 | 1.65 | 0.2619 | 150 | hv | 0 | -2 | 2 | 2.5 | 0 | 0 | FALSE | 1 | 1 | TRUE

## line_geodata
| x0 | y0 | x1 | y1 | x2 | y2 | x3 | y3 | x4 | y4 | x5 | y5
0 | 2674096.1138 | 1235017.8938 | 2674094.5102 | 1235026.609
1 | 2674094.3984 | 1234986.3438 | 2674098.8849 | 1234994.9945 | 2674098.2685 | 1235006.1833 | 2674096.1138 | 1235017.8938
2 | 2674094.5102 | 1235026.609 | 2674093.4698 | 1235032.2636 | 2674091.2778 | 1235037.3945
3 | 2674101.4494 | 1234983.5853 | 2674094.3984 | 1234986.3438
4 | 2674094.3984 | 1234986.3438 | 2674086.1035 | 1234991.1214 | 2674070.0028 | 1235000.3885
5 | 2674090.7436 | 1235038.645 | 2674091.2778 | 1235037.3945
6 | 2674129.9897 | 1234980.1834 | 2674115.0883 | 1234980.6089 | 2674101.4494 | 1234983.5853
7 | 2674070.0028 | 1235000.3885 | 2674060.899 | 1235005.6283 | 2674060.5897 | 1235005.7989
8 | 2674129.9897 | 1234980.1834 | 2674129.7553 | 1234972.8866 | 2674129.702 | 1234968.5799
9 | 2674129.9897 | 1234980.1834 | 2674137.8134 | 1234980.961
10 | 2674060.5897 | 1235005.7989 | 2674057.5241 | 1235007.4902
11 | 2674175.0228 | 1234985.9158 | 2674164.0144 | 1234984.3218 | 2674154.5514 | 1234982.6248 | 2674137.8134 | 1234980.961
12 | 2674059.6594 | 1234930.8284 | 2674076.272 | 1234946.7574 | 2674076.8691 | 1234947.4378
13 | 2674059.6594 | 1234930.8284 | 2674048.0641 | 1234942.6596
14 | 2674057.5241 | 1235007.4902 | 2674055.5819 | 1235008.5617
15 | 2674107.5235 | 1235090.0561 | 2674104.8897 | 1235085.7272
16 | 2674107.5235 | 1235090.0561 | 2674104.8494 | 1235094.4813 | 2674101.77 | 1235097.6024
17 | 2674175.0228 | 1234985.9158 | 2674174.5397 | 1234991.8694 | 2674172.2898 | 1235004.1386 | 2674171.0931 | 1235007.8373 | 2674170.7065 | 1235008.7136
18 | 2674045.1382 | 1234945.6449 | 2674048.0641 | 1234942.6596
19 | 2674049.4286 | 1235011.9564 | 2674055.5819 | 1235008.5617
20 | 2674049.4286 | 1235011.9564 | 2674049.4286 | 1235011.9564 | 2674029.8619 | 1235016.8604 | 2674018.2465 | 1235018.008
21 | 2674000.9804 | 1235019.7138 | 2674018.2465 | 1235018.008
22 | 2674000.9804 | 1235019.7138 | 2674001.5677 | 1235035.7543
23 | 2674001.5677 | 1235035.7543 | 2673988.3034 | 1235036.6231
24 | 2674001.3835 | 1235042.0341 | 2674001.5677 | 1235035.7543
25 | 2674001.3835 | 1235042.0341 | 2674011.8542 | 1235043.6433 | 2674020.5534 | 1235044.6746 | 2674023.1783 | 1235048.4432 | 2674033.241 | 1235055.153
26 | 2674001.3835 | 1235042.0341 | 2674000.724 | 1235046.9737 | 2673999.165 | 1235052.4247 | 2673996.3866 | 1235059.1502 | 2673988.1313 | 1235071.1001 | 2673987.6457 | 1235071.8944
27 | 2673942.078 | 1235024.5507 | 2673948.8018 | 1235024.0158
28 | 2673942.078 | 1235024.5507 | 2673934.1174 | 1235025.2156
29 | 2673942.078 | 1235024.5507 | 2673941.8057 | 1235014.8073 | 2673946.2401 | 1235006.3789 | 2673947.1635 | 1235005.3787
30 | 2674046.9444 | 1235063.9067 | 2674038.7772 | 1235058.8446 | 2674033.241 | 1235055.153
31 | 2673987.6457 | 1235071.8944 | 2673986.0705 | 1235074.471
32 | 2673934.1174 | 1235025.2156 | 2673919.3698 | 1235026.4473 | 2673917.676 | 1235026.6136
33 | 2673947.1635 | 1235005.3787 | 2673954.9562 | 1234996.9365 | 2673957.8337 | 1234994.299
34 | 2674169.6952 | 1235010.9909 | 2674169.7611 | 1235010.8561 | 2674170.7065 | 1235008.7136
35 | 2674169.6952 | 1235010.9909 | 2674166.7085 | 1235017.1 | 2674161.3507 | 1235027.9183 | 2674157.1554 | 1235035.3488 | 2674155.8938 | 1235037.3805
36 | 2674147.3393 | 1235056.0998 | 2674148.9471 | 1235052.6027 | 2674153.9421 | 1235040.5234 | 2674155.8938 | 1235037.3805
37 | 2674099.7669 | 1235099.6326 | 2674101.77 | 1235097.6024
38 | 2674099.7669 | 1235099.6326 | 2674097.2002 | 1235111.4036
39 | 2674099.7669 | 1235099.6326 | 2674076.6585 | 1235083.4813
40 | 2674086.405 | 1235129.0841 | 2674087.83 | 1235126.9802 | 2674096.4592 | 1235114.8017 | 2674097.2002 | 1235111.4036
41 | 2674076.6585 | 1235083.4813 | 2674073.7219 | 1235081.4288 | 2674062.2143 | 1235073.6948
42 | 2674080.4602 | 1235137.8608 | 2674086.405 | 1235129.0841
43 | 2674048.2333 | 1235064.7056 | 2674056.0224 | 1235069.5334 | 2674062.2143 | 1235073.6948
44 | 2674046.9444 | 1235063.9067 | 2674048.2333 | 1235064.7056
45 | 2674117.5479 | 1235153.5022 | 2674125.7187 | 1235141.0623 | 2674133.2777 | 1235127.3027 | 2674142.664 | 1235105.831
46 | 2674117.5479 | 1235153.5022 | 2674108.5879 | 1235166.1102 | 2674095.8791 | 1235181.9293 | 2674093.3617 | 1235183.6856
47 | 2674080.0968 | 1235192.9401 | 2674093.3617 | 1235183.6856
48 | 2674080.0968 | 1235192.9401 | 2674083.4835 | 1235223.6144 | 2674083.3772 | 1235225.5492
49 | 2674080.0968 | 1235192.9401 | 2674074.8932 | 1235195.0655 | 2674070.8183 | 1235194.0808
50 | 2673986.0705 | 1235074.471 | 2673978.7989 | 1235086.3657
51 | 2673972.4536 | 1235096.7451 | 2673978.7989 | 1235086.3657
52 | 2673971.3461 | 1235098.5567 | 2673972.4536 | 1235096.7451
53 | 2673971.3461 | 1235098.5567 | 2673969.9133 | 1235100.9005
54 | 2673958.1422 | 1235118.5305 | 2673963.8394 | 1235110.836 | 2673969.9133 | 1235100.9005
55 | 2673956.4489 | 1235120.8175 | 2673958.1422 | 1235118.5305
56 | 2673956.4489 | 1235120.8175 | 2673940.4923 | 1235111.6995
57 | 2673956.4489 | 1235120.8175 | 2673953.447 | 1235125.9187
58 | 2673953.447 | 1235125.9187 | 2673946.6763 | 1235137.4242
59 | 2673946.6763 | 1235137.4242 | 2673944.2385 | 1235141.5669
60 | 2673933.1043 | 1235160.4875 | 2673944.2385 | 1235141.5669
61 | 2673940.4923 | 1235111.6995 | 2673929.6244 | 1235105.4893
62 | 2673933.1043 | 1235160.4875 | 2673920.33 | 1235157.3612
63 | 2673933.1043 | 1235160.4875 | 2673955.5588 | 1235165.5943
64 | 2673928.2431 | 1235104.7 | 2673929.6244 | 1235105.4893
65 | 2673910.5118 | 1235154.9583 | 2673920.33 | 1235157.3612
66 | 2673955.5588 | 1235165.5943 | 2673972.7742 | 1235169.5095 | 2673987.2796 | 1235173.1726
67 | 2673928.2431 | 1235104.7 | 2673919.2993 | 1235119.9409
68 | 2673928.2431 | 1235104.7 | 2673922.6259 | 1235101.0184
69 | 2673916.0145 | 1235189.0055 | 2673930.2245 | 1235192.5017
70 | 2673916.0145 | 1235189.0055 | 2673907.7956 | 1235195.1462
71 | 2673930.2245 | 1235192.5017 | 2673939.8179 | 1235194.862
72 | 2673888.047 | 1235210.339 | 2673901.3764 | 1235199.9421 | 2673907.7956 | 1235195.1462
73 | 2673910.5118 | 1235154.9583 | 2673888.3409 | 1235149.5566
74 | 2674003.9433 | 1235177.3807 | 2673987.2796 | 1235173.1726
75 | 2673919.1106 | 1235120.2625 | 2673919.2993 | 1235119.9409
76 | 2673906.4627 | 1235089.8523 | 2673910.9678 | 1235093.3774 | 2673922.6259 | 1235101.0184
77 | 2674003.9433 | 1235177.3807 | 2674015.5231 | 1235180.0727
78 | 2674003.9433 | 1235177.3807 | 2673996.2758 | 1235208.3842
79 | 2674023.6883 | 1235181.9709 | 2674015.5231 | 1235180.0727
80 | 2673996.2758 | 1235208.3842 | 2673996.2758 | 1235208.3842 | 2673989.9856 | 1235207.2051 | 2673985.5896 | 1235206.1235
81 | 2674070.8183 | 1235194.0808 | 2674041.5427 | 1235186.1216 | 2674023.6883 | 1235181.9709
82 | 2673978.291 | 1235204.3278 | 2673985.5896 | 1235206.1235
83 | 2673939.8179 | 1235194.862 | 2673949.1462 | 1235197.1571
84 | 2673888.047 | 1235210.339 | 2673881.681 | 1235206.7352 | 2673877.9089 | 1235203.3082
85 | 2673863.8849 | 1235238.5135 | 2673869.6034 | 1235228.4555 | 2673880.1708 | 1235216.1784 | 2673888.047 | 1235210.339
86 | 2673882.5403 | 1235148.1433 | 2673888.3409 | 1235149.5566
87 | 2674070.8183 | 1235194.0808 | 2674065.3422 | 1235201.0617 | 2674054.6955 | 1235212.3317
88 | 2673977.3397 | 1235204.0937 | 2673978.291 | 1235204.3278
89 | 2673949.1462 | 1235197.1571 | 2673949.8057 | 1235197.3194
90 | 2673874.6959 | 1235201.7894 | 2673877.9089 | 1235203.3082 | 2673877.9089 | 1235203.3082
91 | 2673863.8849 | 1235238.5135 | 2673884.7517 | 1235243.6074
92 | 2673910.388 | 1235127.1933 | 2673901.0268 | 1235121.7663
93 | 2673910.388 | 1235127.1933 | 2673914.9578 | 1235127.3391
94 | 2673901.0268 | 1235121.7663 | 2673895.8506 | 1235118.7655
95 | 2673919.1106 | 1235120.2625 | 2673914.9578 | 1235127.3391
96 | 2673882.5403 | 1235148.1433 | 2673878.3672 | 1235147.1266
97 | 2674054.6955 | 1235212.3317 | 2674044.4028 | 1235223.2271 | 2674042.646 | 1235226.5329
98 | 2673977.3397 | 1235204.0937 | 2673968.9628 | 1235202.0327
99 | 2674078.1698 | 1235261.9146 | 2674082.201 | 1235246.9477 | 2674083.3772 | 1235225.5492
100 | 2674037.82 | 1235235.614 | 2674042.646 | 1235226.5329
101 | 2674037.82 | 1235235.614 | 2674029.5815 | 1235251.1164
102 | 2673900.3751 | 1235028.5792 | 2673908.7146 | 1235027.4933 | 2673917.676 | 1235026.6136
103 | 2673958.7224 | 1234993.4844 | 2673957.8337 | 1234994.299
104 | 2673900.3751 | 1235028.5792 | 2673893.1941 | 1235029.0236 | 2673872.0195 | 1235030.6148
105 | 2673900.3751 | 1235028.5792 | 2673899.8938 | 1235034.4105 | 2673898.3266 | 1235037.482 | 2673896.1172 | 1235041.0681 | 2673891.9115 | 1235044.5071 | 2673891.9115 | 1235044.5071
106 | 2673963.2639 | 1234989.3217 | 2673958.7224 | 1234993.4844
107 | 2673868.6761 | 1235062.6306 | 2673882.7812 | 1235050.7534 | 2673891.9115 | 1235044.5071
108 | 2673963.2639 | 1234989.3217 | 2673970.22 | 1234982.9456
109 | 2673853.7158 | 1235082.1056 | 2673856.3698 | 1235077.7658 | 2673860.5341 | 1235070.3569 | 2673868.6761 | 1235062.6306 | 2673868.6761 | 1235062.6306
110 | 2673815.9961 | 1235034.5681 | 2673827.7791 | 1235018.9037 | 2673831.0849 | 1235014.8227
111 | 2673815.9961 | 1235034.5681 | 2673810.6152 | 1235034.8141
112 | 2673836.133 | 1235008.5905 | 2673831.0849 | 1235014.8227
113 | 2673810.6152 | 1235034.8141 | 2673808.5586 | 1235034.9081
114 | 2673853.458 | 1235082.5271 | 2673853.7158 | 1235082.1056
115 | 2673836.133 | 1235008.5905 | 2673843.9857 | 1234998.8962
116 | 2673800.6341 | 1235035.358 | 2673802.9926 | 1235035.1625 | 2673808.5586 | 1235034.9081
117 | 2673845.1989 | 1235097.7929 | 2673847.678 | 1235091.9786 | 2673853.458 | 1235082.5271
118 | 2673876.8436 | 1235146.7554 | 2673878.3672 | 1235147.1266
119 | 2673876.8436 | 1235146.7554 | 2673870.1629 | 1235145.1277 | 2673860.3346 | 1235141.7508
120 | 2673832.2625 | 1235132.1056 | 2673860.3346 | 1235141.7508
121 | 2673895.8506 | 1235118.7655 | 2673890.4231 | 1235115.619
122 | 2673830.3086 | 1235131.4342 | 2673832.2625 | 1235132.1056
123 | 2673887.6416 | 1235114.3799 | 2673888.7304 | 1235114.6377 | 2673890.4231 | 1235115.619
124 | 2673830.3086 | 1235131.4342 | 2673827.7084 | 1235130.8494
125 | 2673830.3086 | 1235131.4342 | 2673834.6659 | 1235120.6397
126 | 2673809.4014 | 1235126.6779 | 2673817.1225 | 1235128.4684 | 2673827.7084 | 1235130.8494
127 | 2673844.9264 | 1235098.4319 | 2673841.6748 | 1235106.0581 | 2673834.9084 | 1235120.0391 | 2673834.6659 | 1235120.6397
128 | 2673809.2018 | 1235126.6317 | 2673809.4014 | 1235126.6779
129 | 2673844.9264 | 1235098.4319 | 2673845.1989 | 1235097.7929
130 | 2673876.2819 | 1235099.7526 | 2673875.9473 | 1235101.1807 | 2673874.7115 | 1235104.6492
131 | 2673876.2819 | 1235099.7526 | 2673876.6991 | 1235097.9723
132 | 2673878.1418 | 1235091.8156 | 2673876.6991 | 1235097.9723
133 | 2673879.0193 | 1235089.9363 | 2673878.3373 | 1235090.9812 | 2673878.1418 | 1235091.8156
134 | 2673879.0193 | 1235089.9363 | 2673882.7355 | 1235084.2424 | 2673885.149 | 1235084.813
135 | 2673906.4627 | 1235089.8523 | 2673906.4627 | 1235089.8523 | 2673885.149 | 1235084.813
136 | 2673957.9297 | 1235199.3182 | 2673968.9628 | 1235202.0327
137 | 2673949.8057 | 1235197.3194 | 2673957.9297 | 1235199.3182
138 | 2673885.8299 | 1235243.8706 | 2673884.7517 | 1235243.6074
139 | 2673885.8299 | 1235243.8706 | 2673895.1625 | 1235246.1488
140 | 2673903.0705 | 1235248.0793 | 2673895.1625 | 1235246.1488
141 | 2673903.0705 | 1235248.0793 | 2673911.9736 | 1235250.2526
142 | 2673913.0652 | 1235250.5191 | 2673911.9736 | 1235250.2526
143 | 2673871.9189 | 1235201.854 | 2673874.6959 | 1235201.7894 | 2673874.6959 | 1235201.7894
144 | 2673913.0652 | 1235250.5191 | 2673922.3957 | 1235252.7968
145 | 2673866.3125 | 1235202.5459 | 2673870.9558 | 1235201.8763 | 2673871.9189 | 1235201.854
146 | 2673922.3957 | 1235252.7968 | 2673931.1237 | 1235254.9275
147 | 2673931.1237 | 1235254.9275 | 2673939.2345 | 1235256.9074
148 | 2673940.256 | 1235257.1568 | 2673939.2345 | 1235256.9074
149 | 2673940.256 | 1235257.1568 | 2673949.5867 | 1235259.4345
150 | 2673967.5305 | 1235263.8149 | 2673949.5867 | 1235259.4345
151 | 2673967.5305 | 1235263.8149 | 2673976.8758 | 1235266.0962
152 | 2674025.012 | 1235314.2273 | 2674033.6932 | 1235305.1719 | 2674027.2035 | 1235291.4706 | 2674027.6356 | 1235282.1068
153 | 2674024.8557 | 1235260.0087 | 2674028.3441 | 1235266.7568 | 2674027.6356 | 1235282.1068
154 | 2674021.0771 | 1235266.833 | 2674024.8557 | 1235260.0087
155 | 2674024.8557 | 1235260.0087 | 2674027.2507 | 1235255.5022
156 | 2674021.0771 | 1235266.833 | 2674013.1738 | 1235271.2042 | 2673969.4463 | 1235288.6251
157 | 2674021.0771 | 1235266.833 | 2674002.4102 | 1235302.6962
158 | 2674027.2507 | 1235255.5022 | 2674028.543 | 1235253.0705
159 | 2673969.4463 | 1235288.6251 | 2673951.6066 | 1235295.7324 | 2673938.3182 | 1235305.8851 | 2673937.5958 | 1235306.8862
160 | 2673988.6032 | 1235329.2223 | 2674002.4102 | 1235302.6962
161 | 2674028.543 | 1235253.0705 | 2674029.5815 | 1235251.1164
162 | 2673931.6689 | 1235315.0998 | 2673937.5958 | 1235306.8862
163 | 2673921.7362 | 1235326.4707 | 2673925.1022 | 1235324.1999 | 2673931.6689 | 1235315.0998
164 | 2673921.7362 | 1235326.4707 | 2673915.6216 | 1235325.7831 | 2673913.1577 | 1235325.1817
165 | 2673904.562 | 1235323.084 | 2673913.1577 | 1235325.1817
166 | 2673839.408 | 1235196.3293 | 2673860.1659 | 1235203.4322
167 | 2673833.1074 | 1235194.1733 | 2673839.408 | 1235196.3293
168 | 2673866.3125 | 1235202.5459 | 2673860.1659 | 1235203.4322 | 2673860.1659 | 1235203.4322
169 | 2674045.1382 | 1234945.6449 | 2674040.1092 | 1234950.7762 | 2674040.1092 | 1234950.7762
170 | 2674029.3025 | 1234940.7354 | 2674040.1092 | 1234950.7762
171 | 2674023.2735 | 1234935.1336 | 2674029.3025 | 1234940.7354
172 | 2674041.464 | 1234916.1695 | 2674033.1217 | 1234909.5722 | 2674025.2748 | 1234903.3035 | 2674017.0322 | 1234900.2427
173 | 2674041.464 | 1234916.1695 | 2674032.8626 | 1234925.1367
174 | 2673990.4177 | 1234891.8171 | 2674015.3294 | 1234899.6104 | 2674017.0322 | 1234900.2427
175 | 2674023.2735 | 1234935.1336 | 2674032.8626 | 1234925.1367
176 | 2674023.2735 | 1234935.1336 | 2674018.964 | 1234939.1346
177 | 2673990.4177 | 1234891.8171 | 2673985.4551 | 1234890.1961
178 | 2674017.6084 | 1234940.3933 | 2674018.964 | 1234939.1346
179 | 2673961.6841 | 1234880.3183 | 2673971.0962 | 1234885.5057 | 2673985.4551 | 1234890.1961
180 | 2674011.8917 | 1234945.7009 | 2674017.6084 | 1234940.3933
181 | 2674011.8917 | 1234945.7009 | 2674006.9353 | 1234950.3026
182 | 2674006.9353 | 1234950.3026 | 2674002.5994 | 1234954.3282
183 | 2673989.2681 | 1234966.0369 | 2673997.6658 | 1234958.9088 | 2674002.5994 | 1234954.3282
184 | 2673989.2681 | 1234966.0369 | 2673988.4243 | 1234966.7532
185 | 2673978.2681 | 1234975.5688 | 2673981.1416 | 1234972.9349 | 2673988.4243 | 1234966.7532
186 | 2673977.8386 | 1234975.9625 | 2673978.2681 | 1234975.5688
187 | 2673974.9882 | 1234978.5751 | 2673977.8386 | 1234975.9625
188 | 2673974.9882 | 1234978.5751 | 2673973.1223 | 1234980.2855
189 | 2673970.22 | 1234982.9456 | 2673973.1223 | 1234980.2855
190 | 2673961.6841 | 1234880.3183 | 2673957.5449 | 1234888.1277 | 2673948.3342 | 1234898.7083
191 | 2673934.783 | 1234914.2751 | 2673948.3342 | 1234898.7083
192 | 2673926.2911 | 1234924.0301 | 2673934.783 | 1234914.2751
193 | 2673926.2911 | 1234924.0301 | 2673922.5619 | 1234927.8951
194 | 2673926.2911 | 1234924.0301 | 2673899.9138 | 1234912.5599
195 | 2673909.0129 | 1234941.9377 | 2673922.5619 | 1234927.8951
196 | 2673865.6088 | 1234891.7536 | 2673890.4403 | 1234908.4403 | 2673899.9138 | 1234912.5599
197 | 2673909.0129 | 1234941.9377 | 2673891.0104 | 1234960.5959
198 | 2673865.6088 | 1234891.7536 | 2673835.7297 | 1234871.1135
199 | 2673865.6088 | 1234891.7536 | 2673857.8612 | 1234902.7612
200 | 2673876.3139 | 1234975.8278 | 2673891.0104 | 1234960.5959
201 | 2673816.9775 | 1234858.1598 | 2673835.7297 | 1234871.1135
202 | 2673857.8612 | 1234902.7612 | 2673857.7495 | 1234902.9199
203 | 2673876.3139 | 1234975.8278 | 2673874.1228 | 1234978.0987
204 | 2673816.9775 | 1234858.1598 | 2673797.4176 | 1234844.3615
205 | 2673816.9775 | 1234858.1598 | 2673811.1781 | 1234866.0522
206 | 2673857.7495 | 1234902.9199 | 2673854.4096 | 1234907.6652
207 | 2673861.6663 | 1234982.7061 | 2673870.3832 | 1234981.9745 | 2673874.1228 | 1234978.0987
208 | 2673861.6663 | 1234982.7061 | 2673856.7672 | 1234983.1172 | 2673856.7672 | 1234983.1172
209 | 2673851.2108 | 1234989.9767 | 2673856.7672 | 1234983.1172
210 | 2673851.2108 | 1234989.9767 | 2673846.1846 | 1234996.1816
211 | 2673843.9857 | 1234998.8962 | 2673846.1846 | 1234996.1816
212 | 2673782.5132 | 1235036.8598 | 2673800.6341 | 1235035.358
213 | 2673771.0232 | 1234825.7418 | 2673797.4176 | 1234844.3615
214 | 2673854.4096 | 1234907.6652 | 2673854.3453 | 1234907.7566
215 | 2673771.0232 | 1234825.7418 | 2673770.9866 | 1234825.716
216 | 2673854.3453 | 1234907.7566 | 2673850.9257 | 1234912.6151
217 | 2673764.7131 | 1234979.0779 | 2673773.7562 | 1234995.8614
218 | 2673770.4101 | 1234970.9809 | 2673764.7131 | 1234979.0779
219 | 2673770.4101 | 1234970.9809 | 2673775.5328 | 1234974.5992
220 | 2673770.4101 | 1234970.9809 | 2673766.1402 | 1234967.9648
221 | 2673747.69 | 1234954.9324 | 2673743.5688 | 1234960.5968
222 | 2673747.69 | 1234954.9324 | 2673766.1402 | 1234967.9648
223 | 2673770.9866 | 1234825.716 | 2673770.9474 | 1234825.6883
224 | 2673770.9474 | 1234825.6883 | 2673770.9108 | 1234825.6625
225 | 2673829.955 | 1234929.1028 | 2673815.2486 | 1234918.7019 | 2673814.3959 | 1234919.8289
226 | 2673829.955 | 1234929.1028 | 2673832.1582 | 1234926.0169 | 2673838.2779 | 1234930.5849 | 2673840.6801 | 1234927.1718
227 | 2673829.955 | 1234929.1028 | 2673828.4721 | 1234931.486 | 2673830.2057 | 1234932.6861 | 2673827.1103 | 1234936.9721
228 | 2673844.0951 | 1234922.3199 | 2673840.6801 | 1234927.1718
229 | 2673827.1064 | 1234936.9774 | 2673827.1103 | 1234936.9721
230 | 2673847.4957 | 1234917.4885 | 2673844.0951 | 1234922.3199
231 | 2673827.1064 | 1234936.9774 | 2673823.626 | 1234941.7965
232 | 2673850.9257 | 1234912.6151 | 2673847.4957 | 1234917.4885
233 | 2673823.626 | 1234941.7965 | 2673820.1771 | 1234946.5719
234 | 2673757.391 | 1234900.9984 | 2673757.356 | 1234900.9729
235 | 2673736.1876 | 1234885.5562 | 2673757.356 | 1234900.9729
236 | 2673820.1771 | 1234946.5719 | 2673816.7026 | 1234951.3829
237 | 2673786.8483 | 1234976.9328 | 2673784.1262 | 1234980.6689 | 2673775.5328 | 1234974.5992
238 | 2673736.1876 | 1234885.5562 | 2673732.1771 | 1234882.6354
239 | 2673748.0999 | 1234809.5708 | 2673748.0629 | 1234809.5447
240 | 2673770.9108 | 1234825.6625 | 2673748.0999 | 1234809.5708
241 | 2673724.4205 | 1234792.8665 | 2673748.0629 | 1234809.5447
242 | 2673724.4205 | 1234792.8665 | 2673718.0844 | 1234822.279
243 | 2673716.8712 | 1234826.5339 | 2673718.059 | 1234822.3966 | 2673718.0844 | 1234822.279
244 | 2673716.8712 | 1234826.5339 | 2673712.4736 | 1234841.8517 | 2673708.8646 | 1234848.9511
245 | 2673702.6666 | 1234861.1432 | 2673708.8646 | 1234848.9511
246 | 2673732.1771 | 1234882.6354 | 2673729.7133 | 1234880.841
247 | 2673728.1656 | 1234879.7139 | 2673729.7133 | 1234880.841
248 | 2673728.1656 | 1234879.7139 | 2673725.6473 | 1234877.8798
249 | 2673702.6666 | 1234861.1432 | 2673691.1202 | 1234879.5781
250 | 2673702.6666 | 1234861.1432 | 2673713.449 | 1234868.9959
251 | 2673690.9101 | 1234879.9134 | 2673691.1202 | 1234879.5781
252 | 2673717.5143 | 1234871.9567 | 2673713.449 | 1234868.9959
253 | 2673690.7594 | 1234880.154 | 2673690.9101 | 1234879.9134
254 | 2673721.5801 | 1234874.9177 | 2673717.5143 | 1234871.9567
255 | 2673724.1516 | 1234876.7905 | 2673721.5801 | 1234874.9177
256 | 2673724.1516 | 1234876.7905 | 2673725.6473 | 1234877.8798
257 | 2673790.3501 | 1234972.1265 | 2673786.8483 | 1234976.9328
258 | 2673816.7026 | 1234951.3829 | 2673813.2267 | 1234956.1958
259 | 2673813.2267 | 1234956.1958 | 2673809.7477 | 1234961.0128
260 | 2673809.7477 | 1234961.0128 | 2673807.3007 | 1234964.401 | 2673804.9028 | 1234962.7419
261 | 2673804.9028 | 1234962.7419 | 2673799.7736 | 1234959.1929 | 2673797.3673 | 1234962.4955
262 | 2673793.8267 | 1234967.355 | 2673797.3673 | 1234962.4955
263 | 2673793.8267 | 1234967.355 | 2673790.3501 | 1234972.1265

## bus_geodata
| x | y | coords
0 | 2674096.1138 | 1235017.8938
1 | 2674094.5102 | 1235026.609
2 | 2674094.3984 | 1234986.3438
3 | 2674091.2778 | 1235037.3945
4 | 2674101.4494 | 1234983.5853
5 | 2674070.0028 | 1235000.3885
6 | 2674090.7436 | 1235038.645
7 | 2674129.9897 | 1234980.1834
8 | 2674060.5897 | 1235005.799
9 | 2674129.702 | 1234968.5799
10 | 2674137.8135 | 1234980.961
11 | 2674076.8691 | 1234947.4378
12 | 2674059.6594 | 1234930.8284
13 | 2674057.5241 | 1235007.4902
14 | 2674104.8897 | 1235085.7272
15 | 2674107.5235 | 1235090.0561
16 | 2674175.0228 | 1234985.9158
17 | 2674048.0641 | 1234942.6596
18 | 2674055.5819 | 1235008.5617
19 | 2674049.4286 | 1235011.9564
20 | 2674018.2465 | 1235018.008
21 | 2674000.9804 | 1235019.7138
22 | 2674001.5677 | 1235035.7543
23 | 2673988.3034 | 1235036.6231
24 | 2674001.3835 | 1235042.0341
25 | 2673948.8018 | 1235024.0158
26 | 2673942.078 | 1235024.5507
27 | 2674033.241 | 1235055.153
28 | 2673987.6457 | 1235071.8944
29 | 2673934.1174 | 1235025.2156
30 | 2673947.1635 | 1235005.3787
31 | 2674170.7065 | 1235008.7136
32 | 2674169.6952 | 1235010.9909
33 | 2674155.8938 | 1235037.3805
34 | 2674147.3393 | 1235056.0998
35 | 2674101.77 | 1235097.6024
36 | 2674099.7669 | 1235099.6326
37 | 2674097.2002 | 1235111.4036
38 | 2674076.6585 | 1235083.4813
39 | 2674086.405 | 1235129.0841
40 | 2674062.2143 | 1235073.6948
41 | 2674048.2333 | 1235064.7056
42 | 2674046.9444 | 1235063.9067
43 | 2674080.4602 | 1235137.8608
44 | 2674117.5479 | 1235153.5022
45 | 2674142.664 | 1235105.831
46 | 2674093.3617 | 1235183.6856
47 | 2674080.0968 | 1235192.9401
48 | 2673978.7989 | 1235086.3657
49 | 2673986.0705 | 1235074.471
50 | 2673972.4536 | 1235096.7451
51 | 2673971.3461 | 1235098.5567
52 | 2673969.9133 | 1235100.9005
53 | 2673958.1422 | 1235118.5305
54 | 2673956.4489 | 1235120.8175
55 | 2673953.447 | 1235125.9187
56 | 2673946.6763 | 1235137.4242
57 | 2673944.2385 | 1235141.5669
58 | 2673940.4923 | 1235111.6995
59 | 2673933.1043 | 1235160.4875
60 | 2673929.6244 | 1235105.4893
61 | 2673920.33 | 1235157.3612
62 | 2673955.5588 | 1235165.5943
63 | 2673928.2431 | 1235104.7
64 | 2673916.0145 | 1235189.0055
65 | 2673930.2245 | 1235192.5017
66 | 2673907.7956 | 1235195.1462
67 | 2673910.5118 | 1235154.9583
68 | 2673987.2796 | 1235173.1726
69 | 2673919.2993 | 1235119.9409
70 | 2673922.6259 | 1235101.0184
71 | 2674003.9433 | 1235177.3807
72 | 2674015.5231 | 1235180.0727
73 | 2673996.2758 | 1235208.3842
74 | 2674023.6883 | 1235181.9709
75 | 2673985.5896 | 1235206.1235
76 | 2673939.8179 | 1235194.862
77 | 2673888.047 | 1235210.339
78 | 2673888.3409 | 1235149.5566
79 | 2674070.8183 | 1235194.0808
80 | 2673978.291 | 1235204.3278
81 | 2673949.1462 | 1235197.1571
82 | 2673877.9089 | 1235203.3082
83 | 2673863.8849 | 1235238.5135
84 | 2673910.388 | 1235127.1933
85 | 2673901.0268 | 1235121.7663
86 | 2673914.9578 | 1235127.3391
87 | 2673882.5403 | 1235148.1433
88 | 2674054.6955 | 1235212.3317
89 | 2673977.3397 | 1235204.0937
90 | 2674083.3772 | 1235225.5492
91 | 2674042.646 | 1235226.5329
92 | 2674078.1698 | 1235261.9146
93 | 2674037.82 | 1235235.614
94 | 2673917.676 | 1235026.6136
95 | 2673957.8337 | 1234994.299
96 | 2673900.3751 | 1235028.5792
97 | 2673958.7224 | 1234993.4844
98 | 2673872.0195 | 1235030.6148
99 | 2673891.9115 | 1235044.5071
100 | 2673963.2639 | 1234989.3217
101 | 2673868.6761 | 1235062.6306
102 | 2673815.9961 | 1235034.5681
103 | 2673831.0849 | 1235014.8227
104 | 2673810.6152 | 1235034.8141
105 | 2673853.7158 | 1235082.1056
106 | 2673836.133 | 1235008.5905
107 | 2673808.5586 | 1235034.9081
108 | 2673853.458 | 1235082.5271
109 | 2673878.3672 | 1235147.1266
110 | 2673876.8436 | 1235146.7554
111 | 2673860.3346 | 1235141.7508
112 | 2673895.8506 | 1235118.7655
113 | 2673919.1106 | 1235120.2625
114 | 2673832.2625 | 1235132.1056
115 | 2673890.4231 | 1235115.619
116 | 2673830.3086 | 1235131.4342
117 | 2673827.7084 | 1235130.8494
118 | 2673834.6659 | 1235120.6397
119 | 2673809.4014 | 1235126.6779
120 | 2673844.9264 | 1235098.4319
121 | 2673809.2018 | 1235126.6317
122 | 2673845.1989 | 1235097.7929
123 | 2673874.7115 | 1235104.6492
124 | 2673876.2819 | 1235099.7526
125 | 2673876.6991 | 1235097.9723
126 | 2673887.6416 | 1235114.3799
127 | 2673878.1418 | 1235091.8156
128 | 2673879.0193 | 1235089.9363
129 | 2673885.149 | 1235084.813
130 | 2673906.4627 | 1235089.8523
131 | 2673968.9628 | 1235202.0327
132 | 2673957.9297 | 1235199.3182
133 | 2673949.8057 | 1235197.3194
134 | 2673884.7517 | 1235243.6074
135 | 2673885.8299 | 1235243.8706
136 | 2673895.1625 | 1235246.1488
137 | 2673903.0705 | 1235248.0793
138 | 2673911.9736 | 1235250.2526
139 | 2673874.6959 | 1235201.7894
140 | 2673913.0652 | 1235250.5191
141 | 2673871.9189 | 1235201.854
142 | 2673922.3957 | 1235252.7968
143 | 2673931.1237 | 1235254.9275
144 | 2673939.2345 | 1235256.9074
145 | 2673940.256 | 1235257.1568
146 | 2673949.5867 | 1235259.4345
147 | 2673967.5305 | 1235263.8149
148 | 2673976.8758 | 1235266.0962
149 | 2674025.012 | 1235314.2273
150 | 2674027.6356 | 1235282.1068
151 | 2674024.8557 | 1235260.0087
152 | 2674021.0771 | 1235266.833
153 | 2674027.2507 | 1235255.5022
154 | 2673969.4463 | 1235288.6251
155 | 2674002.4102 | 1235302.6962
156 | 2674028.543 | 1235253.0705
157 | 2673937.5958 | 1235306.8862
158 | 2673988.6032 | 1235329.2223
159 | 2674029.5815 | 1235251.1164
160 | 2673931.6689 | 1235315.0997
161 | 2673921.7362 | 1235326.4707
162 | 2673913.1577 | 1235325.1817
163 | 2673904.562 | 1235323.084
164 | 2673839.408 | 1235196.3293
165 | 2673860.1659 | 1235203.4322
166 | 2673833.1074 | 1235194.1733
167 | 2673866.3125 | 1235202.5459
168 | 2674045.1382 | 1234945.6449
169 | 2674040.1092 | 1234950.7762
170 | 2674029.3025 | 1234940.7354
171 | 2674041.464 | 1234916.1695
172 | 2674017.0322 | 1234900.2427
173 | 2674032.8626 | 1234925.1367
174 | 2674023.2735 | 1234935.1336
175 | 2673990.4177 | 1234891.8171
176 | 2674018.964 | 1234939.1346
177 | 2673985.4551 | 1234890.1961
178 | 2674017.6084 | 1234940.3933
179 | 2674011.8917 | 1234945.7009
180 | 2674006.9353 | 1234950.3026
181 | 2674002.5994 | 1234954.3282
182 | 2673989.2681 | 1234966.0369
183 | 2673988.4243 | 1234966.7532
184 | 2673978.2681 | 1234975.5688
185 | 2673977.8386 | 1234975.9625
186 | 2673974.9882 | 1234978.5751
187 | 2673973.1223 | 1234980.2855
188 | 2673970.22 | 1234982.9456
189 | 2673961.6841 | 1234880.3183
190 | 2673948.3342 | 1234898.7083
191 | 2673934.783 | 1234914.2751
192 | 2673926.2911 | 1234924.0301
193 | 2673922.5619 | 1234927.8951
194 | 2673899.9138 | 1234912.5599
195 | 2673909.0129 | 1234941.9377
196 | 2673865.6088 | 1234891.7536
197 | 2673891.0104 | 1234960.5959
198 | 2673835.7297 | 1234871.1135
199 | 2673857.8612 | 1234902.7612
200 | 2673876.3139 | 1234975.8278
201 | 2673816.9775 | 1234858.1598
202 | 2673857.7495 | 1234902.9199
203 | 2673874.1228 | 1234978.0987
204 | 2673861.6663 | 1234982.7061
205 | 2673856.7672 | 1234983.1172
206 | 2673851.2108 | 1234989.9767
207 | 2673846.1846 | 1234996.1816
208 | 2673843.9857 | 1234998.8962
209 | 2673800.6341 | 1235035.358
210 | 2673782.5132 | 1235036.8598
211 | 2673797.4176 | 1234844.3615
212 | 2673811.1781 | 1234866.0522
213 | 2673854.4096 | 1234907.6652
214 | 2673771.0232 | 1234825.7418
215 | 2673854.3453 | 1234907.7566
216 | 2673773.7562 | 1234995.8614
217 | 2673764.7131 | 1234979.0779
218 | 2673770.4101 | 1234970.9809
219 | 2673743.5688 | 1234960.5968
220 | 2673747.69 | 1234954.9324
221 | 2673770.9866 | 1234825.716
222 | 2673770.9474 | 1234825.6883
223 | 2673814.3959 | 1234919.8289
224 | 2673829.955 | 1234929.1028
225 | 2673840.6801 | 1234927.1718
226 | 2673827.1103 | 1234936.9721
227 | 2673844.0951 | 1234922.3199
228 | 2673827.1064 | 1234936.9774
229 | 2673766.1402 | 1234967.9648
230 | 2673847.4957 | 1234917.4885
231 | 2673823.626 | 1234941.7965
232 | 2673757.391 | 1234900.9984
233 | 2673757.356 | 1234900.9729
234 | 2673850.9257 | 1234912.6151
235 | 2673820.1771 | 1234946.5719
236 | 2673775.5328 | 1234974.5992
237 | 2673736.1876 | 1234885.5562
238 | 2673748.0999 | 1234809.5708
239 | 2673748.0629 | 1234809.5447
240 | 2673770.9108 | 1234825.6625
241 | 2673724.4205 | 1234792.8664
242 | 2673718.0844 | 1234822.279
243 | 2673716.8712 | 1234826.5339
244 | 2673708.8646 | 1234848.9511
245 | 2673732.1771 | 1234882.6354
246 | 2673729.7133 | 1234880.841
247 | 2673728.1656 | 1234879.7139
248 | 2673702.6666 | 1234861.1432
249 | 2673691.1202 | 1234879.5781
250 | 2673713.449 | 1234868.9959
251 | 2673690.9101 | 1234879.9134
252 | 2673717.5143 | 1234871.9567
253 | 2673690.7594 | 1234880.154
254 | 2673721.5801 | 1234874.9177
255 | 2673724.1516 | 1234876.7905
256 | 2673725.6473 | 1234877.8798
257 | 2673786.8483 | 1234976.9328
258 | 2673816.7026 | 1234951.3829
259 | 2673813.2266 | 1234956.1958
260 | 2673809.7477 | 1234961.0128
261 | 2673804.9028 | 1234962.7419
262 | 2673797.3673 | 1234962.4955
263 | 2673793.8266 | 1234967.355
264 | 2673790.3501 | 1234972.1265
265 | 2673942.078 | 1235024.5507

## line_std_types
| c_nf_per_km | r_ohm_per_km | x_ohm_per_km | max_i_ka | type | q_mm2 | alpha | voltage_rating
NAYY 4x50 SE | 210 | 0.642 | 0.083 | 0.142 | cs | 50 | 0.00403 | LV
NAYY 4x120 SE | 264 | 0.225 | 0.08 | 0.242 | cs | 120 | 0.00403 | LV
NAYY 4x150 SE | 261 | 0.208 | 0.08 | 0.27 | cs | 150 | 0.00403 | LV
NA2XS2Y 1x95 RM/25 12/20 kV | 216 | 0.313 | 0.132 | 0.252 | cs | 95 | 0.00403 | MV
NA2XS2Y 1x185 RM/25 12/20 kV | 273 | 0.161 | 0.117 | 0.362 | cs | 185 | 0.00403 | MV
NA2XS2Y 1x240 RM/25 12/20 kV | 304 | 0.122 | 0.112 | 0.421 | cs | 240 | 0.00403 | MV
NA2XS2Y 1x95 RM/25 6/10 kV | 315 | 0.313 | 0.123 | 0.249 | cs | 95 | 0.00403 | MV
NA2XS2Y 1x185 RM/25 6/10 kV | 406 | 0.161 | 0.11 | 0.358 | cs | 185 | 0.00403 | MV
NA2XS2Y 1x240 RM/25 6/10 kV | 456 | 0.122 | 0.105 | 0.416 | cs | 240 | 0.00403 | MV
NA2XS2Y 1x150 RM/25 12/20 kV | 250 | 0.206 | 0.116 | 0.319 | cs | 150 | 0.00403 | MV
NA2XS2Y 1x120 RM/25 12/20 kV | 230 | 0.253 | 0.119 | 0.283 | cs | 120 | 0.00403 | MV
NA2XS2Y 1x70 RM/25 12/20 kV | 190 | 0.443 | 0.132 | 0.22 | cs | 70 | 0.00403 | MV
NA2XS2Y 1x150 RM/25 6/10 kV | 360 | 0.206 | 0.11 | 0.315 | cs | 150 | 0.00403 | MV
NA2XS2Y 1x120 RM/25 6/10 kV | 340 | 0.253 | 0.113 | 0.28 | cs | 120 | 0.00403 | MV
NA2XS2Y 1x70 RM/25 6/10 kV | 280 | 0.443 | 0.123 | 0.217 | cs | 70 | 0.00403 | MV
N2XS(FL)2Y 1x120 RM/35 64/110 kV | 112 | 0.153 | 0.166 | 0.366 | cs | 120 | 0.00393 | HV
N2XS(FL)2Y 1x185 RM/35 64/110 kV | 125 | 0.099 | 0.156 | 0.457 | cs | 185 | 0.00393 | HV
N2XS(FL)2Y 1x240 RM/35 64/110 kV | 135 | 0.075 | 0.149 | 0.526 | cs | 240 | 0.00393 | HV
N2XS(FL)2Y 1x300 RM/35 64/110 kV | 144 | 0.06 | 0.144 | 0.588 | cs | 300 | 0.00393 | HV
15-AL1/3-ST1A 0.4 | 11 | 1.8769 | 0.35 | 0.105 | ol | 16 | 0.00403 | LV
24-AL1/4-ST1A 0.4 | 11.25 | 1.2012 | 0.335 | 0.14 | ol | 24 | 0.00403 | LV
48-AL1/8-ST1A 0.4 | 12.2 | 0.5939 | 0.3 | 0.21 | ol | 48 | 0.00403 | LV
94-AL1/15-ST1A 0.4 | 13.2 | 0.306 | 0.29 | 0.35 | ol | 94 | 0.00403 | LV
34-AL1/6-ST1A 10.0 | 9.7 | 0.8342 | 0.36 | 0.17 | ol | 34 | 0.00403 | MV
48-AL1/8-ST1A 10.0 | 10.1 | 0.5939 | 0.35 | 0.21 | ol | 48 | 0.00403 | MV
70-AL1/11-ST1A 10.0 | 10.4 | 0.4132 | 0.339 | 0.29 | ol | 70 | 0.00403 | MV
94-AL1/15-ST1A 10.0 | 10.75 | 0.306 | 0.33 | 0.35 | ol | 94 | 0.00403 | MV
122-AL1/20-ST1A 10.0 | 11.1 | 0.2376 | 0.323 | 0.41 | ol | 122 | 0.00403 | MV
149-AL1/24-ST1A 10.0 | 11.25 | 0.194 | 0.315 | 0.47 | ol | 149 | 0.00403 | MV
34-AL1/6-ST1A 20.0 | 9.15 | 0.8342 | 0.382 | 0.17 | ol | 34 | 0.00403 | MV
48-AL1/8-ST1A 20.0 | 9.5 | 0.5939 | 0.372 | 0.21 | ol | 48 | 0.00403 | MV
70-AL1/11-ST1A 20.0 | 9.7 | 0.4132 | 0.36 | 0.29 | ol | 70 | 0.00403 | MV
94-AL1/15-ST1A 20.0 | 10 | 0.306 | 0.35 | 0.35 | ol | 94 | 0.00403 | MV
122-AL1/20-ST1A 20.0 | 10.3 | 0.2376 | 0.344 | 0.41 | ol | 122 | 0.00403 | MV
149-AL1/24-ST1A 20.0 | 10.5 | 0.194 | 0.337 | 0.47 | ol | 149 | 0.00403 | MV
184-AL1/30-ST1A 20.0 | 10.75 | 0.1571 | 0.33 | 0.535 | ol | 184 | 0.00403 | MV
243-AL1/39-ST1A 20.0 | 11 | 0.1188 | 0.32 | 0.645 | ol | 243 | 0.00403 | MV
48-AL1/8-ST1A 110.0 | 8 | 0.5939 | 0.46 | 0.21 | ol | 48 | 0.00403 | HV
70-AL1/11-ST1A 110.0 | 8.4 | 0.4132 | 0.45 | 0.29 | ol | 70 | 0.00403 | HV
94-AL1/15-ST1A 110.0 | 8.65 | 0.306 | 0.44 | 0.35 | ol | 94 | 0.00403 | HV
122-AL1/20-ST1A 110.0 | 8.5 | 0.2376 | 0.43 | 0.41 | ol | 122 | 0.00403 | HV
149-AL1/24-ST1A 110.0 | 8.75 | 0.194 | 0.41 | 0.47 | ol | 149 | 0.00403 | HV
184-AL1/30-ST1A 110.0 | 8.8 | 0.1571 | 0.4 | 0.535 | ol | 184 | 0.00403 | HV
243-AL1/39-ST1A 110.0 | 9 | 0.1188 | 0.39 | 0.645 | ol | 243 | 0.00403 | HV
305-AL1/39-ST1A 110.0 | 9.2 | 0.0949 | 0.38 | 0.74 | ol | 305 | 0.00403 | HV
490-AL1/64-ST1A 110.0 | 9.75 | 0.059 | 0.37 | 0.96 | ol | 490 | 0.00403 | HV
679-AL1/86-ST1A 110.0 | 9.95 | 0.042 | 0.36 | 1.15 | ol | 679 | 0.00403 | HV
490-AL1/64-ST1A 220.0 | 10 | 0.059 | 0.285 | 0.96 | ol | 490 | 0.00403 | HV
679-AL1/86-ST1A 220.0 | 11.7 | 0.042 | 0.275 | 1.15 | ol | 679 | 0.00403 | HV
490-AL1/64-ST1A 380.0 | 11 | 0.059 | 0.253 | 0.96 | ol | 490 | 0.00403 | HV
679-AL1/86-ST1A 380.0 | 14.6 | 0.042 | 0.25 | 1.15 | ol | 679 | 0.00403 | HV

## trafo_std_types
| i0_percent | pfe_kw | vkr_percent | sn_mva | vn_lv_kv | vn_hv_kv | vk_percent | shift_degree | vector_group | tap_side | tap_neutral | tap_min | tap_max | tap_step_degree | tap_step_percent | tap_phase_shifter
160 MVA 380/110 kV | 0.06 | 60 | 0.25 | 160 | 110 | 380 | 12.2 | 0 | Yy0 | hv | 0 | -9 | 9 | 0 | 1.5 | FALSE
100 MVA 220/110 kV | 0.06 | 55 | 0.26 | 100 | 110 | 220 | 12 | 0 | Yy0 | hv | 0 | -9 | 9 | 0 | 1.5 | FALSE
63 MVA 110/20 kV | 0.04 | 22 | 0.32 | 63 | 20 | 110 | 18 | 150 | YNd5 | hv | 0 | -9 | 9 | 0 | 1.5 | FALSE
40 MVA 110/20 kV | 0.05 | 18 | 0.34 | 40 | 20 | 110 | 16.2 | 150 | YNd5 | hv | 0 | -9 | 9 | 0 | 1.5 | FALSE
25 MVA 110/20 kV | 0.07 | 14 | 0.41 | 25 | 20 | 110 | 12 | 150 | YNd5 | hv | 0 | -9 | 9 | 0 | 1.5 | FALSE
63 MVA 110/10 kV | 0.04 | 22 | 0.32 | 63 | 10 | 110 | 18 | 150 | YNd5 | hv | 0 | -9 | 9 | 0 | 1.5 | FALSE
40 MVA 110/10 kV | 0.05 | 18 | 0.34 | 40 | 10 | 110 | 16.2 | 150 | YNd5 | hv | 0 | -9 | 9 | 0 | 1.5 | FALSE
25 MVA 110/10 kV | 0.07 | 14 | 0.41 | 25 | 10 | 110 | 12 | 150 | YNd5 | hv | 0 | -9 | 9 | 0 | 1.5 | FALSE
0.25 MVA 20/0.4 kV | 0.32 | 0.8 | 1.44 | 0.25 | 0.4 | 20 | 6 | 150 | Yzn5 | hv | 0 | -2 | 2 | 0 | 2.5 | FALSE
0.4 MVA 20/0.4 kV | 0.3375 | 1.35 | 1.425 | 0.4 | 0.4 | 20 | 6 | 150 | Dyn5 | hv | 0 | -2 | 2 | 0 | 2.5 | FALSE
0.63 MVA 20/0.4 kV | 0.2619 | 1.65 | 1.206 | 0.63 | 0.4 | 20 | 6 | 150 | Dyn5 | hv | 0 | -2 | 2 | 0 | 2.5 | FALSE
0.25 MVA 10/0.4 kV | 0.24 | 0.6 | 1.2 | 0.25 | 0.4 | 10 | 4 | 150 | Dyn5 | hv | 0 | -2 | 2 | 0 | 2.5 | FALSE
0.4 MVA 10/0.4 kV | 0.2375 | 0.95 | 1.325 | 0.4 | 0.4 | 10 | 4 | 150 | Dyn5 | hv | 0 | -2 | 2 | 0 | 2.5 | FALSE
0.63 MVA 10/0.4 kV | 0.1873 | 1.18 | 1.0794 | 0.63 | 0.4 | 10 | 4 | 150 | Dyn5 | hv | 0 | -2 | 2 | 0 | 2.5 | FALSE

## trafo3w_std_types
| sn_hv_mva | sn_mv_mva | sn_lv_mva | vn_hv_kv | vn_mv_kv | vn_lv_kv | vk_hv_percent | vk_mv_percent | vk_lv_percent | vkr_hv_percent | vkr_mv_percent | vkr_lv_percent | pfe_kw | i0_percent | shift_mv_degree | shift_lv_degree | vector_group | tap_side | tap_neutral | tap_min | tap_max | tap_step_percent
63/25/38 MVA 110/20/10 kV | 63 | 25 | 38 | 110 | 20 | 10 | 10.4 | 10.4 | 10.4 | 0.28 | 0.32 | 0.35 | 35 | 0.89 | 0 | 0 | YN0yn0yn0 | hv | 0 | -10 | 10 | 1.2
63/25/38 MVA 110/10/10 kV | 63 | 25 | 38 | 110 | 10 | 10 | 10.4 | 10.4 | 10.4 | 0.28 | 0.32 | 0.35 | 35 | 0.89 | 0 | 0 | YN0yn0yn0 | hv | 0 | -10 | 10 | 1.2

## fuse_std_types
| fuse_type | i_rated_a | t_avg | t_min | t_total | x_avg | x_min | x_total
HV 100A | HV 100A | 100 | 0 | [10.0, 3.64, 0.854, 0.281, 0.1, 0.0531, 0.022, 0.01] | [10.0, 4.267, 1.21, 0.403, 0.1, 0.058, 0.022, 0.01] | 0 | [300.0, 350.0, 450.0, 550.0, 700.0, 850.0, 1200.0, 1752.0] | [600.0, 700.0, 900.0, 1150.0, 1665.0, 2000.0, 3000.0, 4313.0]
HV 10A | HV 10A | 10 | 0 | [10.0, 1675.0, 0.344, 0.156, 0.1, 0.0417, 0.0171, 0.01] | [10.0, 1.3, 0.3, 0.155, 0.1, 0.0555, 0.023, 0.01] | 0 | [30.0, 32.0, 35.0, 37.0, 39.0, 50.0, 70.0, 88.0] | [60.0, 70.0, 80.0, 87.0, 94.0, 110.0, 150.0, 216.0]
HV 125A | HV 125A | 125 | 0 | [10.0, 1.82, 0.344, 0.1, 0.0467, 0.0269, 0.01] | [10.0, 2.478, 0.426, 0.1, 0.0427, 0.0211, 0.01] | 0 | [375.0, 500.0, 700.0, 925.0, 1200.0, 1500.0, 2341.0] | [750.0, 1000.0, 1500.0, 2200.0, 3000.0, 4000.0, 5765.0]
HV 160A | HV 160A | 160 | 0 | [10.0, 4.15, 1.03, 0.198, 0.1, 0.051, 0.0172, 0.01] | [10.0, 2.3, 0.734, 0.274, 0.1, 0.046, 0.0177, 0.01] | 0 | [480.0, 550.0, 700.0, 1000.0, 1260.0, 1600.0, 2500.0, 3227.0] | [960.0, 1300.0, 1700.0, 2200.0, 2996.0, 4000.0, 6000.0, 7946.0]
HV 16A | HV 16A | 16 | 0 | [10.0, 0.352, 0.164, 0.1, 0.0649, 0.0342, 0.01] | [10.0, 2.34, 0.722, 0.181, 0.1, 0.055, 0.0296, 0.01] | 0 | [48.0, 60.0, 65.0, 71.0, 80.0, 100.0, 162.0] | [96.0, 110.0, 125.0, 150.0, 168.0, 200.0, 250.0, 398.0]
HV 200A | HV 200A | 200 | 0 | [10.0, 4.267, 1.21, 0.403, 0.1, 0.058, 0.022, 0.01] | [10.0, 3.73, 1.654, 0.328, 0.1, 0.0531, 0.019, 0.01] | 0 | [600.0, 700.0, 900.0, 1150.0, 1665.0, 2000.0, 3000.0, 4313.0] | [1200.0, 1500.0, 1800.0, 2700.0, 3960.0, 5000.0, 7500.0, 10620.0]
HV 20A | HV 20A | 20 | 0 | [10.0, 1.3, 0.3, 0.155, 0.1, 0.0555, 0.023, 0.01] | [10.0, 1.3, 0.161, 0.1, 0.0611, 0.0399, 0.0141, 0.01] | 0 | [60.0, 70.0, 80.0, 87.0, 94.0, 110.0, 150.0, 216.0] | [120.0, 150.0, 200.0, 223.0, 260.0, 300.0, 450.0, 532.0]
HV 25A | HV 25A | 25 | 0 | [10.0, 2.512, 0.833, 0.299, 0.1, 0.0372, 0.0223, 0.01] | [10.0, 3.125, 0.597, 0.198, 0.1, 0.0378, 0.022, 0.01] | 0 | [75.0, 82.0, 90.0, 100.0, 124.0, 170.0, 200.0, 289.0] | [150.0, 170.0, 210.0, 250.0, 294.0, 400.0, 500.0, 711.0]
HV 31.5A | HV 31.5A | 31.5 | 0 | [10.0, 2.34, 0.722, 0.181, 0.1, 0.055, 0.0296, 0.01] | [10.0, 2.84, 0.368, 0.164, 0.1, 0.0621, 0.0378, 0.0195, 0.01] | 0 | [95.0, 110.0, 125.0, 150.0, 165.0, 200.0, 250.0, 390.0] | [189.0, 220.0, 300.0, 350.0, 393.0, 450.0, 530.0, 700.0, 960.0]
HV 40A | HV 40A | 40 | 0 | [10.0, 1.3, 0.161, 0.1, 0.0611, 0.0399, 0.0141, 0.01] | [10.0, 2.05, 0.369, 0.198, 0.1, 0.051, 0.0298, 0.01] | 0 | [120.0, 150.0, 200.0, 223.0, 260.0, 300.0, 450.0, 532.0] | [240.0, 300.0, 400.0, 450.0, 530.0, 650.0, 800.0, 1311.0]
HV 50A | HV 50A | 50 | 0 | [10.0, 3.215, 0.597, 0.198, 0.1, 0.0378, 0.022, 0.01] | [10.0, 3.64, 0.854, 0.281, 0.1, 0.0531, 0.022, 0.01] | 0 | [150.0, 170.0, 210.0, 250.0, 294.0, 400.0, 500.0, 711.0] | [300.0, 350.0, 450.0, 550.0, 700.0, 850.0, 1200.0, 1752.0]
HV 6.3A | HV 6.3A | 6.3 | 0 | [10.0, 1.39, 0.344, 0.168, 0.1, 0.056, 0.0263, 0.01] | [10.0, 1.711, 0.516, 0.198, 0.1, 0.0634, 0.0303, 0.01] | 0 | [19.0, 19.5, 20.4, 20.8, 22.0, 25.0, 32.0, 48.0] | [38.0, 40.0, 43.0, 48.0, 53.0, 60.0, 75.0, 118.0]
HV 63A | HV 63A | 63 | 0 | [10.0, 2.84, 0.368, 0.164, 0.1, 0.0621, 0.0378, 0.0195, 0.01] | [10.0, 1.82, 0.344, 0.1, 0.0467, 0.0269, 0.01] | 0 | [189.0, 220.0, 300.0, 350.0, 393.0, 450.0, 530.0, 700.0, 961.0] | [378.0, 500.0, 700.0, 934.0, 1200.0, 1500.0, 2366.0]
HV 80A | HV 80A | 80 | 0 | [10.0, 2.05, 0.369, 0.198, 0.1, 0.051, 0.0298, 0.01] | [10.0, 4.15, 1.03, 0.198, 0.1, 0.051, 0.0172, 0.01] | 0 | [240.0, 300.0, 400.0, 450.0, 530.0, 650.0, 800.0, 1311.0] | [480.0, 550.0, 700.0, 1000.0, 1260.0, 1600.0, 2500.0, 3227.0]
Siemens NH-1-100 | Siemens NH-1-100 | 100 | [5400.0, 2000.0, 400.0, 20.0, 1.0, 0.2, 0.012, 0.004] | 0 | 0 | [150.0, 190.0, 250.0, 430.0, 900.0, 1250.0, 2700.0, 3600.0] | 0 | 0
Siemens NH-1-125 | Siemens NH-1-125 | 125 | [4800.0, 120.0, 7.0, 0.1, 0.004] | 0 | 0 | [180.0, 400.0, 740.0, 2000.0, 4250.0] | 0 | 0
Siemens NH-1-16 | Siemens NH-1-16 | 16 | [4000.0, 400.0, 2.0, 0.1, 0.04, 0.01] | 0 | 0 | [26.0, 35.0, 75.0, 150.0, 200.0, 300.0] | 0 | 0
Siemens NH-1-160 | Siemens NH-1-160 | 160 | [4800.0, 120.0, 7.0, 0.1, 0.004] | 0 | 0 | [210.0, 500.0, 900.0, 2300.0, 5000.0] | 0 | 0
Siemens NH-1-25 | Siemens NH-1-25 | 25 | [4000.0, 1000.0, 10.0, 0.2, 0.02, 0.01] | 0 | 0 | [40.0, 50.0, 100.0, 210.0, 400.0, 500.0] | 0 | 0
Siemens NH-1-50 | Siemens NH-1-50 | 50 | [4000.0, 40.0, 4.0, 1.0, 0.02, 0.01] | 0 | 0 | [86.0, 200.0, 300.0, 400.0, 1000.0, 1280.0] | 0 | 0
Siemens NH-1-63 | Siemens NH-1-63 | 63 | [4000.0, 100.0, 10.0, 2.0, 0.04, 0.01] | 0 | 0 | [100.0, 200.0, 300.0, 400.0, 1000.0, 1500.0] | 0 | 0
Siemens NH-1-80 | Siemens NH-1-80 | 80 | [4800.0, 120.0, 7.0, 0.1, 0.01] | 0 | 0 | [150.58, 250.0, 450.0, 1150.0, 2470.0] | 0 | 0
Siemens NH-2-1000 | Siemens NH-2-1000 | 1000 | [4800.0, 120.0, 7.0, 0.1, 0.004] | 0 | 0 | [1900.0, 3500.0, 8400.0, 24000.0, 52000.0] | 0 | 0
Siemens NH-2-200 | Siemens NH-2-200 | 200 | [4800.0, 120.0, 7.0, 0.1, 0.004] | 0 | 0 | [280.0, 650.0, 1200.0, 3000.0, 7000.0] | 0 | 0
Siemens NH-2-224 | Siemens NH-2-224 | 224 | [4800.0, 120.0, 7.0, 0.2, 0.04, 0.004] | 0 | 0 | [400.0, 750.0, 1453.0, 3025.0, 4315.0, 7600.0] | 0 | 0
Siemens NH-2-250 | Siemens NH-2-250 | 250 | [4800.0, 120.0, 7.0, 0.1, 0.004] | 0 | 0 | [450.0, 800.0, 1650.0, 4000.0, 8500.0] | 0 | 0
Siemens NH-2-315 | Siemens NH-2-315 | 315 | [4800.0, 120.0, 7.0, 0.1, 0.004] | 0 | 0 | [550.0, 920.0, 1900.0, 5000.0, 11000.0] | 0 | 0
Siemens NH-2-355 | Siemens NH-2-355 | 355 | [4800.0, 120.0, 6.0, 0.1, 0.004] | 0 | 0 | [650.0, 1116.27, 2350.0, 5840.0, 12790.0] | 0 | 0
Siemens NH-2-400 | Siemens NH-2-400 | 400 | [4800.0, 120.0, 7.0, 0.1, 0.004] | 0 | 0 | [720.0, 1350.0, 2800.0, 6500.0, 15000.0] | 0 | 0
Siemens NH-2-425 | Siemens NH-2-425 | 425 | [4800.0, 120.0, 7.0, 0.1, 0.004] | 0 | 0 | [850.0, 1500.0, 3050.0, 7500.0, 16500.0] | 0 | 0
Siemens NH-2-630 | Siemens NH-2-630 | 630 | [4800.0, 120.0, 7.0, 0.1, 0.004] | 0 | 0 | [1200.0, 2000.0, 4800.0, 12000.0, 26000.0] | 0 | 0

## res_bus
| vm_pu | va_degree | p_mw | q_mvar
0 | 0.97303 | -0.5191 | 0.0083116 | 0.0020831
1 | 0.97295 | -0.52065 | 0.0022337 | 0.00055981
2 | 0.97357 | -0.50833 | 0 | 0
3 | 0.97287 | -0.52216 | 0.0046855 | 0.0011743
4 | 0.9734 | -0.51179 | 0 | 0
5 | 0.97413 | -0.4973 | 0.0013062 | 0.00032736
6 | 0.97287 | -0.52223 | 0.0025759 | 0.00064557
7 | 0.97273 | -0.52495 | 0 | 0
8 | 0.97424 | -0.49511 | 0.0011171 | 0.00027997
9 | 0.97272 | -0.5251 | 0.00072937 | 0.0001828
10 | 0.97255 | -0.52844 | 0.0046069 | 0.0011546
11 | 0.99424 | -0.10926 | 0.0014968 | 0.00037514
12 | 0.99428 | -0.10863 | 0 | 0
13 | 0.97428 | -0.49439 | 0.00063729 | 0.00015972
14 | 0.97349 | -0.5099 | 0.0037426 | 0.00093799
15 | 0.97351 | -0.50955 | 0 | 0
16 | 0.97187 | -0.54195 | 0 | 0
17 | 0.9943 | -0.1082 | 0.0014159 | 0.00035486
18 | 0.9743 | -0.49392 | 0.00074724 | 0.00018728
19 | 0.97438 | -0.49242 | 0.0060594 | 0.0015186
20 | 0.97477 | -0.48475 | 0.0032396 | 0.00081193
21 | 0.97499 | -0.48031 | 0 | 0
22 | 0.9752 | -0.47621 | 0 | 0
23 | 0.97504 | -0.47945 | 0.013318 | 0.0033377
24 | 0.9753 | -0.47422 | 0 | 0
25 | 0.99961 | -0.0074531 | 0.0047729 | 0.0011962
26 | 0.99964 | -0.0068915 | 0 | 0
27 | 0.97447 | -0.49063 | 0.0036743 | 0.00092086
28 | 0.97603 | -0.45987 | 0.0031362 | 0.00078602
29 | 1 | 0 | -0.56796 | -0.14604
30 | 0.99872 | -0.024284 | 0.0024363 | 0.0006106
31 | 0.97144 | -0.55033 | 0.0060526 | 0.0015169
32 | 0.97141 | -0.55095 | 0.0011392 | 0.00028552
33 | 0.97107 | -0.55773 | 0.006832 | 0.0017123
34 | 0.97097 | -0.55982 | 0.0054761 | 0.0013724
35 | 0.97355 | -0.50889 | 0.001043 | 0.0002614
36 | 0.97356 | -0.50864 | 0 | 0
37 | 0.97353 | -0.50915 | 0.0008154 | 0.00020436
38 | 0.97374 | -0.50497 | 0.0033785 | 0.00084672
39 | 0.9735 | -0.50972 | 0.00040056 | 0.00010039
40 | 0.97391 | -0.50161 | 0.0032646 | 0.00081819
41 | 0.97413 | -0.49742 | 0.0031718 | 0.00079492
42 | 0.97415 | -0.49695 | 0.004257 | 0.0010669
43 | 0.97349 | -0.50993 | 0.0010787 | 0.00027034
44 | 0.97541 | -0.47205 | 0 | 0
45 | 0.97515 | -0.47718 | 0.0051777 | 0.0012977
46 | 0.9756 | -0.46837 | 0.00062428 | 0.00015646
47 | 0.97569 | -0.46665 | 0 | 0
48 | 0.97644 | -0.45196 | 0.0089971 | 0.0022549
49 | 0.9761 | -0.45853 | 0.006034 | 0.0015123
50 | 0.97675 | -0.44573 | 0.0053865 | 0.00135
51 | 0.97681 | -0.44459 | 0.0010841 | 0.00027169
52 | 0.97689 | -0.4431 | 0.0062791 | 0.0015737
53 | 0.9775 | -0.43101 | 0.0025866 | 0.00064826
54 | 0.97759 | -0.42936 | 0 | 0
55 | 0.97783 | -0.42465 | 0.0025865 | 0.00064824
56 | 0.97838 | -0.41388 | 0.0025709 | 0.00064433
57 | 0.97858 | -0.40995 | 0.0018906 | 0.00047383
58 | 0.97678 | -0.44515 | 0.0026276 | 0.00065853
59 | 0.97951 | -0.39183 | 0 | 0
60 | 0.97627 | -0.45531 | 0.0084497 | 0.0021177
61 | 0.98044 | -0.37355 | 0.0018813 | 0.0004715
62 | 0.97884 | -0.40489 | 0.0025734 | 0.00064494
63 | 0.97622 | -0.45636 | 0 | 0
64 | 0.9738 | -0.50371 | 0 | 0
65 | 0.97419 | -0.49615 | 0.0012853 | 0.00032212
66 | 0.97353 | -0.50901 | 0.0012875 | 0.00032267
67 | 0.98117 | -0.35944 | 0.0029093 | 0.00072913
68 | 0.97791 | -0.42304 | 0.00943 | 0.0023634
69 | 0.97602 | -0.46021 | 0.0017876 | 0.00044801
70 | 0.97606 | -0.45932 | 0.0088644 | 0.0022216
71 | 0.97746 | -0.43187 | 0 | 0
72 | 0.97729 | -0.43522 | 0.00052443 | 0.00013144
73 | 0.9767 | -0.44678 | 0.0022487 | 0.00056358
74 | 0.97717 | -0.43756 | 0.00084425 | 0.00021159
75 | 0.9762 | -0.45654 | 0.0012855 | 0.00032217
76 | 0.97446 | -0.49081 | 0.0035647 | 0.0008934
77 | 0.97291 | -0.52131 | 0 | 0
78 | 0.98282 | -0.32736 | 0.00094468 | 0.00023676
79 | 0.9758 | -0.46438 | 0 | 0
80 | 0.97587 | -0.46308 | 0.0035577 | 0.00089165
81 | 0.97475 | -0.485 | 0.0035563 | 0.0008913
82 | 0.97282 | -0.52316 | 0.0015597 | 0.0003909
83 | 0.97225 | -0.53428 | 0 | 0
84 | 0.97593 | -0.46202 | 0 | 0
85 | 0.97587 | -0.46321 | 0.0018493 | 0.00046348
86 | 0.97595 | -0.46152 | 0.0022564 | 0.0005655
87 | 0.98325 | -0.31896 | 0.00091115 | 0.00022835
88 | 0.97526 | -0.475 | 0.0029782 | 0.00074642
89 | 0.97583 | -0.46387 | 0.0013561 | 0.00033986
90 | 0.97548 | -0.47079 | 0.0034163 | 0.0008562
91 | 0.97448 | -0.49032 | 0.0031993 | 0.00080181
92 | 0.97536 | -0.47314 | 0.0034745 | 0.00087078
93 | 0.97408 | -0.49814 | 0.0028329 | 0.00070999
94 | 0.99863 | -0.025764 | 0.0050818 | 0.0012736
95 | 0.99804 | -0.037116 | 0.0019164 | 0.00048029
96 | 0.9972 | -0.052643 | 0.0040441 | 0.0010136
97 | 0.99799 | -0.038112 | 0.0024501 | 0.00061405
98 | 0.99715 | -0.053589 | 0.0018986 | 0.00047583
99 | 0.99567 | -0.081476 | 0.0084446 | 0.0021164
100 | 0.99772 | -0.043135 | 0.0018457 | 0.00046258
101 | 0.99335 | -0.12545 | 0.0060574 | 0.0015181
102 | 0.98337 | -0.31902 | 0 | 0
103 | 0.98359 | -0.31468 | 0.0016761 | 0.00042007
104 | 0.98332 | -0.31996 | 0.0022434 | 0.00056225
105 | 0.99143 | -0.16193 | 0.0021908 | 0.00054907
106 | 0.98368 | -0.31304 | 0.0016756 | 0.00041994
107 | 0.98331 | -0.32023 | 0.003091 | 0.00077469
108 | 0.99139 | -0.16265 | 0.0021631 | 0.00054213
109 | 0.98357 | -0.3129 | 0.0013948 | 0.00034956
110 | 0.98368 | -0.31068 | 0.000913 | 0.00022882
111 | 0.98495 | -0.28619 | 0.0015982 | 0.00040053
112 | 0.97584 | -0.46366 | 0.0019137 | 0.00047962
113 | 0.97602 | -0.46028 | 0.0018712 | 0.00046896
114 | 0.98714 | -0.24404 | 0.0008761 | 0.00021957
115 | 0.97583 | -0.46392 | 0.0011352 | 0.00028451
116 | 0.98729 | -0.2411 | 0 | 0
117 | 0.98728 | -0.24135 | 0.0025106 | 0.00062922
118 | 0.98817 | -0.22431 | 0.0011215 | 0.00028107
119 | 0.98723 | -0.24223 | 0.0014793 | 0.00037075
120 | 0.99001 | -0.18899 | 0.0022128 | 0.00055459
121 | 0.98723 | -0.24223 | 0.0011493 | 0.00028803
122 | 0.99006 | -0.18798 | 0.0016714 | 0.0004189
123 | 0.97551 | -0.47033 | 0.00094871 | 0.00023777
124 | 0.97551 | -0.47024 | 0.00094673 | 0.00023727
125 | 0.97551 | -0.47018 | 0.001204 | 0.00030175
126 | 0.97583 | -0.46398 | 0.0010999 | 0.00027566
127 | 0.97553 | -0.46982 | 0.0011963 | 0.00029982
128 | 0.97554 | -0.46966 | 0.0011995 | 0.00030063
129 | 0.97559 | -0.46872 | 0.0043201 | 0.0010827
130 | 0.97579 | -0.46479 | 0.0053883 | 0.0013504
131 | 0.97548 | -0.47061 | 0.0035634 | 0.00089307
132 | 0.97507 | -0.47875 | 0.0012851 | 0.00032207
133 | 0.97478 | -0.48455 | 0.0012872 | 0.0003226
134 | 0.97188 | -0.54171 | 0.0016277 | 0.00040795
135 | 0.97186 | -0.54206 | 0.0016572 | 0.00041535
136 | 0.97172 | -0.5448 | 0.0016546 | 0.00041468
137 | 0.97162 | -0.54688 | 0.0021126 | 0.00052946
138 | 0.97152 | -0.54885 | 0.0012735 | 0.00031916
139 | 0.97279 | -0.52359 | 0.00099218 | 0.00024866
140 | 0.97151 | -0.54907 | 0.0012967 | 0.00032497
141 | 0.97278 | -0.52387 | 0.00099069 | 0.00024829
142 | 0.97142 | -0.55069 | 0.0012942 | 0.00032437
143 | 0.97136 | -0.55199 | 0.00128 | 0.00032079
144 | 0.97131 | -0.553 | 0.0012737 | 0.00031922
145 | 0.9713 | -0.5531 | 0.0012963 | 0.00032488
146 | 0.97127 | -0.55381 | 0.0012948 | 0.0003245
147 | 0.97122 | -0.55472 | 0.0012974 | 0.00032517
148 | 0.97121 | -0.55497 | 0.0013868 | 0.00034756
149 | 0.9728 | -0.52356 | 0.0040686 | 0.0010197
150 | 0.97294 | -0.52078 | 0.0049981 | 0.0012526
151 | 0.97313 | -0.51695 | 0 | 0
152 | 0.97296 | -0.52037 | 0 | 0
153 | 0.97329 | -0.51385 | 0.0015283 | 0.00038304
154 | 0.97219 | -0.53551 | 0.0012292 | 0.00030808
155 | 0.97261 | -0.52724 | 0.0015699 | 0.00039346
156 | 0.97338 | -0.51211 | 0.0027097 | 0.00067912
157 | 0.97173 | -0.54471 | 0.0012426 | 0.00031143
158 | 0.9724 | -0.53146 | 0.0076516 | 0.0019177
159 | 0.97345 | -0.51059 | 0.0013994 | 0.00035071
160 | 0.97161 | -0.54699 | 0.0076013 | 0.0019051
161 | 0.97155 | -0.54828 | 0 | 0
162 | 0.97151 | -0.54901 | 0.0022732 | 0.00056971
163 | 0.97149 | -0.54939 | 0.0022976 | 0.00057584
164 | 0.97269 | -0.52564 | 0.0012203 | 0.00030583
165 | 0.97274 | -0.52475 | 0.0013127 | 0.000329
166 | 0.97268 | -0.52576 | 0.00099757 | 0.00025001
167 | 0.97276 | -0.52434 | 0.0010043 | 0.0002517
168 | 0.99431 | -0.10798 | 0.001327 | 0.00033258
169 | 0.99434 | -0.10744 | 0.0017069 | 0.00042779
170 | 0.99442 | -0.1059 | 0.00083537 | 0.00020936
171 | 0.9935 | -0.12334 | 0 | 0
172 | 0.99242 | -0.14396 | 0.00072567 | 0.00018187
173 | 0.99396 | -0.11466 | 0.0013431 | 0.0003366
174 | 0.99447 | -0.10491 | 0 | 0
175 | 0.99141 | -0.16344 | 0 | 0
176 | 0.9947 | -0.1006 | 0.0022628 | 0.00056712
177 | 0.99122 | -0.16709 | 0.0024993 | 0.00062638
178 | 0.99477 | -0.099228 | 0.00064878 | 0.0001626
179 | 0.99507 | -0.093413 | 0.00069481 | 0.00017414
180 | 0.99534 | -0.088354 | 0.0006949 | 0.00017416
181 | 0.99557 | -0.083912 | 0.0011776 | 0.00029514
182 | 0.99628 | -0.070509 | 0.0012237 | 0.0003067
183 | 0.99632 | -0.069668 | 0.001384 | 0.00034686
184 | 0.99686 | -0.05937 | 0.0018698 | 0.00046862
185 | 0.99689 | -0.058919 | 0.0018697 | 0.00046859
186 | 0.99705 | -0.055897 | 0.0015696 | 0.00039338
187 | 0.99715 | -0.053902 | 0.0024405 | 0.00061165
188 | 0.99732 | -0.050758 | 0.0022148 | 0.00055508
189 | 0.99029 | -0.18488 | 0 | 0
190 | 0.98947 | -0.20065 | 0.0024158 | 0.00060546
191 | 0.98874 | -0.21468 | 0.0028436 | 0.00071266
192 | 0.98784 | -0.23196 | 0 | 0
193 | 0.98759 | -0.23691 | 0.0024263 | 0.00060808
194 | 0.98522 | -0.28259 | 0.005342 | 0.0013388
195 | 0.9867 | -0.25404 | 0.0024114 | 0.00060435
196 | 0.98175 | -0.34999 | 0 | 0
197 | 0.98559 | -0.27573 | 0.0082669 | 0.0020719
198 | 0.98023 | -0.37955 | 0.0033744 | 0.0008457
199 | 0.98115 | -0.36168 | 0.0017797 | 0.00044604
200 | 0.98484 | -0.29032 | 0.0020133 | 0.00050457
201 | 0.97935 | -0.39676 | 0 | 0
202 | 0.98114 | -0.36184 | 0.0015662 | 0.00039253
203 | 0.98474 | -0.29239 | 0.0080881 | 0.0020271
204 | 0.98437 | -0.29958 | 0.0020565 | 0.00051541
205 | 0.98425 | -0.3019 | 0.0020151 | 0.00050504
206 | 0.98405 | -0.30575 | 0.0023754 | 0.00059533
207 | 0.98389 | -0.30889 | 0.0023762 | 0.00059554
208 | 0.98383 | -0.31012 | 0.0064469 | 0.0016157
209 | 0.98328 | -0.32086 | 0.0022301 | 0.00055893
210 | 0.98324 | -0.32155 | 0.0021125 | 0.00052945
211 | 0.97848 | -0.41379 | 0.0041389 | 0.0010373
212 | 0.97933 | -0.39719 | 0.0024449 | 0.00061276
213 | 0.9809 | -0.36654 | 0.0016058 | 0.00040244
214 | 0.97743 | -0.43438 | 0.0013847 | 0.00034704
215 | 0.9809 | -0.36662 | 0.0015574 | 0.00039033
216 | 0.97743 | -0.4347 | 0.0059424 | 0.0014893
217 | 0.97753 | -0.43263 | 0.0012156 | 0.00030467
218 | 0.9776 | -0.43134 | 0 | 0
219 | 0.97741 | -0.43492 | 0.0054671 | 0.0013702
220 | 0.97745 | -0.43422 | 0 | 0
221 | 0.97743 | -0.43441 | 0.0013847 | 0.00034704
222 | 0.97742 | -0.43444 | 0.0013847 | 0.00034704
223 | 0.97947 | -0.39446 | 0.0029015 | 0.00072718
224 | 0.97953 | -0.39343 | 0 | 0
225 | 0.98004 | -0.38346 | 0.0015792 | 0.00039579
226 | 0.97922 | -0.39942 | 0.0015396 | 0.00038587
227 | 0.98024 | -0.37951 | 0.0015526 | 0.00038912
228 | 0.97922 | -0.39942 | 0.0015852 | 0.00039728
229 | 0.97756 | -0.43197 | 0.0011545 | 0.00028935
230 | 0.98045 | -0.3754 | 0.001575 | 0.00039473
231 | 0.97906 | -0.40257 | 0.0015697 | 0.00039339
232 | 0.97339 | -0.51381 | 0.0043236 | 0.0010836
233 | 0.97339 | -0.5138 | 0.0054874 | 0.0013753
234 | 0.98067 | -0.37109 | 0.0015793 | 0.00039581
235 | 0.97891 | -0.40553 | 0.0015413 | 0.00038627
236 | 0.97768 | -0.42976 | 0.0012151 | 0.00030453
237 | 0.97363 | -0.50908 | 0.0012694 | 0.00031815
238 | 0.97666 | -0.44947 | 0.0013979 | 0.00035036
239 | 0.97666 | -0.4495 | 0.0013988 | 0.00035056
240 | 0.97742 | -0.43446 | 0.0013847 | 0.00034704
241 | 0.97594 | -0.46359 | 0 | 0
242 | 0.97519 | -0.47828 | 0.0013988 | 0.00035056
243 | 0.97509 | -0.48032 | 0.0013966 | 0.00035001
244 | 0.97456 | -0.49078 | 0.0011653 | 0.00029205
245 | 0.97368 | -0.50807 | 0.00095171 | 0.00023852
246 | 0.97372 | -0.50739 | 0.0011642 | 0.00029177
247 | 0.97374 | -0.50693 | 0.00095372 | 0.00023902
248 | 0.97427 | -0.49647 | 0 | 0
249 | 0.97421 | -0.49764 | 0.0010103 | 0.0002532
250 | 0.97402 | -0.50132 | 0.0011642 | 0.00029177
251 | 0.97421 | -0.49765 | 0.00095386 | 0.00023906
252 | 0.97394 | -0.50303 | 0.0011651 | 0.000292
253 | 0.97421 | -0.49766 | 0.00095207 | 0.00023861
254 | 0.97386 | -0.50465 | 0.0011657 | 0.00029215
255 | 0.97381 | -0.5056 | 0.00095339 | 0.00023894
256 | 0.97378 | -0.50612 | 0.0011662 | 0.00029228
257 | 0.97789 | -0.42562 | 0.0012129 | 0.00030398
258 | 0.97877 | -0.40834 | 0.0015753 | 0.00039482
259 | 0.97863 | -0.41099 | 0.0015327 | 0.00038414
260 | 0.97851 | -0.41347 | 0.0015757 | 0.00039491
261 | 0.97837 | -0.41623 | 0.0015819 | 0.00039646
262 | 0.97818 | -0.41995 | 0.0011659 | 0.0002922
263 | 0.97807 | -0.42199 | 0.0011958 | 0.0002997
264 | 0.97798 | -0.42387 | 0.0012151 | 0.00030454
265 | 0.99998 | 149.9956 | 0 | 0

## res_line
| p_from_mw | q_from_mvar | p_to_mw | q_to_mvar | pl_mw | ql_mvar | i_from_ka | i_to_ka | i_ka | vm_from_pu | va_from_degree | vm_to_pu | va_to_degree | loading_percent
0 | 0.0094963 | 0.0023802 | -0.0094956 | -0.0023799 | 7.0084e-07 | 3.3848e-07 | 0.014522 | 0.014523 | 0.014523 | 0.97303 | -0.5191 | 0.97295 | -0.52065 | 3.9897
1 | -0.017808 | -0.0044633 | 0.017817 | 0.0044687 | 9.1383e-06 | 5.4401e-06 | 0.027233 | 0.027233 | 0.027233 | 0.97303 | -0.5191 | 0.97357 | -0.50833 | 7.4816
2 | 0.0072619 | 0.0018201 | -0.0072614 | -0.0018199 | 5.2404e-07 | 1.947e-07 | 0.011106 | 0.011106 | 0.011106 | 0.97295 | -0.52065 | 0.97287 | -0.52216 | 3.0512
3 | 0.024885 | 0.0062538 | -0.024881 | -0.0062513 | 4.0982e-06 | 2.529e-06 | 0.038041 | 0.038041 | 0.038041 | 0.97357 | -0.50833 | 0.9734 | -0.51179 | 10.4508
4 | -0.042702 | -0.010723 | 0.042725 | 0.010736 | 2.2488e-05 | 1.3692e-05 | 0.065274 | 0.065274 | 0.065274 | 0.97357 | -0.50833 | 0.97413 | -0.4973 | 8.9662
5 | 0.0025759 | 0.00064556 | -0.0025759 | -0.00064557 | 7.9154e-09 | -1.1819e-08 | 0.0039398 | 0.0039398 | 0.0039398 | 0.97287 | -0.52216 | 0.97287 | -0.52223 | 1.0824
6 | 0.024881 | 0.0062513 | -0.024866 | -0.0062416 | 1.5621e-05 | 9.6397e-06 | 0.038041 | 0.038041 | 0.038041 | 0.9734 | -0.51179 | 0.97273 | -0.52495 | 10.4509
7 | -0.044031 | -0.011064 | 0.044036 | 0.011066 | 4.606e-06 | 2.4071e-06 | 0.067269 | 0.067269 | 0.067269 | 0.97413 | -0.4973 | 0.97424 | -0.49511 | 4.6201
8 | 0.00072937 | 0.00018266 | -0.00072937 | -0.0001828 | 5.4185e-09 | -1.4062e-07 | 0.0011157 | 0.0011157 | 0.0011157 | 0.97273 | -0.52495 | 0.97272 | -0.5251 | 0.30652
9 | 0.024136 | 0.006059 | -0.024132 | -0.0060565 | 4.0201e-06 | 2.4753e-06 | 0.036925 | 0.036925 | 0.036925 | 0.97273 | -0.52495 | 0.97255 | -0.52844 | 10.1444
10 | -0.045153 | -0.011346 | 0.045154 | 0.011347 | 1.5616e-06 | 8.2504e-07 | 0.068975 | 0.068975 | 0.068975 | 0.97424 | -0.49511 | 0.97428 | -0.49439 | 4.7373
11 | 0.019525 | 0.0049019 | -0.019513 | -0.0048943 | 1.2572e-05 | 7.5803e-06 | 0.029877 | 0.029877 | 0.029877 | 0.97255 | -0.52844 | 0.97187 | -0.54195 | 8.208
12 | -0.0014968 | -0.00037514 | 0.0014969 | 0.00037486 | 4.5014e-08 | -2.8142e-07 | 0.0022402 | 0.0022401 | 0.0022402 | 0.99424 | -0.10926 | 0.99428 | -0.10863 | 0.61543
13 | -0.0014969 | -0.00037486 | 0.0014969 | 0.00037466 | 3.1171e-08 | -1.9491e-07 | 0.0022401 | 0.00224 | 0.0022401 | 0.99428 | -0.10863 | 0.9943 | -0.1082 | 0.6154
14 | -0.045792 | -0.011507 | 0.045793 | 0.011507 | 1.0175e-06 | 5.4068e-07 | 0.069948 | 0.069948 | 0.069948 | 0.97428 | -0.49439 | 0.9743 | -0.49392 | 4.8041
15 | -0.0037426 | -0.00093799 | 0.0037427 | 0.00093796 | 6.2186e-08 | -2.3202e-08 | 0.0057207 | 0.0057207 | 0.0057207 | 0.97349 | -0.5099 | 0.97351 | -0.50955 | 1.5716
16 | -0.0037427 | -0.00093796 | 0.0037428 | 0.00093792 | 1.1726e-07 | -4.3759e-08 | 0.0057207 | 0.0057206 | 0.0057207 | 0.97351 | -0.50955 | 0.97355 | -0.50889 | 1.5716
17 | 0.019513 | 0.0048943 | -0.019505 | -0.0048896 | 7.7968e-06 | 4.7015e-06 | 0.029877 | 0.029877 | 0.029877 | 0.97187 | -0.54195 | 0.97144 | -0.55033 | 8.208
18 | -0.0029128 | -0.00072952 | 0.0029128 | 0.00072948 | 2.9783e-08 | -3.5155e-08 | 0.0043589 | 0.0043589 | 0.0043589 | 0.9943 | -0.1082 | 0.99431 | -0.10798 | 1.1975
19 | -0.04654 | -0.011694 | 0.046543 | 0.011696 | 3.3295e-06 | 1.7808e-06 | 0.071089 | 0.071089 | 0.071089 | 0.9743 | -0.49392 | 0.97438 | -0.49242 | 4.8825
20 | -0.052603 | -0.013215 | 0.052622 | 0.013226 | 1.927e-05 | 1.0746e-05 | 0.080343 | 0.080342 | 0.080343 | 0.97438 | -0.49242 | 0.97477 | -0.48475 | 5.5181
21 | -0.055861 | -0.014037 | 0.055873 | 0.014044 | 1.1832e-05 | 6.7069e-06 | 0.085288 | 0.085287 | 0.085288 | 0.97477 | -0.48475 | 0.97499 | -0.48031 | 5.8577
22 | -0.055873 | -0.014044 | 0.055884 | 0.01405 | 1.0948e-05 | 6.2055e-06 | 0.085287 | 0.085287 | 0.085287 | 0.97499 | -0.48031 | 0.9752 | -0.47621 | 5.8577
23 | 0.01332 | 0.0033389 | -0.013318 | -0.0033377 | 2.0531e-06 | 1.1486e-06 | 0.020324 | 0.020324 | 0.020324 | 0.9752 | -0.47621 | 0.97504 | -0.47945 | 5.5836
24 | -0.069204 | -0.017389 | 0.069211 | 0.017393 | 6.5699e-06 | 3.8911e-06 | 0.10561 | 0.10561 | 0.10561 | 0.9752 | -0.47621 | 0.9753 | -0.47422 | 7.2535
25 | 0.024859 | 0.0062405 | -0.024839 | -0.0062285 | 1.9445e-05 | 1.1995e-05 | 0.03793 | 0.037931 | 0.037931 | 0.9753 | -0.47422 | 0.97447 | -0.49063 | 10.4205
26 | -0.094069 | -0.023634 | 0.094134 | 0.023673 | 6.4488e-05 | 3.9604e-05 | 0.14354 | 0.14354 | 0.14354 | 0.9753 | -0.47422 | 0.97603 | -0.45987 | 9.8586
27 | -0.0047729 | -0.0011962 | 0.004773 | 0.0011962 | 1.2768e-07 | -6.7071e-09 | 0.0071049 | 0.0071048 | 0.0071049 | 0.99961 | -0.0074531 | 0.99964 | -0.0068915 | 1.9519
28 | -0.20076 | -0.051426 | 0.20083 | 0.051468 | 6.7062e-05 | 4.25e-05 | 0.29924 | 0.29924 | 0.29924 | 0.99964 | -0.0068915 | 1 | 0 | 20.5524
29 | 0.19599 | 0.05023 | -0.19583 | -0.050125 | 0.00016508 | 0.00010457 | 0.29214 | 0.29214 | 0.29214 | 0.99964 | -0.0068915 | 0.99872 | -0.024284 | 20.0645
30 | 0.021165 | 0.0053076 | -0.021158 | -0.0053037 | 6.3704e-06 | 3.8745e-06 | 0.03232 | 0.03232 | 0.03232 | 0.97447 | -0.49063 | 0.97415 | -0.49695 | 8.8791
31 | -0.09727 | -0.024459 | 0.097276 | 0.024463 | 6.2284e-06 | 3.8352e-06 | 0.14832 | 0.14832 | 0.14832 | 0.97603 | -0.45987 | 0.9761 | -0.45853 | 10.187
32 | 0.36547 | 0.09457 | -0.36501 | -0.094277 | 0.0004593 | 0.00029309 | 0.54489 | 0.54489 | 0.54489 | 1 | 0 | 0.99863 | -0.025764 | 37.4238
33 | 0.19339 | 0.049514 | -0.19327 | -0.049438 | 0.00012011 | 7.6068e-05 | 0.28851 | 0.28851 | 0.28851 | 0.99872 | -0.024284 | 0.99804 | -0.037116 | 19.8152
34 | 0.013452 | 0.0033727 | -0.013452 | -0.0033725 | 3.9677e-07 | 2.2309e-07 | 0.020606 | 0.020606 | 0.020606 | 0.97144 | -0.55033 | 0.97141 | -0.55095 | 5.661
35 | 0.012313 | 0.003087 | -0.012309 | -0.0030848 | 3.975e-06 | 2.1752e-06 | 0.018861 | 0.018861 | 0.018861 | 0.97141 | -0.55095 | 0.97107 | -0.55773 | 5.1816
36 | 0.0054767 | 0.0013725 | -0.0054761 | -0.0013724 | 5.4459e-07 | 9.347e-08 | 0.0083921 | 0.0083922 | 0.0083922 | 0.97107 | -0.55773 | 0.97097 | -0.55982 | 2.3056
37 | -0.0047858 | -0.0011993 | 0.0047859 | 0.0011993 | 5.7227e-08 | 1.161e-09 | 0.0073148 | 0.0073148 | 0.0073148 | 0.97355 | -0.50889 | 0.97356 | -0.50864 | 2.0096
38 | 0.0022947 | 0.00057461 | -0.0022947 | -0.00057473 | 5.5571e-08 | -1.1424e-07 | 0.0035072 | 0.0035072 | 0.0035072 | 0.97356 | -0.50864 | 0.97353 | -0.50915 | 0.96352
39 | -0.0070806 | -0.0017739 | 0.0070818 | 0.0017744 | 1.2382e-06 | 4.4179e-07 | 0.010822 | 0.010822 | 0.010822 | 0.97356 | -0.50864 | 0.97374 | -0.50497 | 2.9731
40 | 0.0014793 | 0.00037037 | -0.0014792 | -0.0003706 | 4.015e-08 | -2.3472e-07 | 0.0022609 | 0.002261 | 0.002261 | 0.97353 | -0.50915 | 0.9735 | -0.50972 | 0.62115
41 | -0.01046 | -0.0026211 | 0.010462 | 0.002622 | 1.6718e-06 | 8.5285e-07 | 0.015985 | 0.015985 | 0.015985 | 0.97374 | -0.50497 | 0.97391 | -0.50161 | 4.3914
42 | 0.0010787 | 0.00027021 | -0.0010787 | -0.00027034 | 1.0806e-08 | -1.2488e-07 | 0.0016487 | 0.0016488 | 0.0016488 | 0.9735 | -0.50972 | 0.97349 | -0.50993 | 0.45296
43 | -0.013727 | -0.0034401 | 0.013729 | 0.0034417 | 2.742e-06 | 1.548e-06 | 0.020972 | 0.020972 | 0.020972 | 0.97391 | -0.50161 | 0.97413 | -0.49742 | 5.7617
44 | -0.016901 | -0.0042366 | 0.016901 | 0.0042368 | 3.7904e-07 | 2.2371e-07 | 0.025817 | 0.025817 | 0.025817 | 0.97413 | -0.49742 | 0.97415 | -0.49695 | 7.0927
45 | 0.005179 | 0.0012978 | -0.0051777 | -0.0012977 | 1.2644e-06 | 1.3518e-07 | 0.0079007 | 0.0079009 | 0.0079009 | 0.97541 | -0.47205 | 0.97515 | -0.47718 | 2.1706
46 | -0.005179 | -0.0012978 | 0.0051799 | 0.0012979 | 9.0887e-07 | 9.6921e-08 | 0.0079007 | 0.0079005 | 0.0079007 | 0.97541 | -0.47205 | 0.9756 | -0.46837 | 2.1705
47 | -0.0058042 | -0.0014544 | 0.0058047 | 0.0014545 | 4.7533e-07 | 1.0223e-07 | 0.0088527 | 0.0088526 | 0.0088527 | 0.9756 | -0.46837 | 0.97569 | -0.46665 | 2.432
48 | 0.0068925 | 0.0017272 | -0.0068911 | -0.0017268 | 1.359e-06 | 4.6025e-07 | 0.010512 | 0.010512 | 0.010512 | 0.97569 | -0.46665 | 0.97548 | -0.47079 | 2.8879
49 | -0.012697 | -0.0031817 | 0.012699 | 0.0031824 | 1.3763e-06 | 7.586e-07 | 0.019364 | 0.019364 | 0.019364 | 0.97569 | -0.46665 | 0.9758 | -0.46438 | 5.3198
50 | 0.10334 | 0.025995 | -0.10331 | -0.025975 | 3.243e-05 | 2.0058e-05 | 0.15752 | 0.15752 | 0.15752 | 0.97644 | -0.45196 | 0.9761 | -0.45853 | 10.8187
51 | -0.11234 | -0.02825 | 0.11237 | 0.028271 | 3.344e-05 | 2.0792e-05 | 0.17123 | 0.17123 | 0.17123 | 0.97644 | -0.45196 | 0.97675 | -0.44573 | 11.7604
52 | -0.11776 | -0.029621 | 0.11777 | 0.029625 | 6.4094e-06 | 3.9957e-06 | 0.17944 | 0.17944 | 0.17944 | 0.97675 | -0.44573 | 0.97681 | -0.44459 | 12.324
53 | -0.11885 | -0.029897 | 0.11886 | 0.029902 | 8.4453e-06 | 5.2674e-06 | 0.18109 | 0.18109 | 0.18109 | 0.97681 | -0.44459 | 0.97689 | -0.4431 | 12.4374
54 | -0.12514 | -0.031476 | 0.12521 | 0.031521 | 7.2308e-05 | 4.5214e-05 | 0.19065 | 0.19065 | 0.19065 | 0.97689 | -0.4431 | 0.9775 | -0.43101 | 13.0943
55 | -0.1278 | -0.032169 | 0.12781 | 0.032175 | 1.0102e-05 | 6.3224e-06 | 0.19459 | 0.19459 | 0.19459 | 0.9775 | -0.43101 | 0.97759 | -0.42936 | 13.3647
56 | 0.04713 | 0.011838 | -0.047095 | -0.011815 | 3.5477e-05 | 2.2475e-05 | 0.071748 | 0.071748 | 0.071748 | 0.97759 | -0.42936 | 0.97678 | -0.44515 | 19.7109
57 | -0.17494 | -0.044013 | 0.17498 | 0.044038 | 3.9362e-05 | 2.4895e-05 | 0.26634 | 0.26634 | 0.26634 | 0.97759 | -0.42936 | 0.97783 | -0.42465 | 18.2924
58 | -0.17756 | -0.044686 | 0.17765 | 0.044744 | 9.1423e-05 | 5.784e-05 | 0.27027 | 0.27027 | 0.27027 | 0.97783 | -0.42465 | 0.97838 | -0.41388 | 18.5628
59 | -0.18023 | -0.045389 | 0.18026 | 0.04541 | 3.3877e-05 | 2.144e-05 | 0.27418 | 0.27418 | 0.27418 | 0.97838 | -0.41388 | 0.97858 | -0.40995 | 18.8313
60 | -0.18215 | -0.045884 | 0.18231 | 0.045984 | 0.00015799 | 0.00010001 | 0.27706 | 0.27706 | 0.27706 | 0.97858 | -0.40995 | 0.97951 | -0.39183 | 19.0287
61 | 0.044467 | 0.011157 | -0.044446 | -0.011143 | 2.1542e-05 | 1.363e-05 | 0.067745 | 0.067745 | 0.067745 | 0.97678 | -0.44515 | 0.97627 | -0.45531 | 18.6113
62 | -0.30771 | -0.077652 | 0.30798 | 0.077824 | 0.00026964 | 0.00017191 | 0.46765 | 0.46765 | 0.46765 | 0.97951 | -0.39183 | 0.98044 | -0.37355 | 32.119
63 | 0.1254 | 0.031668 | -0.12533 | -0.031619 | 7.8424e-05 | 4.9032e-05 | 0.19059 | 0.19059 | 0.19059 | 0.97951 | -0.39183 | 0.97884 | -0.40489 | 13.0903
64 | 0.035996 | 0.0090255 | -0.035994 | -0.0090244 | 1.7959e-06 | 1.1295e-06 | 0.054866 | 0.054866 | 0.054866 | 0.97627 | -0.45531 | 0.97622 | -0.45636 | 15.0731
65 | -0.30986 | -0.078296 | 0.31007 | 0.078429 | 0.00020978 | 0.00013375 | 0.47051 | 0.47051 | 0.47051 | 0.98044 | -0.37355 | 0.98117 | -0.35944 | 32.3151
66 | 0.12275 | 0.030974 | -0.12265 | -0.030908 | 0.00010656 | 6.6562e-05 | 0.18668 | 0.18668 | 0.18668 | 0.97884 | -0.40489 | 0.97791 | -0.42304 | 12.8217
67 | 0.011917 | 0.0029871 | -0.011914 | -0.002986 | 2.1864e-06 | 1.1784e-06 | 0.018164 | 0.018164 | 0.018164 | 0.97622 | -0.45636 | 0.97602 | -0.46021 | 4.9902
68 | 0.024078 | 0.0060372 | -0.024074 | -0.0060351 | 3.3926e-06 | 2.0873e-06 | 0.036702 | 0.036702 | 0.036702 | 0.97622 | -0.45636 | 0.97606 | -0.45932 | 10.0829
69 | -0.028159 | -0.0070734 | 0.028169 | 0.0070797 | 1.0163e-05 | 6.3222e-06 | 0.043035 | 0.043034 | 0.043035 | 0.9738 | -0.50371 | 0.97419 | -0.49615 | 11.8227
70 | 0.028159 | 0.0070734 | -0.028152 | -0.007069 | 7.1251e-06 | 4.4325e-06 | 0.043035 | 0.043035 | 0.043035 | 0.9738 | -0.50371 | 0.97353 | -0.50901 | 11.8227
71 | -0.029455 | -0.0074018 | 0.029462 | 0.0074065 | 7.5015e-06 | 4.6779e-06 | 0.044998 | 0.044998 | 0.044998 | 0.97419 | -0.49615 | 0.97446 | -0.49081 | 12.362
72 | 0.026865 | 0.0067463 | -0.026849 | -0.0067365 | 1.5759e-05 | 9.7759e-06 | 0.041067 | 0.041067 | 0.041067 | 0.97353 | -0.50901 | 0.97291 | -0.52131 | 11.2821
73 | -0.31298 | -0.079159 | 0.31346 | 0.079466 | 0.00048252 | 0.00030766 | 0.47492 | 0.47492 | 0.47492 | 0.98117 | -0.35944 | 0.98282 | -0.32736 | 32.6181
74 | 0.11322 | 0.028544 | -0.11317 | -0.028515 | 4.7854e-05 | 2.9764e-05 | 0.17233 | 0.17233 | 0.17233 | 0.97791 | -0.42304 | 0.97746 | -0.43187 | 11.8362
75 | 0.010127 | 0.002538 | -0.010127 | -0.0025379 | 3.3331e-08 | 1.6672e-08 | 0.015439 | 0.015439 | 0.015439 | 0.97602 | -0.46021 | 0.97602 | -0.46028 | 4.2415
76 | 0.01521 | 0.0038135 | -0.015206 | -0.0038112 | 3.964e-06 | 2.2913e-06 | 0.023188 | 0.023188 | 0.023188 | 0.97606 | -0.45932 | 0.97579 | -0.46479 | 6.3704
77 | 0.061876 | 0.01559 | -0.061866 | -0.015584 | 9.8955e-06 | 5.7372e-06 | 0.094226 | 0.094226 | 0.094226 | 0.97746 | -0.43187 | 0.97729 | -0.43522 | 6.4716
78 | 0.051292 | 0.012925 | -0.051256 | -0.012902 | 3.6535e-05 | 2.2582e-05 | 0.078109 | 0.078109 | 0.078109 | 0.97746 | -0.43187 | 0.9767 | -0.44678 | 10.7293
79 | 0.061342 | 0.015453 | -0.061335 | -0.015449 | 6.8599e-06 | 3.9702e-06 | 0.093427 | 0.093428 | 0.093428 | 0.97729 | -0.43522 | 0.97717 | -0.43756 | 6.4167
80 | 0.049007 | 0.012339 | -0.048984 | -0.012324 | 2.2855e-05 | 1.449e-05 | 0.074683 | 0.074683 | 0.074683 | 0.9767 | -0.44678 | 0.9762 | -0.45654 | 20.5174
81 | 0.060491 | 0.015237 | -0.060413 | -0.015189 | 7.7476e-05 | 4.8367e-05 | 0.092142 | 0.092142 | 0.092142 | 0.97717 | -0.43756 | 0.9758 | -0.46438 | 12.6569
82 | 0.047699 | 0.012002 | -0.047684 | -0.011993 | 1.4907e-05 | 9.4465e-06 | 0.072724 | 0.072724 | 0.072724 | 0.9762 | -0.45654 | 0.97587 | -0.46308 | 19.9791
83 | -0.033027 | -0.0082999 | 0.033036 | 0.0083056 | 9.1656e-06 | 5.7463e-06 | 0.050441 | 0.050441 | 0.050441 | 0.97446 | -0.49081 | 0.97475 | -0.485 | 13.8574
84 | 0.0080786 | 0.0020244 | -0.0080779 | -0.0020241 | 7.1055e-07 | 3.0064e-07 | 0.012356 | 0.012356 | 0.012356 | 0.97291 | -0.52131 | 0.97282 | -0.52316 | 3.3944
85 | 0.01877 | 0.0047121 | -0.018759 | -0.0047051 | 1.1601e-05 | 6.9592e-06 | 0.028711 | 0.028711 | 0.028711 | 0.97291 | -0.52131 | 0.97225 | -0.53428 | 7.8877
86 | -0.31441 | -0.079703 | 0.31454 | 0.079784 | 0.000127 | 8.0979e-05 | 0.47635 | 0.47635 | 0.47635 | 0.98282 | -0.32736 | 0.98325 | -0.31896 | 32.7163
87 | 0.047715 | 0.012006 | -0.047691 | -0.011991 | 2.4209e-05 | 1.4885e-05 | 0.072778 | 0.072778 | 0.072778 | 0.9758 | -0.46438 | 0.97526 | -0.475 | 9.997
88 | 0.044126 | 0.011101 | -0.044124 | -0.0111 | 1.664e-06 | 1.0527e-06 | 0.067299 | 0.067299 | 0.067299 | 0.97587 | -0.46308 | 0.97583 | -0.46387 | 18.4888
89 | -0.036592 | -0.0091969 | 0.036593 | 0.0091974 | 7.9504e-07 | 5.0036e-07 | 0.05587 | 0.05587 | 0.05587 | 0.97475 | -0.485 | 0.97478 | -0.48455 | 15.3489
90 | 0.0065182 | 0.0016332 | -0.0065181 | -0.0016332 | 1.3247e-07 | 4.066e-08 | 0.0099701 | 0.0099701 | 0.0099701 | 0.97282 | -0.52316 | 0.97279 | -0.52359 | 2.739
91 | 0.018759 | 0.0047051 | -0.018752 | -0.0047012 | 6.6399e-06 | 3.9833e-06 | 0.028711 | 0.028711 | 0.028711 | 0.97225 | -0.53428 | 0.97188 | -0.54171 | 7.8878
92 | 0.0059986 | 0.0015032 | -0.0059982 | -0.0015032 | 3.3943e-07 | 8.2039e-08 | 0.0091461 | 0.0091461 | 0.0091461 | 0.97593 | -0.46202 | 0.97587 | -0.46321 | 2.5127
93 | -0.0059986 | -0.0015032 | 0.0059987 | 0.0015033 | 1.4342e-07 | 3.466e-08 | 0.0091461 | 0.0091461 | 0.0091461 | 0.97593 | -0.46202 | 0.97595 | -0.46152 | 2.5127
94 | 0.0041489 | 0.0010397 | -0.0041488 | -0.0010397 | 8.9796e-08 | -1.728e-08 | 0.0063263 | 0.0063263 | 0.0063263 | 0.97587 | -0.46321 | 0.97584 | -0.46366 | 1.738
95 | -0.0082551 | -0.0020688 | 0.0082556 | 0.002069 | 4.8743e-07 | 2.0942e-07 | 0.012586 | 0.012586 | 0.012586 | 0.97595 | -0.46152 | 0.97602 | -0.46028 | 3.4578
96 | -0.31545 | -0.080012 | 0.31554 | 0.080071 | 9.1899e-05 | 5.8598e-05 | 0.47773 | 0.47773 | 0.47773 | 0.98325 | -0.31896 | 0.98357 | -0.3129 | 32.811
97 | 0.044712 | 0.011245 | -0.04468 | -0.011224 | 3.2705e-05 | 2.0698e-05 | 0.068234 | 0.068234 | 0.068234 | 0.97526 | -0.475 | 0.97448 | -0.49032 | 18.7457
98 | 0.042768 | 0.01076 | -0.042755 | -0.010751 | 1.3765e-05 | 8.7022e-06 | 0.065231 | 0.065231 | 0.065231 | 0.97583 | -0.46387 | 0.97548 | -0.47061 | 17.9207
99 | 0.0034749 | 0.00087057 | -0.0034745 | -0.00087078 | 3.8911e-07 | -2.1195e-07 | 0.0053005 | 0.0053007 | 0.0053007 | 0.97548 | -0.47079 | 0.97536 | -0.47314 | 1.4562
100 | 0.04148 | 0.010422 | -0.041465 | -0.010413 | 1.5476e-05 | 9.7768e-06 | 0.063349 | 0.063349 | 0.063349 | 0.97448 | -0.49032 | 0.97408 | -0.49814 | 17.4036
101 | 0.038632 | 0.0097026 | -0.038609 | -0.0096881 | 2.2933e-05 | 1.4459e-05 | 0.059022 | 0.059022 | 0.059022 | 0.97408 | -0.49814 | 0.97345 | -0.51059 | 16.2148
102 | 0.35993 | 0.093004 | -0.35946 | -0.092703 | 0.00047135 | 0.00030075 | 0.53732 | 0.53732 | 0.53732 | 0.99863 | -0.025764 | 0.9972 | -0.052643 | 36.9038
103 | 0.19135 | 0.048958 | -0.19134 | -0.048952 | 9.2227e-06 | 5.8395e-06 | 0.28565 | 0.28565 | 0.28565 | 0.99804 | -0.037116 | 0.99799 | -0.038112 | 19.6189
104 | 0.0018987 | 0.00047551 | -0.0018986 | -0.00047583 | 8.5571e-08 | -3.161e-07 | 0.0028331 | 0.0028332 | 0.0028332 | 0.9972 | -0.052643 | 0.99715 | -0.053589 | 0.77835
105 | 0.35352 | 0.091214 | -0.35302 | -0.090897 | 0.00049597 | 0.00031644 | 0.52845 | 0.52845 | 0.52845 | 0.9972 | -0.052643 | 0.99567 | -0.081476 | 36.2948
106 | 0.18889 | 0.048338 | -0.18885 | -0.048309 | 4.5929e-05 | 2.9072e-05 | 0.282 | 0.282 | 0.282 | 0.99799 | -0.038112 | 0.99772 | -0.043135 | 19.368
107 | 0.34458 | 0.088781 | -0.34384 | -0.088311 | 0.00073594 | 0.00046947 | 0.51583 | 0.51583 | 0.51583 | 0.99567 | -0.081476 | 0.99335 | -0.12545 | 35.4281
108 | 0.187 | 0.047846 | -0.18693 | -0.047803 | 6.8983e-05 | 4.3657e-05 | 0.27925 | 0.27925 | 0.27925 | 0.99772 | -0.043135 | 0.99732 | -0.050758 | 19.179
109 | 0.33778 | 0.086793 | -0.33719 | -0.086412 | 0.00059732 | 0.000381 | 0.50676 | 0.50676 | 0.50676 | 0.99335 | -0.12545 | 0.99143 | -0.16193 | 34.8049
110 | -0.0096778 | -0.0024253 | 0.0096798 | 0.0024263 | 1.9987e-06 | 9.6378e-07 | 0.014644 | 0.014644 | 0.014644 | 0.98337 | -0.31902 | 0.98359 | -0.31468 | 4.0231
111 | 0.0096778 | 0.0024253 | -0.0096774 | -0.0024251 | 4.3318e-07 | 2.089e-07 | 0.014644 | 0.014644 | 0.014644 | 0.98337 | -0.31902 | 0.98332 | -0.31996 | 4.0231
112 | -0.011356 | -0.0028464 | 0.011357 | 0.0028468 | 8.8767e-07 | 4.663e-07 | 0.01718 | 0.01718 | 0.01718 | 0.98359 | -0.31468 | 0.98368 | -0.31304 | 4.7197
113 | 0.007434 | 0.0018629 | -0.0074339 | -0.0018629 | 9.7701e-08 | 3.6413e-08 | 0.011249 | 0.011249 | 0.011249 | 0.98332 | -0.31996 | 0.98331 | -0.32023 | 3.0905
114 | 0.335 | 0.085863 | -0.33498 | -0.085856 | 1.1743e-05 | 7.4903e-06 | 0.50347 | 0.50347 | 0.50347 | 0.99143 | -0.16193 | 0.99139 | -0.16265 | 34.5791
115 | -0.013032 | -0.0032668 | 0.013034 | 0.0032678 | 1.8183e-06 | 1.0053e-06 | 0.019714 | 0.019714 | 0.019714 | 0.98368 | -0.31304 | 0.98383 | -0.31012 | 5.416
116 | 0.0043429 | 0.0010882 | -0.0043427 | -0.0010882 | 1.2857e-07 | -1.841e-08 | 0.0065718 | 0.0065719 | 0.0065719 | 0.98331 | -0.32023 | 0.98328 | -0.32086 | 1.8055
117 | 0.33282 | 0.085314 | -0.33241 | -0.085053 | 0.00040817 | 0.00026033 | 0.50022 | 0.50022 | 0.50022 | 0.99139 | -0.16265 | 0.99006 | -0.18798 | 34.3561
118 | -0.31693 | -0.08042 | 0.31697 | 0.080442 | 3.385e-05 | 2.1584e-05 | 0.47984 | 0.47984 | 0.47984 | 0.98357 | -0.3129 | 0.98368 | -0.31068 | 32.9559
119 | -0.31788 | -0.080671 | 0.31826 | 0.08091 | 0.00037489 | 0.00023905 | 0.48122 | 0.48122 | 0.48122 | 0.98368 | -0.31068 | 0.98495 | -0.28619 | 33.0507
120 | -0.31985 | -0.08131 | 0.32051 | 0.081725 | 0.00065089 | 0.00041506 | 0.48363 | 0.48363 | 0.48363 | 0.98495 | -0.28619 | 0.98714 | -0.24404 | 33.2166
121 | 0.0022351 | 0.00056007 | -0.0022351 | -0.00056013 | 2.7328e-08 | -6.0887e-08 | 0.0034082 | 0.0034082 | 0.0034082 | 0.97584 | -0.46366 | 0.97583 | -0.46392 | 0.93632
122 | -0.32138 | -0.081945 | 0.32143 | 0.081974 | 4.5553e-05 | 2.9048e-05 | 0.48495 | 0.48495 | 0.48495 | 0.98714 | -0.24404 | 0.98729 | -0.2411 | 33.3072
123 | 0.0010999 | 0.00027562 | -0.0010999 | -0.00027566 | 3.2441e-09 | -3.6345e-08 | 0.0016772 | 0.0016772 | 0.0016772 | 0.97583 | -0.46392 | 0.97583 | -0.46398 | 0.46076
124 | 0.0051394 | 0.0012878 | -0.0051393 | -0.0012878 | 5.9963e-08 | 4.2956e-09 | 0.0077458 | 0.0077459 | 0.0077459 | 0.98729 | -0.2411 | 0.98728 | -0.24135 | 2.128
125 | -0.32657 | -0.083262 | 0.32683 | 0.083431 | 0.00026492 | 0.00016895 | 0.4927 | 0.4927 | 0.4927 | 0.98729 | -0.2411 | 0.98817 | -0.22431 | 33.8392
126 | 0.0026287 | 0.00065862 | -0.0026286 | -0.00065879 | 1.1053e-07 | -1.6936e-07 | 0.0039619 | 0.003962 | 0.003962 | 0.98728 | -0.24135 | 0.98723 | -0.24223 | 1.0885
127 | -0.32795 | -0.083712 | 0.32851 | 0.08407 | 0.00056072 | 0.00035761 | 0.49439 | 0.49439 | 0.49439 | 0.98817 | -0.22431 | 0.99001 | -0.18899 | 33.9552
128 | 0.0011493 | 0.00028803 | -0.0011493 | -0.00028803 | 2.3108e-10 | -2.4707e-09 | 0.0017323 | 0.0017323 | 0.0017323 | 0.98723 | -0.24223 | 0.98723 | -0.24223 | 0.47589
129 | -0.33073 | -0.084624 | 0.33074 | 0.084634 | 1.6131e-05 | 1.0288e-05 | 0.49771 | 0.49771 | 0.49771 | 0.99001 | -0.18899 | 0.99006 | -0.18798 | 34.1836
130 | -0.00094871 | -0.00023777 | 0.00094872 | 0.00023771 | 4.0435e-09 | -6.1693e-08 | 0.0014471 | 0.0014471 | 0.0014471 | 0.97551 | -0.47033 | 0.97551 | -0.47024 | 0.39757
131 | -0.0018954 | -0.00047498 | 0.0018954 | 0.00047496 | 5.732e-09 | -1.916e-08 | 0.0028912 | 0.0028912 | 0.0028912 | 0.97551 | -0.47024 | 0.97551 | -0.47018 | 0.7943
132 | -0.0030994 | -0.00077671 | 0.0030995 | 0.00077666 | 5.3001e-08 | -4.5026e-08 | 0.0047277 | 0.0047277 | 0.0047277 | 0.97551 | -0.47018 | 0.97553 | -0.46982 | 1.2988
133 | -0.0042958 | -0.0010765 | 0.0042958 | 0.0010765 | 3.3889e-08 | -4.5906e-09 | 0.0065524 | 0.0065524 | 0.0065524 | 0.97553 | -0.46982 | 0.97554 | -0.46966 | 1.8001
134 | -0.0054953 | -0.0013771 | 0.0054956 | 0.0013771 | 2.4448e-07 | 4.0608e-08 | 0.0083821 | 0.008382 | 0.0083821 | 0.97554 | -0.46966 | 0.97559 | -0.46872 | 2.3028
135 | -0.0098157 | -0.0024599 | 0.0098175 | 0.0024608 | 1.8409e-06 | 9.0462e-07 | 0.014971 | 0.014971 | 0.014971 | 0.97559 | -0.46872 | 0.97579 | -0.46479 | 4.113
136 | 0.039191 | 0.0098583 | -0.039176 | -0.0098487 | 1.5235e-05 | 9.6084e-06 | 0.059796 | 0.059796 | 0.059796 | 0.97548 | -0.47061 | 0.97507 | -0.47875 | 16.4274
137 | 0.037891 | 0.0095267 | -0.03788 | -0.00952 | 1.0494e-05 | 6.6118e-06 | 0.057835 | 0.057835 | 0.057835 | 0.97507 | -0.47875 | 0.97478 | -0.48455 | 15.8887
138 | 0.017124 | 0.0042932 | -0.017124 | -0.004293 | 2.861e-07 | 1.6935e-07 | 0.026219 | 0.026219 | 0.026219 | 0.97188 | -0.54171 | 0.97186 | -0.54206 | 7.2031
139 | 0.015467 | 0.0038777 | -0.015465 | -0.0038765 | 2.0204e-06 | 1.174e-06 | 0.023682 | 0.023682 | 0.023682 | 0.97186 | -0.54206 | 0.97172 | -0.5448 | 6.506
140 | 0.01381 | 0.0034618 | -0.013809 | -0.0034611 | 1.3653e-06 | 7.7294e-07 | 0.021148 | 0.021148 | 0.021148 | 0.97172 | -0.5448 | 0.97162 | -0.54688 | 5.8099
141 | 0.011696 | 0.0029316 | -0.011695 | -0.002931 | 1.1027e-06 | 5.9226e-07 | 0.017913 | 0.017913 | 0.017913 | 0.97162 | -0.54688 | 0.97152 | -0.54885 | 4.9211
142 | 0.010422 | 0.0026119 | -0.010422 | -0.0026118 | 1.0737e-07 | 5.4801e-08 | 0.015962 | 0.015962 | 0.015962 | 0.97152 | -0.54885 | 0.97151 | -0.54907 | 4.3853
143 | 0.0055259 | 0.0013845 | -0.0055258 | -0.0013845 | 7.4417e-08 | 1.3142e-08 | 0.0084524 | 0.0084524 | 0.0084524 | 0.97279 | -0.52359 | 0.97278 | -0.52387 | 2.3221
144 | 0.009125 | 0.0022868 | -0.0091243 | -0.0022865 | 7.0355e-07 | 3.3135e-07 | 0.013976 | 0.013976 | 0.013976 | 0.97151 | -0.54907 | 0.97142 | -0.55069 | 3.8397
145 | 0.0045351 | 0.0011362 | -0.004535 | -0.0011362 | 1.0204e-07 | -4.8924e-09 | 0.006937 | 0.006937 | 0.006937 | 0.97278 | -0.52387 | 0.97276 | -0.52434 | 1.9058
146 | 0.00783 | 0.0019621 | -0.0078295 | -0.0019619 | 4.8466e-07 | 1.9896e-07 | 0.011994 | 0.011994 | 0.011994 | 0.97142 | -0.55069 | 0.97136 | -0.55199 | 3.295
147 | 0.0065496 | 0.0016411 | -0.0065492 | -0.001641 | 3.1516e-07 | 9.8363e-08 | 0.010033 | 0.010033 | 0.010033 | 0.97136 | -0.55199 | 0.97131 | -0.553 | 2.7564
148 | 0.0052755 | 0.0013218 | -0.0052755 | -0.0013218 | 2.5755e-08 | 3.4685e-09 | 0.0080818 | 0.0080818 | 0.0080818 | 0.97131 | -0.553 | 0.9713 | -0.5531 | 2.2203
149 | 0.0039792 | 0.00099692 | -0.0039791 | -0.00099695 | 1.3384e-07 | -3.3213e-08 | 0.0060959 | 0.006096 | 0.006096 | 0.9713 | -0.5531 | 0.97127 | -0.55381 | 1.6747
150 | 0.0026843 | 0.00067246 | -0.0026842 | -0.00067261 | 1.1714e-07 | -1.5362e-07 | 0.0041124 | 0.0041125 | 0.0041125 | 0.97127 | -0.55381 | 0.97122 | -0.55472 | 1.1298
151 | 0.0013868 | 0.00034745 | -0.0013868 | -0.00034756 | 1.6285e-08 | -1.0862e-07 | 0.0021247 | 0.0021247 | 0.0021247 | 0.97122 | -0.55472 | 0.97121 | -0.55497 | 0.58371
152 | -0.0040686 | -0.0010197 | 0.0040692 | 0.0010196 | 5.3854e-07 | -1.1574e-07 | 0.0062235 | 0.0062233 | 0.0062235 | 0.9728 | -0.52356 | 0.97294 | -0.52078 | 1.7098
153 | -0.0090672 | -0.0022722 | 0.0090689 | 0.002273 | 1.6559e-06 | 7.7457e-07 | 0.013867 | 0.013867 | 0.013867 | 0.97294 | -0.52078 | 0.97313 | -0.51695 | 3.8097
154 | 0.023892 | 0.0059957 | -0.023888 | -0.0059933 | 3.9026e-06 | 2.4008e-06 | 0.036536 | 0.036536 | 0.036536 | 0.97313 | -0.51695 | 0.97296 | -0.52037 | 10.0375
155 | -0.032961 | -0.0082687 | 0.032966 | 0.0082717 | 4.862e-06 | 3.0483e-06 | 0.050404 | 0.050404 | 0.050404 | 0.97313 | -0.51695 | 0.97329 | -0.51385 | 13.8472
156 | 0.014662 | 0.0036801 | -0.014652 | -0.003674 | 1.0581e-05 | 6.0754e-06 | 0.022426 | 0.022426 | 0.022426 | 0.97296 | -0.52037 | 0.97219 | -0.53551 | 6.1611
157 | 0.0092261 | 0.0023132 | -0.0092231 | -0.0023118 | 3.0188e-06 | 1.4301e-06 | 0.01411 | 0.014111 | 0.014111 | 0.97296 | -0.52037 | 0.97261 | -0.52724 | 3.8766
158 | -0.034494 | -0.0086548 | 0.034497 | 0.0086566 | 2.8724e-06 | 1.8041e-06 | 0.05274 | 0.05274 | 0.05274 | 0.97329 | -0.51385 | 0.97338 | -0.51211 | 14.4891
159 | 0.013422 | 0.003366 | -0.013417 | -0.0033627 | 5.882e-06 | 3.3039e-06 | 0.020545 | 0.020545 | 0.020545 | 0.97219 | -0.53551 | 0.97173 | -0.54471 | 5.6442
160 | 0.0076532 | 0.0019183 | -0.0076516 | -0.0019177 | 1.5374e-06 | 6.1291e-07 | 0.011709 | 0.011709 | 0.011709 | 0.97261 | -0.52724 | 0.9724 | -0.53146 | 3.2167
161 | -0.037207 | -0.0093357 | 0.03721 | 0.0093374 | 2.6851e-06 | 1.6909e-06 | 0.056883 | 0.056883 | 0.056883 | 0.97338 | -0.51211 | 0.97345 | -0.51059 | 15.6271
162 | 0.012174 | 0.0030512 | -0.012173 | -0.0030505 | 1.32e-06 | 7.1934e-07 | 0.018642 | 0.018642 | 0.018642 | 0.97173 | -0.54471 | 0.97161 | -0.54699 | 5.1215
163 | 0.0045713 | 0.0011454 | -0.004571 | -0.0011455 | 2.8088e-07 | -9.4966e-09 | 0.0070008 | 0.0070009 | 0.0070009 | 0.97161 | -0.54699 | 0.97155 | -0.54828 | 1.9233
164 | 0.004571 | 0.0011455 | -0.0045708 | -0.0011455 | 1.5971e-07 | -5.3867e-09 | 0.0070009 | 0.0070009 | 0.0070009 | 0.97155 | -0.54828 | 0.97151 | -0.54901 | 1.9233
165 | 0.0022977 | 0.00057575 | -0.0022976 | -0.00057584 | 4.1093e-08 | -8.3258e-08 | 0.0035192 | 0.0035192 | 0.0035192 | 0.97151 | -0.54901 | 0.97149 | -0.54939 | 0.96682
166 | -0.0022178 | -0.00055576 | 0.0022179 | 0.00055555 | 9.4703e-08 | -2.1173e-07 | 0.0033928 | 0.0033927 | 0.0033928 | 0.97269 | -0.52564 | 0.97274 | -0.52475 | 0.93209
167 | 0.00099757 | 0.00024994 | -0.00099757 | -0.00025001 | 5.8158e-09 | -7.8936e-08 | 0.0015261 | 0.0015261 | 0.0015261 | 0.97269 | -0.52564 | 0.97268 | -0.52576 | 0.41925
168 | -0.0035306 | -0.00088455 | 0.0035307 | 0.00088451 | 6.7928e-08 | -3.3619e-08 | 0.0054008 | 0.0054008 | 0.0054008 | 0.97274 | -0.52475 | 0.97276 | -0.52434 | 1.4837
169 | -0.0042398 | -0.0010621 | 0.0042399 | 0.001062 | 1.0846e-07 | -2.3776e-08 | 0.0063448 | 0.0063448 | 0.0063448 | 0.99431 | -0.10798 | 0.99434 | -0.10744 | 1.7431
170 | -0.0059468 | -0.0014898 | 0.0059473 | 0.0014899 | 4.3808e-07 | 8.9016e-08 | 0.0088992 | 0.0088991 | 0.0088992 | 0.99434 | -0.10744 | 0.99442 | -0.1059 | 2.4448
171 | -0.0067826 | -0.0016993 | 0.006783 | 0.0016994 | 3.1789e-07 | 9.6676e-08 | 0.010149 | 0.010149 | 0.010149 | 0.99442 | -0.1059 | 0.99447 | -0.10491 | 2.7882
172 | 0.16015 | 0.040863 | -0.16 | -0.040763 | 0.00015932 | 0.00010044 | 0.24013 | 0.24013 | 0.24013 | 0.9935 | -0.12334 | 0.99242 | -0.14396 | 16.4925
173 | -0.16015 | -0.040863 | 0.16022 | 0.040905 | 6.7171e-05 | 4.2345e-05 | 0.24013 | 0.24013 | 0.24013 | 0.9935 | -0.12334 | 0.99396 | -0.11466 | 16.4924
174 | 0.15927 | 0.040581 | -0.15912 | -0.040486 | 0.00014956 | 9.4277e-05 | 0.23904 | 0.23904 | 0.23904 | 0.99242 | -0.14396 | 0.99141 | -0.16344 | 16.4178
175 | -0.16157 | -0.041242 | 0.16164 | 0.04129 | 7.6143e-05 | 4.8013e-05 | 0.24214 | 0.24214 | 0.24214 | 0.99396 | -0.11466 | 0.99447 | -0.10491 | 16.6305
176 | -0.16842 | -0.042989 | 0.16846 | 0.043012 | 3.5089e-05 | 2.2152e-05 | 0.25229 | 0.25229 | 0.25229 | 0.99447 | -0.10491 | 0.9947 | -0.1006 | 17.3275
177 | 0.15912 | 0.040486 | -0.15909 | -0.040469 | 2.7967e-05 | 1.763e-05 | 0.23904 | 0.23904 | 0.23904 | 0.99141 | -0.16344 | 0.99122 | -0.16709 | 16.4178
178 | -0.17072 | -0.043579 | 0.17073 | 0.043586 | 1.1337e-05 | 7.1595e-06 | 0.25567 | 0.25567 | 0.25567 | 0.9947 | -0.1006 | 0.99477 | -0.099228 | 17.56
179 | 0.15659 | 0.039842 | -0.15646 | -0.039758 | 0.00013418 | 8.4543e-05 | 0.23529 | 0.23529 | 0.23529 | 0.99122 | -0.16709 | 0.99029 | -0.18488 | 16.1601
180 | -0.17138 | -0.043748 | 0.17143 | 0.043779 | 4.8169e-05 | 3.0423e-05 | 0.25664 | 0.25664 | 0.25664 | 0.99477 | -0.099228 | 0.99507 | -0.093413 | 17.6267
181 | -0.17213 | -0.043953 | 0.17217 | 0.04398 | 4.2101e-05 | 2.6593e-05 | 0.25768 | 0.25768 | 0.25768 | 0.99507 | -0.093413 | 0.99534 | -0.088354 | 17.698
182 | -0.17286 | -0.044154 | 0.1729 | 0.044177 | 3.7129e-05 | 2.3455e-05 | 0.25872 | 0.25872 | 0.25872 | 0.99534 | -0.088354 | 0.99557 | -0.083912 | 17.7694
183 | -0.17408 | -0.044472 | 0.17419 | 0.044544 | 0.00011289 | 7.1326e-05 | 0.26048 | 0.26048 | 0.26048 | 0.99557 | -0.083912 | 0.99628 | -0.070509 | 17.8902
184 | -0.17541 | -0.04485 | 0.17542 | 0.044855 | 7.1398e-06 | 4.5118e-06 | 0.26231 | 0.26231 | 0.26231 | 0.99628 | -0.070509 | 0.99632 | -0.069668 | 18.0157
185 | -0.1768 | -0.045202 | 0.17689 | 0.045257 | 8.8136e-05 | 5.5706e-05 | 0.26438 | 0.26438 | 0.26438 | 0.99632 | -0.069668 | 0.99686 | -0.05937 | 18.1577
186 | -0.17876 | -0.045726 | 0.17877 | 0.045729 | 3.8987e-06 | 2.4648e-06 | 0.26717 | 0.26717 | 0.26717 | 0.99686 | -0.05937 | 0.99689 | -0.058919 | 18.3494
187 | -0.18064 | -0.046197 | 0.18066 | 0.046214 | 2.6417e-05 | 1.6705e-05 | 0.26996 | 0.26996 | 0.26996 | 0.99689 | -0.058919 | 0.99705 | -0.055897 | 18.541
188 | -0.18223 | -0.046607 | 0.18225 | 0.046618 | 1.7596e-05 | 1.1129e-05 | 0.2723 | 0.2723 | 0.2723 | 0.99705 | -0.055897 | 0.99715 | -0.053902 | 18.7019
189 | -0.18469 | -0.04723 | 0.18472 | 0.047248 | 2.8104e-05 | 1.7781e-05 | 0.27594 | 0.27594 | 0.27594 | 0.99715 | -0.053902 | 0.99732 | -0.050758 | 18.9521
190 | 0.15646 | 0.039758 | -0.15634 | -0.039683 | 0.00011868 | 7.4781e-05 | 0.23529 | 0.23529 | 0.23529 | 0.99029 | -0.18488 | 0.98947 | -0.20065 | 16.1602
191 | 0.15392 | 0.039078 | -0.15382 | -0.039012 | 0.00010384 | 6.5397e-05 | 0.23166 | 0.23166 | 0.23166 | 0.98947 | -0.20065 | 0.98874 | -0.21468 | 15.9107
192 | 0.15098 | 0.0383 | -0.15085 | -0.03822 | 0.00012538 | 7.991e-05 | 0.22738 | 0.22738 | 0.22738 | 0.98874 | -0.21468 | 0.98784 | -0.23196 | 31.2335
193 | 0.051663 | 0.013007 | -0.051651 | -0.012999 | 1.2204e-05 | 7.7418e-06 | 0.077843 | 0.077843 | 0.077843 | 0.98784 | -0.23196 | 0.98759 | -0.23691 | 21.3853
194 | 0.099189 | 0.025213 | -0.098948 | -0.025059 | 0.0002412 | 0.000154 | 0.14954 | 0.14954 | 0.14954 | 0.98784 | -0.23196 | 0.98522 | -0.28259 | 41.0817
195 | 0.049225 | 0.012391 | -0.049184 | -0.012366 | 4.0273e-05 | 2.5525e-05 | 0.074187 | 0.074187 | 0.074187 | 0.98759 | -0.23691 | 0.9867 | -0.25404 | 20.381
196 | 0.093606 | 0.02372 | -0.093304 | -0.023527 | 0.00030206 | 0.00019281 | 0.14147 | 0.14147 | 0.14147 | 0.98522 | -0.28259 | 0.98175 | -0.34999 | 38.8653
197 | 0.046773 | 0.011761 | -0.046724 | -0.011731 | 4.8394e-05 | 3.0641e-05 | 0.07055 | 0.070551 | 0.070551 | 0.9867 | -0.25404 | 0.98559 | -0.27573 | 19.382
198 | 0.045191 | 0.011421 | -0.045127 | -0.011381 | 6.3955e-05 | 4.0473e-05 | 0.06853 | 0.06853 | 0.06853 | 0.98175 | -0.34999 | 0.98023 | -0.37955 | 18.8269
199 | 0.048112 | 0.012106 | -0.048085 | -0.012089 | 2.6856e-05 | 1.7017e-05 | 0.07294 | 0.07294 | 0.07294 | 0.98175 | -0.34999 | 0.98115 | -0.36168 | 20.0385
200 | 0.038458 | 0.0096589 | -0.038431 | -0.009642 | 2.6765e-05 | 1.686e-05 | 0.058069 | 0.05807 | 0.05807 | 0.98559 | -0.27573 | 0.98484 | -0.29032 | 15.9532
201 | 0.041753 | 0.010535 | -0.041718 | -0.010514 | 3.4362e-05 | 2.1705e-05 | 0.063407 | 0.063407 | 0.063407 | 0.98023 | -0.37955 | 0.97935 | -0.39676 | 17.4196
202 | 0.046306 | 0.011643 | -0.046305 | -0.011642 | 3.5897e-07 | 2.2729e-07 | 0.070241 | 0.070241 | 0.070241 | 0.98115 | -0.36168 | 0.98114 | -0.36184 | 19.2969
203 | 0.036418 | 0.0091374 | -0.036414 | -0.0091352 | 3.5833e-06 | 2.2532e-06 | 0.055028 | 0.055028 | 0.055028 | 0.98484 | -0.29032 | 0.98474 | -0.29239 | 15.1175
204 | 0.039273 | 0.0099008 | -0.039241 | -0.0098807 | 3.1985e-05 | 2.0169e-05 | 0.059693 | 0.059693 | 0.059693 | 0.97935 | -0.39676 | 0.97848 | -0.41379 | 16.3991
205 | 0.002445 | 0.00061267 | -0.0024449 | -0.00061276 | 5.0685e-08 | -9.0797e-08 | 0.0037149 | 0.0037149 | 0.0037149 | 0.97935 | -0.39676 | 0.97933 | -0.39719 | 1.0206
206 | 0.044739 | 0.01125 | -0.044729 | -0.011243 | 1.0022e-05 | 6.341e-06 | 0.067866 | 0.067866 | 0.067866 | 0.98114 | -0.36184 | 0.9809 | -0.36654 | 18.6444
207 | 0.028326 | 0.0071081 | -0.028316 | -0.0071021 | 9.7114e-06 | 6.0356e-06 | 0.042806 | 0.042806 | 0.042806 | 0.98474 | -0.29239 | 0.98437 | -0.29958 | 11.7599
208 | 0.02626 | 0.0065867 | -0.026257 | -0.0065849 | 2.9053e-06 | 1.7969e-06 | 0.039697 | 0.039697 | 0.039697 | 0.98437 | -0.29958 | 0.98425 | -0.3019 | 10.9058
209 | 0.024242 | 0.0060798 | -0.024237 | -0.0060771 | 4.4467e-06 | 2.7337e-06 | 0.036651 | 0.036651 | 0.036651 | 0.98425 | -0.3019 | 0.98405 | -0.30575 | 10.0689
210 | 0.021862 | 0.0054817 | -0.021858 | -0.0054798 | 3.2726e-06 | 1.993e-06 | 0.033059 | 0.033059 | 0.033059 | 0.98405 | -0.30575 | 0.98389 | -0.30889 | 9.0821
211 | 0.019482 | 0.0048842 | -0.019481 | -0.0048835 | 1.1374e-06 | 6.8356e-07 | 0.029465 | 0.029465 | 0.029465 | 0.98389 | -0.30889 | 0.98383 | -0.31012 | 8.0948
212 | 0.0021126 | 0.00052926 | -0.0021125 | -0.00052945 | 6.9692e-08 | -1.8603e-07 | 0.0031969 | 0.003197 | 0.003197 | 0.98328 | -0.32086 | 0.98324 | -0.32155 | 0.87831
213 | 0.035103 | 0.0088434 | -0.035068 | -0.0088217 | 3.4539e-05 | 2.17e-05 | 0.053399 | 0.053399 | 0.053399 | 0.97848 | -0.41379 | 0.97743 | -0.43438 | 14.67
214 | 0.043123 | 0.010841 | -0.043123 | -0.010841 | 1.7946e-07 | 1.1344e-07 | 0.06543 | 0.06543 | 0.06543 | 0.9809 | -0.36654 | 0.9809 | -0.36662 | 17.9752
215 | 0.033683 | 0.0084746 | -0.033683 | -0.0084746 | 4.4205e-08 | 2.773e-08 | 0.051291 | 0.051291 | 0.051291 | 0.97743 | -0.43438 | 0.97743 | -0.43441 | 14.0909
216 | 0.041566 | 0.010451 | -0.041557 | -0.010445 | 8.8616e-06 | 5.5964e-06 | 0.063067 | 0.063067 | 0.063067 | 0.9809 | -0.36662 | 0.98067 | -0.37109 | 17.3261
217 | -0.0059424 | -0.0014893 | 0.005943 | 0.0014894 | 5.8509e-07 | 1.3549e-07 | 0.0090466 | 0.0090465 | 0.0090466 | 0.97743 | -0.4347 | 0.97753 | -0.43263 | 2.4853
218 | -0.0071586 | -0.0017941 | 0.0071591 | 0.0017943 | 4.4085e-07 | 1.5802e-07 | 0.010897 | 0.010897 | 0.010897 | 0.97753 | -0.43263 | 0.9776 | -0.43134 | 2.9937
219 | -0.013782 | -0.003454 | 0.013783 | 0.0034546 | 1.0349e-06 | 5.8372e-07 | 0.020977 | 0.020977 | 0.020977 | 0.9776 | -0.43134 | 0.97768 | -0.42976 | 5.763
220 | 0.0066226 | 0.0016597 | -0.0066224 | -0.0016597 | 1.992e-07 | 6.1945e-08 | 0.01008 | 0.01008 | 0.01008 | 0.9776 | -0.43134 | 0.97756 | -0.43197 | 2.7693
221 | -0.0054671 | -0.0013702 | 0.0054673 | 0.0013702 | 1.8197e-07 | 2.8663e-08 | 0.0083231 | 0.0083231 | 0.0083231 | 0.97741 | -0.43492 | 0.97745 | -0.43422 | 2.2866
222 | -0.0054673 | -0.0013702 | 0.0054678 | 0.0013703 | 5.8679e-07 | 9.238e-08 | 0.0083231 | 0.008323 | 0.0083231 | 0.97745 | -0.43422 | 0.97756 | -0.43197 | 2.2866
223 | 0.032299 | 0.0081276 | -0.032299 | -0.0081275 | 4.3538e-08 | 2.7266e-08 | 0.049183 | 0.049183 | 0.049183 | 0.97743 | -0.43441 | 0.97742 | -0.43444 | 13.5117
224 | 0.030914 | 0.0077805 | -0.030914 | -0.0077805 | 3.7223e-08 | 2.3264e-08 | 0.047075 | 0.047075 | 0.047075 | 0.97742 | -0.43444 | 0.97742 | -0.43446 | 12.9326
225 | -0.0029015 | -0.00072718 | 0.0029016 | 0.00072703 | 1.4154e-07 | -1.5393e-07 | 0.004408 | 0.0044079 | 0.004408 | 0.97947 | -0.39446 | 0.97953 | -0.39343 | 1.211
226 | -0.035231 | -0.0088447 | 0.035248 | 0.0088552 | 1.6762e-05 | 1.0531e-05 | 0.053526 | 0.053526 | 0.053526 | 0.97953 | -0.39343 | 0.98004 | -0.38346 | 14.7049
227 | 0.03233 | 0.0081176 | -0.03232 | -0.0081119 | 9.2302e-06 | 5.7789e-06 | 0.049118 | 0.049118 | 0.049118 | 0.97953 | -0.39343 | 0.97922 | -0.39942 | 13.494
228 | -0.036827 | -0.009251 | 0.036834 | 0.0092554 | 6.9584e-06 | 4.3786e-06 | 0.055924 | 0.055924 | 0.055924 | 0.98004 | -0.38346 | 0.98024 | -0.37951 | 15.3636
229 | 0.030781 | 0.007726 | -0.030781 | -0.007726 | 5.385e-09 | 3.3613e-09 | 0.046778 | 0.046778 | 0.046778 | 0.97922 | -0.39942 | 0.97922 | -0.39942 | 12.8512
230 | -0.038387 | -0.0096445 | 0.038394 | 0.0096492 | 7.5254e-06 | 4.7417e-06 | 0.05828 | 0.05828 | 0.05828 | 0.98024 | -0.37951 | 0.98045 | -0.3754 | 16.0111
231 | 0.029196 | 0.0073287 | -0.029191 | -0.007326 | 4.3885e-06 | 2.7339e-06 | 0.04437 | 0.04437 | 0.04437 | 0.97922 | -0.39942 | 0.97906 | -0.40257 | 12.1895
232 | -0.039969 | -0.010044 | 0.039978 | 0.010049 | 8.2262e-06 | 5.1896e-06 | 0.060671 | 0.060671 | 0.060671 | 0.98045 | -0.3754 | 0.98067 | -0.37109 | 16.6678
233 | 0.027622 | 0.0069326 | -0.027618 | -0.0069302 | 3.8937e-06 | 2.4179e-06 | 0.041984 | 0.041984 | 0.041984 | 0.97906 | -0.40257 | 0.97891 | -0.40553 | 11.5341
234 | -0.0043236 | -0.0010836 | 0.0043236 | 0.0010836 | 7.1125e-10 | -8.4543e-11 | 0.0066094 | 0.0066094 | 0.0066094 | 0.97339 | -0.51381 | 0.97339 | -0.5138 | 1.8158
235 | -0.009811 | -0.0024589 | 0.0098132 | 0.00246 | 2.209e-06 | 1.0881e-06 | 0.014998 | 0.014998 | 0.014998 | 0.97339 | -0.5138 | 0.97363 | -0.50908 | 4.1203
236 | 0.026076 | 0.0065439 | -0.026073 | -0.0065417 | 3.4971e-06 | 2.1635e-06 | 0.039641 | 0.039641 | 0.039641 | 0.97891 | -0.40553 | 0.97877 | -0.40834 | 10.8905
237 | -0.014998 | -0.0037591 | 0.015001 | 0.0037608 | 2.9589e-06 | 1.7038e-06 | 0.022827 | 0.022827 | 0.022827 | 0.97768 | -0.42976 | 0.97789 | -0.42562 | 6.271
238 | -0.011083 | -0.0027781 | 0.011083 | 0.0027784 | 5.3377e-07 | 2.7991e-07 | 0.016938 | 0.016938 | 0.016938 | 0.97363 | -0.50908 | 0.97368 | -0.50807 | 4.6533
239 | 0.02811 | 0.0070699 | -0.02811 | -0.0070699 | 3.1197e-08 | 1.9399e-08 | 0.042837 | 0.042837 | 0.042837 | 0.97666 | -0.44947 | 0.97666 | -0.4495 | 11.7684
240 | -0.029508 | -0.0074202 | 0.029529 | 0.0074334 | 2.1167e-05 | 1.3197e-05 | 0.044967 | 0.044967 | 0.044967 | 0.97666 | -0.44947 | 0.97742 | -0.43446 | 12.3535
241 | 0.026711 | 0.0067193 | -0.026693 | -0.0067082 | 1.7978e-05 | 1.1144e-05 | 0.040706 | 0.040706 | 0.040706 | 0.97666 | -0.4495 | 0.97594 | -0.46359 | 11.1829
242 | 0.026693 | 0.0067082 | -0.026675 | -0.0066966 | 1.8695e-05 | 1.1589e-05 | 0.040706 | 0.040706 | 0.040706 | 0.97594 | -0.46359 | 0.97519 | -0.47828 | 11.183
243 | 0.025276 | 0.006346 | -0.025273 | -0.0063445 | 2.4687e-06 | 1.5247e-06 | 0.038572 | 0.038572 | 0.038572 | 0.97519 | -0.47828 | 0.97509 | -0.48032 | 10.5966
244 | 0.023877 | 0.0059945 | -0.023865 | -0.0059872 | 1.1902e-05 | 7.3191e-06 | 0.03644 | 0.036441 | 0.036441 | 0.97509 | -0.48032 | 0.97456 | -0.49078 | 10.0111
245 | 0.0227 | 0.0056951 | -0.022693 | -0.0056913 | 6.1619e-06 | 3.7733e-06 | 0.034661 | 0.034661 | 0.034661 | 0.97456 | -0.49078 | 0.97427 | -0.49647 | 9.5224
246 | -0.012035 | -0.0030169 | 0.012035 | 0.0030171 | 3.8665e-07 | 2.0955e-07 | 0.018392 | 0.018392 | 0.018392 | 0.97368 | -0.50807 | 0.97372 | -0.50739 | 5.0529
247 | -0.013199 | -0.0033089 | 0.0132 | 0.003309 | 2.9213e-07 | 1.6315e-07 | 0.020171 | 0.020171 | 0.020171 | 0.97372 | -0.50739 | 0.97374 | -0.50693 | 5.5416
248 | -0.014153 | -0.0035481 | 0.014154 | 0.0035484 | 5.4652e-07 | 3.1102e-07 | 0.021629 | 0.021629 | 0.021629 | 0.97374 | -0.50693 | 0.97378 | -0.50612 | 5.942
249 | 0.0029164 | 0.0007307 | -0.0029162 | -0.00073086 | 1.6184e-07 | -1.6729e-07 | 0.0044541 | 0.0044542 | 0.0044542 | 0.97427 | -0.49647 | 0.97421 | -0.49764 | 1.2237
250 | 0.019777 | 0.0049606 | -0.019773 | -0.0049579 | 4.5643e-06 | 2.7551e-06 | 0.030207 | 0.030207 | 0.030207 | 0.97427 | -0.49647 | 0.97402 | -0.50132 | 8.2987
251 | 0.0019059 | 0.00047766 | -0.0019059 | -0.00047767 | 1.2576e-09 | -4.1218e-09 | 0.0029111 | 0.0029111 | 0.0029111 | 0.97421 | -0.49764 | 0.97421 | -0.49765 | 0.79976
252 | 0.018608 | 0.0046661 | -0.018607 | -0.0046652 | 1.5242e-06 | 9.1292e-07 | 0.028429 | 0.028429 | 0.028429 | 0.97402 | -0.50132 | 0.97394 | -0.50303 | 7.8101
253 | 0.00095207 | 0.00023861 | -0.00095207 | -0.00023861 | 2.2501e-10 | -3.3911e-09 | 0.0014542 | 0.0014542 | 0.0014542 | 0.97421 | -0.49765 | 0.97421 | -0.49766 | 0.3995
254 | 0.017442 | 0.0043732 | -0.01744 | -0.0043724 | 1.3395e-06 | 7.9467e-07 | 0.026649 | 0.026649 | 0.026649 | 0.97394 | -0.50303 | 0.97386 | -0.50465 | 7.3211
255 | 0.016275 | 0.0040803 | -0.016274 | -0.0040798 | 7.3773e-07 | 4.3257e-07 | 0.024868 | 0.024868 | 0.024868 | 0.97386 | -0.50465 | 0.97381 | -0.5056 | 6.8318
256 | 0.015321 | 0.0038409 | -0.01532 | -0.0038407 | 3.803e-07 | 2.2037e-07 | 0.023411 | 0.023411 | 0.023411 | 0.97381 | -0.5056 | 0.97378 | -0.50612 | 6.4316
257 | -0.016214 | -0.0040648 | 0.016215 | 0.0040656 | 1.3574e-06 | 7.9415e-07 | 0.024672 | 0.024672 | 0.024672 | 0.97789 | -0.42562 | 0.97798 | -0.42387 | 6.7781
258 | 0.024498 | 0.0061469 | -0.024495 | -0.006145 | 3.0886e-06 | 1.9021e-06 | 0.037246 | 0.037246 | 0.037246 | 0.97877 | -0.40834 | 0.97863 | -0.41099 | 10.2325
259 | 0.022962 | 0.0057609 | -0.022959 | -0.0057592 | 2.7165e-06 | 1.6639e-06 | 0.034916 | 0.034916 | 0.034916 | 0.97863 | -0.41099 | 0.97851 | -0.41347 | 9.5922
260 | 0.021383 | 0.0053643 | -0.021381 | -0.0053626 | 2.8138e-06 | 1.7117e-06 | 0.03252 | 0.03252 | 0.03252 | 0.97851 | -0.41347 | 0.97837 | -0.41623 | 8.934
261 | 0.019799 | 0.0049661 | -0.019795 | -0.004964 | 3.5107e-06 | 2.1172e-06 | 0.030114 | 0.030114 | 0.030114 | 0.97837 | -0.41623 | 0.97818 | -0.41995 | 8.273
262 | 0.018629 | 0.0046718 | -0.018627 | -0.0046707 | 1.8109e-06 | 1.0835e-06 | 0.02834 | 0.02834 | 0.02834 | 0.97818 | -0.41995 | 0.97807 | -0.42199 | 7.7858
263 | 0.017432 | 0.004371 | -0.01743 | -0.0043701 | 1.5571e-06 | 9.2249e-07 | 0.026521 | 0.026521 | 0.026521 | 0.97807 | -0.42199 | 0.97798 | -0.42387 | 7.286

## res_trafo
| p_hv_mw | q_hv_mvar | p_lv_mw | q_lv_mvar | pl_mw | ql_mvar | i_hv_ka | i_lv_ka | vm_hv_pu | va_hv_degree | vm_lv_pu | va_lv_degree | loading_percent
0 | -1.2729e-15 | -1.3162e-15 | 0.00165 | 1.2699e-07 | 0.00165 | 1.2699e-07 | 5.2857e-17 | 0.0023815 | 0.99998 | 149.9956 | 1 | 0 | 0.2619

## res_ext_grid
| p_mw | q_mvar
0 | 0.572 | 0.14705

## res_load
| p_mw | q_mvar
0 | 0.0083116 | 0.0020831
1 | 0.0022337 | 0.00055981
2 | 0.0046855 | 0.0011743
3 | 0.0013062 | 0.00032736
4 | 0.0025759 | 0.00064557
5 | 0.0011171 | 0.00027997
6 | 0.00072937 | 0.0001828
7 | 0.0046069 | 0.0011546
8 | 0.0014968 | 0.00037514
9 | 0.00063729 | 0.00015972
10 | 0.0037426 | 0.00093799
11 | 0.0014159 | 0.00035486
12 | 0.00074724 | 0.00018728
13 | 0.0060594 | 0.0015186
14 | 0.0032396 | 0.00081193
15 | 0.013318 | 0.0033377
16 | 0.0047729 | 0.0011962
17 | 0.0036743 | 0.00092086
18 | 0.0031362 | 0.00078602
19 | 0.004044 | 0.0010135
20 | 0.0024363 | 0.0006106
21 | 0.0060526 | 0.0015169
22 | 0.0011392 | 0.00028552
23 | 0.006832 | 0.0017123
24 | 0.0054761 | 0.0013724
25 | 0.001043 | 0.0002614
26 | 0.0008154 | 0.00020436
27 | 0.0033785 | 0.00084672
28 | 0.00040056 | 0.00010039
29 | 0.0032646 | 0.00081819
30 | 0.0031718 | 0.00079492
31 | 0.004257 | 0.0010669
32 | 0.0010787 | 0.00027034
33 | 0.0051777 | 0.0012977
34 | 0.00062428 | 0.00015646
35 | 0.0089971 | 0.0022549
36 | 0.006034 | 0.0015123
37 | 0.0053865 | 0.00135
38 | 0.0010841 | 0.00027169
39 | 0.0062791 | 0.0015737
40 | 0.0025866 | 0.00064826
41 | 0.0025865 | 0.00064824
42 | 0.0025709 | 0.00064433
43 | 0.0018906 | 0.00047383
44 | 0.0026276 | 0.00065853
45 | 0.0084497 | 0.0021177
46 | 0.0018813 | 0.0004715
47 | 0.0025734 | 0.00064494
48 | 0.0012853 | 0.00032212
49 | 0.0012875 | 0.00032267
50 | 0.0029093 | 0.00072913
51 | 0.00943 | 0.0023634
52 | 0.0017876 | 0.00044801
53 | 0.0088644 | 0.0022216
54 | 0.00052443 | 0.00013144
55 | 0.0022487 | 0.00056358
56 | 0.00084425 | 0.00021159
57 | 0.0012855 | 0.00032217
58 | 0.0035647 | 0.0008934
59 | 0.00094468 | 0.00023676
60 | 0.0035577 | 0.00089165
61 | 0.0035563 | 0.0008913
62 | 0.0015597 | 0.0003909
63 | 0.0018493 | 0.00046348
64 | 0.0022564 | 0.0005655
65 | 0.00091115 | 0.00022835
66 | 0.0029782 | 0.00074642
67 | 0.0013561 | 0.00033986
68 | 0.0034163 | 0.0008562
69 | 0.0031993 | 0.00080181
70 | 0.0034745 | 0.00087078
71 | 0.0028329 | 0.00070999
72 | 0.0050818 | 0.0012736
73 | 0.0019164 | 0.00048029
74 | 0.0040441 | 0.0010136
75 | 0.0024501 | 0.00061405
76 | 0.0018986 | 0.00047583
77 | 0.0084446 | 0.0021164
78 | 0.0018457 | 0.00046258
79 | 0.0060574 | 0.0015181
80 | 0.0016761 | 0.00042007
81 | 0.0022434 | 0.00056225
82 | 0.0021908 | 0.00054907
83 | 0.0016756 | 0.00041994
84 | 0.003091 | 0.00077469
85 | 0.0021631 | 0.00054213
86 | 0.0013948 | 0.00034956
87 | 0.000913 | 0.00022882
88 | 0.0015982 | 0.00040053
89 | 0.0019137 | 0.00047962
90 | 0.0018712 | 0.00046896
91 | 0.0008761 | 0.00021957
92 | 0.0011352 | 0.00028451
93 | 0.0025106 | 0.00062922
94 | 0.0011215 | 0.00028107
95 | 0.0014793 | 0.00037075
96 | 0.0022128 | 0.00055459
97 | 0.0011493 | 0.00028803
98 | 0.0016714 | 0.0004189
99 | 0.00094871 | 0.00023777
100 | 0.00094673 | 0.00023727
101 | 0.001204 | 0.00030175
102 | 0.0010999 | 0.00027566
103 | 0.0011963 | 0.00029982
104 | 0.0011995 | 0.00030063
105 | 0.0043201 | 0.0010827
106 | 0.0053883 | 0.0013504
107 | 0.0035634 | 0.00089307
108 | 0.0012851 | 0.00032207
109 | 0.0012872 | 0.0003226
110 | 0.0016277 | 0.00040795
111 | 0.0016572 | 0.00041535
112 | 0.0016546 | 0.00041468
113 | 0.0021126 | 0.00052946
114 | 0.0012735 | 0.00031916
115 | 0.00099218 | 0.00024866
116 | 0.0012967 | 0.00032497
117 | 0.00099069 | 0.00024829
118 | 0.0012942 | 0.00032437
119 | 0.00128 | 0.00032079
120 | 0.0012737 | 0.00031922
121 | 0.0012963 | 0.00032488
122 | 0.0012948 | 0.0003245
123 | 0.0012974 | 0.00032517
124 | 0.0013868 | 0.00034756
125 | 0.0040686 | 0.0010197
126 | 0.0049981 | 0.0012526
127 | 0.0015283 | 0.00038304
128 | 0.0012292 | 0.00030808
129 | 0.0015699 | 0.00039346
130 | 0.0027097 | 0.00067912
131 | 0.0012426 | 0.00031143
132 | 0.0076516 | 0.0019177
133 | 0.0013994 | 0.00035071
134 | 0.0076013 | 0.0019051
135 | 0.0022732 | 0.00056971
136 | 0.0022976 | 0.00057584
137 | 0.0012203 | 0.00030583
138 | 0.0013127 | 0.000329
139 | 0.00099757 | 0.00025001
140 | 0.0010043 | 0.0002517
141 | 0.001327 | 0.00033258
142 | 0.0017069 | 0.00042779
143 | 0.00083537 | 0.00020936
144 | 0.00072567 | 0.00018187
145 | 0.0013431 | 0.0003366
146 | 0.0022628 | 0.00056712
147 | 0.0024993 | 0.00062638
148 | 0.00064878 | 0.0001626
149 | 0.00069481 | 0.00017414
150 | 0.0006949 | 0.00017416
151 | 0.0011776 | 0.00029514
152 | 0.0012237 | 0.0003067
153 | 0.001384 | 0.00034686
154 | 0.0018698 | 0.00046862
155 | 0.0018697 | 0.00046859
156 | 0.0015696 | 0.00039338
157 | 0.0024405 | 0.00061165
158 | 0.0022148 | 0.00055508
159 | 0.0024158 | 0.00060546
160 | 0.0028436 | 0.00071266
161 | 0.0024263 | 0.00060808
162 | 0.005342 | 0.0013388
163 | 0.0024114 | 0.00060435
164 | 0.0082669 | 0.0020719
165 | 0.0033744 | 0.0008457
166 | 0.0017797 | 0.00044604
167 | 0.0020133 | 0.00050457
168 | 0.0015662 | 0.00039253
169 | 0.0080881 | 0.0020271
170 | 0.0020565 | 0.00051541
171 | 0.0020151 | 0.00050504
172 | 0.0023754 | 0.00059533
173 | 0.0023762 | 0.00059554
174 | 0.0064469 | 0.0016157
175 | 0.0022301 | 0.00055893
176 | 0.0021125 | 0.00052945
177 | 0.0041389 | 0.0010373
178 | 0.0024449 | 0.00061276
179 | 0.0016058 | 0.00040244
180 | 0.0013847 | 0.00034704
181 | 0.0015574 | 0.00039033
182 | 0.0059424 | 0.0014893
183 | 0.0012156 | 0.00030467
184 | 0.0054671 | 0.0013702
185 | 0.0013847 | 0.00034704
186 | 0.0013847 | 0.00034704
187 | 0.0029015 | 0.00072718
188 | 0.0015792 | 0.00039579
189 | 0.0015396 | 0.00038587
190 | 0.0015526 | 0.00038912
191 | 0.0015852 | 0.00039728
192 | 0.0011545 | 0.00028935
193 | 0.001575 | 0.00039473
194 | 0.0015697 | 0.00039339
195 | 0.0043236 | 0.0010836
196 | 0.0054874 | 0.0013753
197 | 0.0015793 | 0.00039581
198 | 0.0015413 | 0.00038627
199 | 0.0012151 | 0.00030453
200 | 0.0012694 | 0.00031815
201 | 0.0013979 | 0.00035036
202 | 0.0013988 | 0.00035056
203 | 0.0013847 | 0.00034704
204 | 0.0013988 | 0.00035056
205 | 0.0013966 | 0.00035001
206 | 0.0011653 | 0.00029205
207 | 0.00095171 | 0.00023852
208 | 0.0011642 | 0.00029177
209 | 0.00095372 | 0.00023902
210 | 0.0010103 | 0.0002532
211 | 0.0011642 | 0.00029177
212 | 0.00095386 | 0.00023906
213 | 0.0011651 | 0.000292
214 | 0.00095207 | 0.00023861
215 | 0.0011657 | 0.00029215
216 | 0.00095339 | 0.00023894
217 | 0.0011662 | 0.00029228
218 | 0.0012129 | 0.00030398
219 | 0.0015753 | 0.00039482
220 | 0.0015327 | 0.00038414
221 | 0.0015757 | 0.00039491
222 | 0.0015819 | 0.00039646
223 | 0.0011659 | 0.0002922
224 | 0.0011958 | 0.0002997
225 | 0.0012151 | 0.00030454

## dtypes
| element | column | dtype
0 | bus | name | object
1 | bus | vn_kv | float64
2 | bus | type | object
3 | bus | zone | object
4 | bus | in_service | bool
5 | load | name | object
6 | load | bus | uint32
7 | load | p_mw | float64
8 | load | q_mvar | float64
9 | load | const_z_percent | float64
10 | load | const_i_percent | float64
11 | load | sn_mva | float64
12 | load | scaling | float64
13 | load | in_service | bool
14 | load | type | object
15 | ext_grid | name | object
16 | ext_grid | bus | uint32
17 | ext_grid | vm_pu | float64
18 | ext_grid | va_degree | float64
19 | ext_grid | slack_weight | float64
20 | ext_grid | in_service | bool
21 | line | name | object
22 | line | std_type | object
23 | line | from_bus | uint32
24 | line | to_bus | uint32
25 | line | length_km | float64
26 | line | r_ohm_per_km | float64
27 | line | x_ohm_per_km | float64
28 | line | c_nf_per_km | float64
29 | line | g_us_per_km | float64
30 | line | max_i_ka | float64
31 | line | df | float64
32 | line | parallel | uint32
33 | line | type | object
34 | line | in_service | bool
35 | trafo | name | object
36 | trafo | std_type | object
37 | trafo | hv_bus | uint32
38 | trafo | lv_bus | uint32
39 | trafo | sn_mva | float64
40 | trafo | vn_hv_kv | float64
41 | trafo | vn_lv_kv | float64
42 | trafo | vk_percent | float64
43 | trafo | vkr_percent | float64
44 | trafo | pfe_kw | float64
45 | trafo | i0_percent | float64
46 | trafo | shift_degree | float64
47 | trafo | tap_side | object
48 | trafo | tap_neutral | int32
49 | trafo | tap_min | int32
50 | trafo | tap_max | int32
51 | trafo | tap_step_percent | float64
52 | trafo | tap_step_degree | float64
53 | trafo | tap_pos | int32
54 | trafo | tap_phase_shifter | bool
55 | trafo | parallel | uint32
56 | trafo | df | float64
57 | trafo | in_service | bool
58 | line_geodata | coords | object
59 | bus_geodata | x | float64
60 | bus_geodata | y | float64
61 | bus_geodata | coords | object
62 | res_bus | vm_pu | float64
63 | res_bus | va_degree | float64
64 | res_bus | p_mw | float64
65 | res_bus | q_mvar | float64
66 | res_line | p_from_mw | float64
67 | res_line | q_from_mvar | float64
68 | res_line | p_to_mw | float64
69 | res_line | q_to_mvar | float64
70 | res_line | pl_mw | float64
71 | res_line | ql_mvar | float64
72 | res_line | i_from_ka | float64
73 | res_line | i_to_ka | float64
74 | res_line | i_ka | float64
75 | res_line | vm_from_pu | float64
76 | res_line | va_from_degree | float64
77 | res_line | vm_to_pu | float64
78 | res_line | va_to_degree | float64
79 | res_line | loading_percent | float64
80 | res_trafo | p_hv_mw | float64
81 | res_trafo | q_hv_mvar | float64
82 | res_trafo | p_lv_mw | float64
83 | res_trafo | q_lv_mvar | float64
84 | res_trafo | pl_mw | float64
85 | res_trafo | ql_mvar | float64
86 | res_trafo | i_hv_ka | float64
87 | res_trafo | i_lv_ka | float64
88 | res_trafo | vm_hv_pu | float64
89 | res_trafo | va_hv_degree | float64
90 | res_trafo | vm_lv_pu | float64
91 | res_trafo | va_lv_degree | float64
92 | res_trafo | loading_percent | float64
93 | res_ext_grid | p_mw | float64
94 | res_ext_grid | q_mvar | float64
95 | res_load | p_mw | float64
96 | res_load | q_mvar | float64

## parameters
| version | format_version | converged | OPF_converged | name | f_hz | sn_mva
0 | 2.14.6 | 2.14.0 | TRUE | FALSE |  | 50 | 1