## bus
| name | vn_kv | type | zone | in_service
0 | bus_LV_10-7_0_3_node_0 | 0.4 | n |  | TRUE
1 | bus_LV_10-7_0_3_node_1 | 0.4 | n |  | TRUE
2 | bus_LV_10-7_0_3_node_2 | 0.4 | n |  | TRUE
3 | bus_LV_10-7_0_3_node_3 | 0.4 | n |  | TRUE
4 | bus_LV_10-7_0_3_node_4 | 0.4 | n |  | TRUE
5 | bus_LV_10-7_0_3_node_20 | 0.4 | n |  | TRUE
6 | bus_LV_10-7_0_3_node_22 | 0.4 | n |  | TRUE
7 | bus_LV_10-7_0_3_node_19 | 0.4 | n |  | TRUE
8 | bus_LV_10-7_0_3_node_5 | 0.4 | n |  | TRUE
9 | bus_LV_10-7_0_3_node_6 | 0.4 | n |  | TRUE
10 | bus_LV_10-7_0_3_node_23 | 0.4 | n |  | TRUE
11 | bus_LV_10-7_0_3_node_24 | 0.4 | n |  | TRUE
12 | bus_LV_10-7_0_3_node_28 | 0.4 | n |  | TRUE
13 | bus_LV_10-7_0_3_node_8 | 0.4 | n |  | TRUE
14 | bus_LV_10-7_0_3_node_9 | 0.4 | n |  | TRUE
15 | bus_LV_10-7_0_3_node_10 | 0.4 | n |  | TRUE
16 | bus_LV_10-7_0_3_node_12 | 0.4 | n |  | TRUE
17 | bus_LV_10-7_0_3_node_13 | 0.4 | n |  | TRUE
18 | bus_LV_10-7_0_3_node_11 | 0.4 | n |  | TRUE
19 | bus_LV_10-7_0_3_node_14 | 0.4 | n |  | TRUE
20 | bus_LV_10-7_0_3_node_15 | 0.4 | n |  | TRUE
21 | bus_LV_10-7_0_3_node_16 | 0.4 | n |  | TRUE
22 | bus_LV_10-7_0_3_node_17 | 0.4 | n |  | TRUE
23 | bus_LV_10-7_0_3_node_21 | 0.4 | n |  | TRUE
24 | bus_LV_10-7_0_3_node_18 | 0.4 | n |  | TRUE
25 | bus_LV_10-7_0_3_node_199 | 0.4 | n |  | TRUE
26 | bus_LV_10-7_0_3_node_25 | 0.4 | n |  | TRUE
27 | bus_LV_10-7_0_3_node_200 | 0.4 | n |  | TRUE
28 | bus_LV_10-7_0_3_node_26 | 0.4 | n |  | TRUE
29 | bus_LV_10-7_0_3_node_29 | 0.4 | n |  | TRUE
30 | bus_LV_10-7_0_3_node_27 | 0.4 | n |  | TRUE
31 | bus_LV_10-7_0_3_node_228 | 0.4 | n |  | TRUE
32 | bus_LV_10-7_0_3_node_226 | 0.4 | n |  | TRUE
33 | bus_LV_10-7_0_3_node_31 | 0.4 | n |  | TRUE
34 | bus_LV_10-7_0_3_node_30 | 0.4 | n |  | TRUE
35 | bus_LV_10-7_0_3_node_38 | 0.4 | n |  | TRUE
36 | bus_LV_10-7_0_3_node_39 | 0.4 | n |  | TRUE
37 | bus_LV_10-7_0_3_node_32 | 0.4 | n |  | TRUE
38 | bus_LV_10-7_0_3_node_35 | 0.4 | n |  | TRUE
39 | bus_LV_10-7_0_3_node_33 | 0.4 | n |  | TRUE
40 | bus_LV_10-7_0_3_node_34 | 0.4 | n |  | TRUE
41 | bus_LV_10-7_0_3_node_43 | 0.4 | n |  | TRUE
42 | bus_LV_10-7_0_3_node_42 | 0.4 | n |  | TRUE
43 | bus_LV_10-7_0_3_node_46 | 0.4 | n |  | TRUE
44 | bus_LV_10-7_0_3_node_47 | 0.4 | n |  | TRUE
45 | bus_LV_10-7_0_3_node_256 | 0.4 | n |  | TRUE
46 | bus_LV_10-7_0_3_node_48 | 0.4 | n |  | TRUE
47 | bus_LV_10-7_0_3_node_49 | 0.4 | n |  | TRUE
48 | bus_LV_10-7_0_3_node_50 | 0.4 | n |  | TRUE
49 | bus_LV_10-7_0_3_node_51 | 0.4 | n |  | TRUE
50 | bus_LV_10-7_0_3_node_52 | 0.4 | n |  | TRUE
51 | bus_LV_10-7_0_3_node_53 | 0.4 | n |  | TRUE
52 | bus_LV_10-7_0_3_node_54 | 0.4 | n |  | TRUE
53 | bus_LV_10-7_0_3_node_227 | 0.4 | n |  | TRUE
54 | bus_LV_10-7_0_3_node_238 | 0.4 | n |  | TRUE
55 | bus_LV_10-7_0_3_node_100 | 0.4 | n |  | TRUE
56 | bus_LV_10-7_0_3_node_102 | 0.4 | n |  | TRUE
57 | bus_LV_10-7_0_3_node_107 | 0.4 | n |  | TRUE
58 | bus_LV_10-7_0_3_node_105 | 0.4 | n |  | TRUE
59 | bus_LV_10-7_0_3_node_104 | 0.4 | n |  | TRUE
60 | bus_LV_10-7_0_3_node_106 | 0.4 | n |  | TRUE
61 | bus_LV_10-7_0_3_node_108 | 0.4 | n |  | TRUE
62 | bus_LV_10-7_0_3_node_109 | 0.4 | n |  | TRUE
63 | bus_LV_10-7_0_3_node_110 | 0.4 | n |  | TRUE
64 | bus_LV_10-7_0_3_node_148 | 0.4 | n |  | TRUE
65 | bus_LV_10-7_0_3_node_111 | 0.4 | n |  | TRUE
66 | bus_LV_10-7_0_3_node_147 | 0.4 | n |  | TRUE
67 | bus_LV_10-7_0_3_node_112 | 0.4 | n |  | TRUE
68 | bus_LV_10-7_0_3_node_113 | 0.4 | n |  | TRUE
69 | bus_LV_10-7_0_3_node_114 | 0.4 | n |  | TRUE
70 | bus_LV_10-7_0_3_node_115 | 0.4 | n |  | TRUE
71 | bus_LV_10-7_0_3_node_158 | 0.4 | n |  | TRUE
72 | bus_LV_10-7_0_3_node_138 | 0.4 | n |  | TRUE
73 | bus_LV_10-7_0_3_node_159 | 0.4 | n |  | TRUE
74 | bus_LV_10-7_0_3_node_139 | 0.4 | n |  | TRUE
75 | bus_LV_10-7_0_3_node_135 | 0.4 | n |  | TRUE
76 | bus_LV_10-7_0_3_node_136 | 0.4 | n |  | TRUE
77 | bus_LV_10-7_0_3_node_137 | 0.4 | n |  | TRUE
78 | bus_LV_10-7_0_3_node_142 | 0.4 | n |  | TRUE
79 | bus_LV_10-7_0_3_node_141 | 0.4 | n |  | TRUE
80 | bus_LV_10-7_0_3_node_140 | 0.4 | n |  | TRUE
81 | bus_LV_10-7_0_3_node_144 | 0.4 | n |  | TRUE
82 | bus_LV_10-7_0_3_node_145 | 0.4 | n |  | TRUE
83 | bus_LV_10-7_0_3_node_146 | 0.4 | n |  | TRUE
84 | bus_LV_10-7_0_3_node_149 | 0.4 | n |  | TRUE
85 | bus_LV_10-7_0_3_node_150 | 0.4 | n |  | TRUE
86 | bus_LV_10-7_0_3_node_151 | 0.4 | n |  | TRUE
87 | bus_LV_10-7_0_3_node_152 | 0.4 | n |  | TRUE
88 | bus_LV_10-7_0_3_node_153 | 0.4 | n |  | TRUE
89 | bus_LV_10-7_0_3_node_154 | 0.4 | n |  | TRUE
90 | bus_LV_10-7_0_3_node_155 | 0.4 | n |  | TRUE
91 | bus_LV_10-7_0_3_node_221 | 0.4 | n |  | TRUE
92 | bus_LV_10-7_0_3_node_165 | 0.4 | n |  | TRUE
93 | bus_LV_10-7_0_3_node_264 | 0.4 | n |  | TRUE
94 | bus_LV_10-7_0_3_node_220 | 0.4 | n |  | TRUE
95 | bus_LV_10-7_0_3_node_166 | 0.4 | n |  | TRUE
96 | bus_LV_10-7_0_3_node_160 | 0.4 | n |  | TRUE
97 | bus_LV_10-7_0_3_node_161 | 0.4 | n |  | TRUE
98 | bus_LV_10-7_0_3_node_162 | 0.4 | n |  | TRUE
99 | bus_LV_10-7_0_3_node_163 | 0.4 | n |  | TRUE
100 | bus_LV_10-7_0_3_node_201 | 0.4 | n |  | TRUE
101 | bus_LV_10-7_0_3_node_202 | 0.4 | n |  | TRUE
102 | bus_LV_10-7_0_3_node_205 | 0.4 | n |  | TRUE
103 | bus_LV_10-7_0_3_node_206 | 0.4 | n |  | TRUE
104 | bus_LV_10-7_0_3_node_203 | 0.4 | n |  | TRUE
105 | bus_LV_10-7_0_3_node_225 | 0.4 | n |  | TRUE
106 | bus_LV_10-7_0_3_node_207 | 0.4 | n |  | TRUE
107 | bus_LV_10-7_0_3_node_208 | 0.4 | n |  | TRUE
108 | bus_LV_10-7_0_3_node_204 | 0.4 | n |  | TRUE
109 | bus_LV_10-7_0_3_node_224 | 0.4 | n |  | TRUE
110 | bus_LV_10-7_0_3_node_209 | 0.4 | n |  | TRUE
111 | bus_LV_10-7_0_3_node_210 | 0.4 | n |  | TRUE
112 | bus_LV_10-7_0_3_node_215 | 0.4 | n |  | TRUE
113 | bus_LV_10-7_0_3_node_212 | 0.4 | n |  | TRUE
114 | bus_LV_10-7_0_3_node_211 | 0.4 | n |  | TRUE
115 | bus_LV_10-7_0_3_node_216 | 0.4 | n |  | TRUE
116 | bus_LV_10-7_0_3_node_214 | 0.4 | n |  | TRUE
117 | bus_LV_10-7_0_3_node_217 | 0.4 | n |  | TRUE
118 | bus_LV_10-7_0_3_node_219 | 0.4 | n |  | TRUE
119 | bus_LV_10-7_0_3_node_262 | 0.4 | n |  | TRUE
120 | bus_LV_10-7_0_3_node_223 | 0.4 | n |  | TRUE
121 | bus_LV_10-7_0_3_node_239 | 0.4 | n |  | TRUE
122 | bus_LV_10-7_0_3_node_240 | 0.4 | n |  | TRUE
123 | bus_LV_10-7_0_3_node_246 | 0.4 | n |  | TRUE
124 | bus_LV_10-7_0_3_node_247 | 0.4 | n |  | TRUE
125 | bus_LV_10-7_0_3_node_248 | 0.4 | n |  | TRUE
126 | bus_LV_10-7_0_3_node_249 | 0.4 | n |  | TRUE
127 | bus_LV_10-7_0_3_node_280 | 0.4 | n |  | TRUE
128 | bus_LV_10-7_0_3_node_250 | 0.4 | n |  | TRUE
129 | bus_LV_10-7_0_3_node_251 | 0.4 | n |  | TRUE
130 | bus_LV_10-7_0_3_node_252 | 0.4 | n |  | TRUE
131 | bus_LV_10-7_0_3_node_253 | 0.4 | n |  | TRUE
132 | bus_LV_10-7_0_3_node_254 | 0.4 | n |  | TRUE
133 | bus_LV_10-7_0_3_node_255 | 0.4 | n |  | TRUE
134 | bus_LV_10-7_0_3_node_257 | 0.4 | n |  | TRUE
135 | bus_LV_10-7_0_3_node_258 | 0.4 | n |  | TRUE
136 | bus_LV_10-7_0_3_node_259 | 0.4 | n |  | TRUE
137 | bus_LV_10-7_0_3_node_260 | 0.4 | n |  | TRUE
138 | bus_LV_10-7_0_3_node_267 | 0.4 | n |  | TRUE
139 | bus_LV_10-7_0_3_node_261 | 0.4 | n |  | TRUE
140 | bus_LV_10-7_0_3_node_263 | 0.4 | n |  | TRUE
141 | bus_LV_10-7_0_3_node_265 | 0.4 | n |  | TRUE
142 | bus_LV_10-7_0_3_node_266 | 0.4 | n |  | TRUE
143 | bus_LV_10-7_0_3_node_277 | 0.4 | n |  | TRUE
144 | bus_LV_10-7_0_3_node_275 | 0.4 | n |  | TRUE
145 | bus_LV_10-7_0_3_node_271 | 0.4 | n |  | TRUE
146 | bus_LV_10-7_0_3_node_272 | 0.4 | n |  | TRUE
147 | bus_LV_10-7_0_3_node_273 | 0.4 | n |  | TRUE
148 | bus_LV_10-7_0_3_node_274 | 0.4 | n |  | TRUE
149 | bus_LV_10-7_0_3_node_276 | 0.4 | n |  | TRUE
150 | bus_LV_10-7_0_3_node_278 | 0.4 | n |  | TRUE
151 | bus_LV_10-7_0_3_node_283 | 0.4 | n |  | TRUE
152 | bus_LV_10-7_0_3_node_282 | 0.4 | n |  | TRUE
153 | bus_LV_10-7_0_3_node_279 | 0.4 | n |  | TRUE
154 | bus_LV_10-7_0_3_node_281 | 0.4 | n |  | TRUE
155 | bus_MV_349_0_node_11 | 20 | n |  | TRUE

## load
| name | bus | p_mw | q_mvar | const_z_percent | const_i_percent | sn_mva | scaling | in_service | type
0 | LV_10-7_0_3_load_0 | 0 | 0.001044 | 0.00026166 | 0 | 0 |  | 1 | TRUE | wye
1 | LV_10-7_0_3_load_1 | 1 | 0.0021481 | 0.00053836 | 0 | 0 |  | 1 | TRUE | wye
2 | LV_10-7_0_3_load_2 | 2 | 0.0031064 | 0.00077853 | 0 | 0 |  | 1 | TRUE | wye
3 | LV_10-7_0_3_load_3 | 3 | 0.0031719 | 0.00079495 | 0 | 0 |  | 1 | TRUE | wye
4 | LV_10-7_0_3_load_4 | 4 | 0.0031118 | 0.00077989 | 0 | 0 |  | 1 | TRUE | wye
5 | LV_10-7_0_3_load_20 | 5 | 0.0035303 | 0.00088476 | 0 | 0 |  | 1 | TRUE | wye
6 | LV_10-7_0_3_load_22 | 6 | 0.0022434 | 0.00056225 | 0 | 0 |  | 1 | TRUE | wye
7 | LV_10-7_0_3_load_19 | 7 | 0.0015587 | 0.00039065 | 0 | 0 |  | 1 | TRUE | wye
8 | LV_10-7_0_3_load_5 | 8 | 0.0023945 | 0.00060012 | 0 | 0 |  | 1 | TRUE | wye
9 | LV_10-7_0_3_load_23 | 10 | 0.0164 | 0.0041102 | 0 | 0 |  | 1 | TRUE | wye
10 | LV_10-7_0_3_load_24 | 11 | 0.015675 | 0.0039285 | 0 | 0 |  | 1 | TRUE | wye
11 | LV_10-7_0_3_load_8 | 13 | 0.00093922 | 0.00023539 | 0 | 0 |  | 1 | TRUE | wye
12 | LV_10-7_0_3_load_9 | 14 | 0.0042937 | 0.0010761 | 0 | 0 |  | 1 | TRUE | wye
13 | LV_10-7_0_3_load_12 | 16 | 0.0057036 | 0.0014294 | 0 | 0 |  | 1 | TRUE | wye
14 | LV_10-7_0_3_load_13 | 17 | 0.0041977 | 0.001052 | 0 | 0 |  | 1 | TRUE | wye
15 | LV_10-7_0_3_load_14 | 19 | 0.0015249 | 0.00038219 | 0 | 0 |  | 1 | TRUE | wye
16 | LV_10-7_0_3_load_15 | 20 | 0.010732 | 0.0026898 | 0 | 0 |  | 1 | TRUE | wye
17 | LV_10-7_0_3_load_16 | 21 | 0.0016322 | 0.00040907 | 0 | 0 |  | 1 | TRUE | wye
18 | LV_10-7_0_3_load_17 | 22 | 0.0023428 | 0.00058716 | 0 | 0 |  | 1 | TRUE | wye
19 | LV_10-7_0_3_load_21 | 23 | 0.0073945 | 0.0018532 | 0 | 0 |  | 1 | TRUE | wye
20 | LV_10-7_0_3_load_18 | 24 | 0.00056552 | 0.00014173 | 0 | 0 |  | 1 | TRUE | wye
21 | LV_10-7_0_3_load_199 | 25 | 0.0019165 | 0.00048032 | 0 | 0 |  | 1 | TRUE | wye
22 | LV_10-7_0_3_load_25 | 26 | 0.0043995 | 0.0011026 | 0 | 0 |  | 1 | TRUE | wye
23 | LV_10-7_0_3_load_26 | 28 | 0.0055867 | 0.0014002 | 0 | 0 |  | 1 | TRUE | wye
24 | LV_10-7_0_3_load_27 | 30 | 0.010318 | 0.002586 | 0 | 0 |  | 1 | TRUE | wye
25 | LV_10-7_0_3_load_228 | 31 | 0.0053714 | 0.0013462 | 0 | 0 |  | 1 | TRUE | wye
26 | LV_10-7_0_3_load_31 | 33 | 0.012733 | 0.0031911 | 0 | 0 |  | 1 | TRUE | wye
27 | LV_10-7_0_3_load_38 | 35 | 0.0026429 | 0.00066237 | 0 | 0 |  | 1 | TRUE | wye
28 | LV_10-7_0_3_load_33 | 39 | 0.002273 | 0.00056968 | 0 | 0 |  | 1 | TRUE | wye
29 | LV_10-7_0_3_load_43 | 41 | 0.00099152 | 0.0002485 | 0 | 0 |  | 1 | TRUE | wye
30 | LV_10-7_0_3_load_42 | 42 | 0.0025297 | 0.000634 | 0 | 0 |  | 1 | TRUE | wye
31 | LV_10-7_0_3_load_46 | 43 | 0.025876 | 0.0064852 | 0 | 0 |  | 1 | TRUE | wye
32 | LV_10-7_0_3_load_256 | 45 | 0.0021309 | 0.00053406 | 0 | 0 |  | 1 | TRUE | wye
33 | LV_10-7_0_3_load_49 | 47 | 0.015114 | 0.0037879 | 0 | 0 |  | 1 | TRUE | wye
34 | LV_10-7_0_3_load_52 | 50 | 0.00056352 | 0.00014123 | 0 | 0 |  | 1 | TRUE | wye
35 | LV_10-7_0_3_load_53 | 51 | 0.0017038 | 0.00042703 | 0 | 0 |  | 1 | TRUE | wye
36 | LV_10-7_0_3_load_54 | 52 | 0.00068813 | 0.00017246 | 0 | 0 |  | 1 | TRUE | wye
37 | LV_10-7_0_3_load_238 | 54 | 0.0029745 | 0.00074549 | 0 | 0 |  | 1 | TRUE | wye
38 | LV_10-7_0_3_load_100 | 55 | 0.0017159 | 0.00043004 | 0 | 0 |  | 1 | TRUE | wye
39 | LV_10-7_0_3_load_102 | 56 | 0.0013791 | 0.00034563 | 0 | 0 |  | 1 | TRUE | wye
40 | LV_10-7_0_3_load_107 | 57 | 0.0010076 | 0.00025253 | 0 | 0 |  | 1 | TRUE | wye
41 | LV_10-7_0_3_load_105 | 58 | 0.0017275 | 0.00043296 | 0 | 0 |  | 1 | TRUE | wye
42 | LV_10-7_0_3_load_104 | 59 | 0.0014134 | 0.00035424 | 0 | 0 |  | 1 | TRUE | wye
43 | LV_10-7_0_3_load_109 | 62 | 0.0017436 | 0.00043699 | 0 | 0 |  | 1 | TRUE | wye
44 | LV_10-7_0_3_load_110 | 63 | 0.0016817 | 0.00042149 | 0 | 0 |  | 1 | TRUE | wye
45 | LV_10-7_0_3_load_148 | 64 | 0.0019616 | 0.00049162 | 0 | 0 |  | 1 | TRUE | wye
46 | LV_10-7_0_3_load_111 | 65 | 0.0014028 | 0.00035158 | 0 | 0 |  | 1 | TRUE | wye
47 | LV_10-7_0_3_load_112 | 67 | 0.00094607 | 0.00023711 | 0 | 0 |  | 1 | TRUE | wye
48 | LV_10-7_0_3_load_114 | 69 | 0.0028135 | 0.00070512 | 0 | 0 |  | 1 | TRUE | wye
49 | LV_10-7_0_3_load_115 | 70 | 0.0010059 | 0.0002521 | 0 | 0 |  | 1 | TRUE | wye
50 | LV_10-7_0_3_load_158 | 71 | 0.0017874 | 0.00044796 | 0 | 0 |  | 1 | TRUE | wye
51 | LV_10-7_0_3_load_138 | 72 | 0.0015694 | 0.00039333 | 0 | 0 |  | 1 | TRUE | wye
52 | LV_10-7_0_3_load_159 | 73 | 0.0019992 | 0.00050106 | 0 | 0 |  | 1 | TRUE | wye
53 | LV_10-7_0_3_load_139 | 74 | 0.0010085 | 0.00025275 | 0 | 0 |  | 1 | TRUE | wye
54 | LV_10-7_0_3_load_135 | 75 | 0.0056684 | 0.0014206 | 0 | 0 |  | 1 | TRUE | wye
55 | LV_10-7_0_3_load_136 | 76 | 0.0013148 | 0.00032953 | 0 | 0 |  | 1 | TRUE | wye
56 | LV_10-7_0_3_load_137 | 77 | 0.0014808 | 0.00037112 | 0 | 0 |  | 1 | TRUE | wye
57 | LV_10-7_0_3_load_142 | 78 | 0.001603 | 0.00040175 | 0 | 0 |  | 1 | TRUE | wye
58 | LV_10-7_0_3_load_141 | 79 | 0.0013041 | 0.00032684 | 0 | 0 |  | 1 | TRUE | wye
59 | LV_10-7_0_3_load_140 | 80 | 0.0011511 | 0.0002885 | 0 | 0 |  | 1 | TRUE | wye
60 | LV_10-7_0_3_load_144 | 81 | 0.0037897 | 0.00094979 | 0 | 0 |  | 1 | TRUE | wye
61 | LV_10-7_0_3_load_145 | 82 | 0.0040748 | 0.0010212 | 0 | 0 |  | 1 | TRUE | wye
62 | LV_10-7_0_3_load_149 | 84 | 0.0011955 | 0.00029962 | 0 | 0 |  | 1 | TRUE | wye
63 | LV_10-7_0_3_load_150 | 85 | 0.0006787 | 0.0001701 | 0 | 0 |  | 1 | TRUE | wye
64 | LV_10-7_0_3_load_152 | 87 | 0.0013426 | 0.00033648 | 0 | 0 |  | 1 | TRUE | wye
65 | LV_10-7_0_3_load_153 | 88 | 0.0021317 | 0.00053425 | 0 | 0 |  | 1 | TRUE | wye
66 | LV_10-7_0_3_load_154 | 89 | 0.00067455 | 0.00016906 | 0 | 0 |  | 1 | TRUE | wye
67 | LV_10-7_0_3_load_165 | 92 | 0.0010569 | 0.00026488 | 0 | 0 |  | 1 | TRUE | wye
68 | LV_10-7_0_3_load_264 | 93 | 0.00065938 | 0.00016526 | 0 | 0 |  | 1 | TRUE | wye
69 | LV_10-7_0_3_load_166 | 95 | 0.0017535 | 0.00043947 | 0 | 0 |  | 1 | TRUE | wye
70 | LV_10-7_0_3_load_160 | 96 | 0.0017068 | 0.00042777 | 0 | 0 |  | 1 | TRUE | wye
71 | LV_10-7_0_3_load_161 | 97 | 0.0011501 | 0.00028824 | 0 | 0 |  | 1 | TRUE | wye
72 | LV_10-7_0_3_load_162 | 98 | 0.0020612 | 0.00051657 | 0 | 0 |  | 1 | TRUE | wye
73 | LV_10-7_0_3_load_163 | 99 | 0.0011387 | 0.00028537 | 0 | 0 |  | 1 | TRUE | wye
74 | LV_10-7_0_3_load_202 | 101 | 0.0015869 | 0.00039773 | 0 | 0 |  | 1 | TRUE | wye
75 | LV_10-7_0_3_load_205 | 102 | 0.002002 | 0.00050174 | 0 | 0 |  | 1 | TRUE | wye
76 | LV_10-7_0_3_load_206 | 103 | 0.0019919 | 0.00049921 | 0 | 0 |  | 1 | TRUE | wye
77 | LV_10-7_0_3_load_203 | 104 | 0.002831 | 0.00070953 | 0 | 0 |  | 1 | TRUE | wye
78 | LV_10-7_0_3_load_208 | 107 | 0.0021642 | 0.00054239 | 0 | 0 |  | 1 | TRUE | wye
79 | LV_10-7_0_3_load_204 | 108 | 0.0016111 | 0.00040379 | 0 | 0 |  | 1 | TRUE | wye
80 | LV_10-7_0_3_load_224 | 109 | 0.0016164 | 0.00040511 | 0 | 0 |  | 1 | TRUE | wye
81 | LV_10-7_0_3_load_209 | 110 | 0.0010552 | 0.00026445 | 0 | 0 |  | 1 | TRUE | wye
82 | LV_10-7_0_3_load_215 | 112 | 0.001153 | 0.00028897 | 0 | 0 |  | 1 | TRUE | wye
83 | LV_10-7_0_3_load_212 | 113 | 0.0012984 | 0.0003254 | 0 | 0 |  | 1 | TRUE | wye
84 | LV_10-7_0_3_load_211 | 114 | 0.0011366 | 0.00028485 | 0 | 0 |  | 1 | TRUE | wye
85 | LV_10-7_0_3_load_216 | 115 | 0.0011523 | 0.0002888 | 0 | 0 |  | 1 | TRUE | wye
86 | LV_10-7_0_3_load_214 | 116 | 0.0018381 | 0.00046066 | 0 | 0 |  | 1 | TRUE | wye
87 | LV_10-7_0_3_load_217 | 117 | 0.0017783 | 0.00044567 | 0 | 0 |  | 1 | TRUE | wye
88 | LV_10-7_0_3_load_219 | 118 | 0.0021704 | 0.00054396 | 0 | 0 |  | 1 | TRUE | wye
89 | LV_10-7_0_3_load_262 | 119 | 0.0012964 | 0.00032492 | 0 | 0 |  | 1 | TRUE | wye
90 | LV_10-7_0_3_load_223 | 120 | 0.002821 | 0.00070702 | 0 | 0 |  | 1 | TRUE | wye
91 | LV_10-7_0_3_load_240 | 122 | 0.0016836 | 0.00042194 | 0 | 0 |  | 1 | TRUE | wye
92 | LV_10-7_0_3_load_246 | 123 | 0.0010374 | 0.00026 | 0 | 0 |  | 1 | TRUE | wye
93 | LV_10-7_0_3_load_247 | 124 | 0.001052 | 0.00026366 | 0 | 0 |  | 1 | TRUE | wye
94 | LV_10-7_0_3_load_248 | 125 | 0.0031406 | 0.0007871 | 0 | 0 |  | 1 | TRUE | wye
95 | LV_10-7_0_3_load_249 | 126 | 0.0010754 | 0.00026953 | 0 | 0 |  | 1 | TRUE | wye
96 | LV_10-7_0_3_load_280 | 127 | 0.00087091 | 0.00021827 | 0 | 0 |  | 1 | TRUE | wye
97 | LV_10-7_0_3_load_250 | 128 | 0.00231 | 0.00057893 | 0 | 0 |  | 1 | TRUE | wye
98 | LV_10-7_0_3_load_251 | 129 | 0.0021079 | 0.00052829 | 0 | 0 |  | 1 | TRUE | wye
99 | LV_10-7_0_3_load_252 | 130 | 0.0020986 | 0.00052596 | 0 | 0 |  | 1 | TRUE | wye
100 | LV_10-7_0_3_load_253 | 131 | 0.0010415 | 0.00026103 | 0 | 0 |  | 1 | TRUE | wye
101 | LV_10-7_0_3_load_254 | 132 | 0.0010495 | 0.00026304 | 0 | 0 |  | 1 | TRUE | wye
102 | LV_10-7_0_3_load_255 | 133 | 0.0010412 | 0.00026096 | 0 | 0 |  | 1 | TRUE | wye
103 | LV_10-7_0_3_load_257 | 134 | 0.0020668 | 0.00051799 | 0 | 0 |  | 1 | TRUE | wye
104 | LV_10-7_0_3_load_258 | 135 | 0.0021197 | 0.00053124 | 0 | 0 |  | 1 | TRUE | wye
105 | LV_10-7_0_3_load_259 | 136 | 0.0021116 | 0.00052921 | 0 | 0 |  | 1 | TRUE | wye
106 | LV_10-7_0_3_load_260 | 137 | 0.0026362 | 0.00066069 | 0 | 0 |  | 1 | TRUE | wye
107 | LV_10-7_0_3_load_267 | 138 | 0.0020839 | 0.00052228 | 0 | 0 |  | 1 | TRUE | wye
108 | LV_10-7_0_3_load_261 | 139 | 0.001302 | 0.00032631 | 0 | 0 |  | 1 | TRUE | wye
109 | LV_10-7_0_3_load_263 | 140 | 0.00087911 | 0.00022033 | 0 | 0 |  | 1 | TRUE | wye
110 | LV_10-7_0_3_load_265 | 141 | 0.00088834 | 0.00022264 | 0 | 0 |  | 1 | TRUE | wye
111 | LV_10-7_0_3_load_266 | 142 | 0.00087371 | 0.00021897 | 0 | 0 |  | 1 | TRUE | wye
112 | LV_10-7_0_3_load_277 | 143 | 0.00087079 | 0.00021824 | 0 | 0 |  | 1 | TRUE | wye
113 | LV_10-7_0_3_load_275 | 144 | 0.00087703 | 0.00021981 | 0 | 0 |  | 1 | TRUE | wye
114 | LV_10-7_0_3_load_271 | 145 | 0.00090351 | 0.00022644 | 0 | 0 |  | 1 | TRUE | wye
115 | LV_10-7_0_3_load_272 | 146 | 0.00084971 | 0.00021296 | 0 | 0 |  | 1 | TRUE | wye
116 | LV_10-7_0_3_load_273 | 147 | 0.00086636 | 0.00021713 | 0 | 0 |  | 1 | TRUE | wye
117 | LV_10-7_0_3_load_274 | 148 | 0.00086704 | 0.0002173 | 0 | 0 |  | 1 | TRUE | wye
118 | LV_10-7_0_3_load_276 | 149 | 0.00089212 | 0.00022359 | 0 | 0 |  | 1 | TRUE | wye
119 | LV_10-7_0_3_load_278 | 150 | 0.0008672 | 0.00021734 | 0 | 0 |  | 1 | TRUE | wye
120 | LV_10-7_0_3_load_283 | 151 | 0.00087125 | 0.00021836 | 0 | 0 |  | 1 | TRUE | wye
121 | LV_10-7_0_3_load_282 | 152 | 0.00087133 | 0.00021837 | 0 | 0 |  | 1 | TRUE | wye
122 | LV_10-7_0_3_load_279 | 153 | 0.00088092 | 0.00022078 | 0 | 0 |  | 1 | TRUE | wye
123 | LV_10-7_0_3_load_281 | 154 | 0.00087361 | 0.00021895 | 0 | 0 |  | 1 | TRUE | wye

## ext_grid
| name | bus | vm_pu | va_degree | slack_weight | in_service
0 |  | 52 | 1 | 0 | 1 | TRUE

## line
| name | std_type | from_bus | to_bus | length_km | r_ohm_per_km | x_ohm_per_km | c_nf_per_km | g_us_per_km | max_i_ka | df | parallel | type | in_service
0 | LV_10-7_0_3_line_0 |  | 0 | 1 | 0.018637 | 0.125 | 0.08 | 261 | 0 | 0.364 | 1 | 1 | cs | TRUE
1 | LV_10-7_0_3_line_1 |  | 0 | 2 | 0.0011523 | 0.125 | 0.08 | 261 | 0 | 0.364 | 1 | 1 | cs | TRUE
2 | LV_10-7_0_3_line_2 |  | 1 | 3 | 0.0096182 | 0.125 | 0.08 | 261 | 0 | 0.364 | 1 | 1 | cs | TRUE
3 | LV_10-7_0_3_line_3 |  | 3 | 4 | 0.010511 | 0.125 | 0.08 | 261 | 0 | 0.364 | 1 | 1 | cs | TRUE
4 | LV_10-7_0_3_line_4 |  | 4 | 8 | 0.022014 | 0.125 | 0.08 | 261 | 0 | 0.364 | 1 | 1 | cs | TRUE
5 | LV_10-7_0_3_line_5 |  | 5 | 6 | 0.023933 | 0.125 | 0.08 | 261 | 0 | 0.364 | 1 | 1 | cs | TRUE
6 | LV_10-7_0_3_line_6 |  | 5 | 7 | 0.010121 | 0.125 | 0.08 | 261 | 0 | 0.364 | 1 | 1 | cs | TRUE
7 | LV_10-7_0_3_line_7 |  | 6 | 10 | 0.013565 | 0.125 | 0.08 | 261 | 0 | 0.364 | 1 | 1 | cs | TRUE
8 | LV_10-7_0_3_line_8 |  | 7 | 24 | 0.042025 | 0.125 | 0.08 | 261 | 0 | 0.364 | 1 | 1 | cs | TRUE
9 | LV_10-7_0_3_line_9 |  | 8 | 9 | 0.033352 | 0.125 | 0.08 | 261 | 0 | 0.364 | 1 | 1 | cs | TRUE
10 | LV_10-7_0_3_line_10 |  | 9 | 11 | 0.092128 | 0.125 | 0.08 | 261 | 0 | 0.364 | 1 | 1 | cs | TRUE
11 | LV_10-7_0_3_line_11 |  | 10 | 11 | 0.021832 | 0.125 | 0.08 | 261 | 0 | 0.364 | 1 | 1 | cs | TRUE
12 | LV_10-7_0_3_line_12 |  | 11 | 12 | 0.026792 | 0.125 | 0.08 | 261 | 0 | 0.364 | 1 | 1 | cs | TRUE
13 | LV_10-7_0_3_line_13 |  | 12 | 29 | 0.016854 | 0.125 | 0.08 | 261 | 0 | 0.364 | 1 | 1 | cs | TRUE
14 | LV_10-7_0_3_line_14 |  | 13 | 14 | 0.022407 | 0.125 | 0.08 | 261 | 0 | 0.364 | 1 | 1 | cs | TRUE
15 | LV_10-7_0_3_line_15 |  | 14 | 15 | 0.021089 | 0.125 | 0.08 | 261 | 0 | 0.364 | 1 | 1 | cs | TRUE
16 | LV_10-7_0_3_line_16 |  | 15 | 16 | 0.028897 | 0.125 | 0.08 | 261 | 0 | 0.364 | 1 | 1 | cs | TRUE
17 | LV_10-7_0_3_line_17 |  | 15 | 17 | 0.037264 | 0.125 | 0.08 | 261 | 0 | 0.364 | 1 | 1 | cs | TRUE
18 | LV_10-7_0_3_line_18 |  | 16 | 21 | 0.02764 | 0.125 | 0.08 | 261 | 0 | 0.364 | 1 | 1 | cs | TRUE
19 | LV_10-7_0_3_line_19 |  | 17 | 22 | 0.029004 | 0.125 | 0.08 | 261 | 0 | 0.364 | 1 | 1 | cs | TRUE
20 | LV_10-7_0_3_line_20 |  | 18 | 19 | 0.022869 | 0.125 | 0.08 | 261 | 0 | 0.364 | 1 | 1 | cs | TRUE
21 | LV_10-7_0_3_line_21 |  | 18 | 20 | 0.017918 | 0.125 | 0.08 | 261 | 0 | 0.364 | 1 | 1 | cs | TRUE
22 | LV_10-7_0_3_line_22 |  | 19 | 23 | 0.024695 | 0.125 | 0.08 | 261 | 0 | 0.364 | 1 | 1 | cs | TRUE
23 | LV_10-7_0_3_line_23 |  | 20 | 24 | 0.0092021 | 0.125 | 0.08 | 261 | 0 | 0.364 | 1 | 1 | cs | TRUE
24 | LV_10-7_0_3_line_24 |  | 22 | 25 | 0.023626 | 0.125 | 0.08 | 261 | 0 | 0.364 | 1 | 1 | cs | TRUE
25 | LV_10-7_0_3_line_25 |  | 23 | 26 | 0.0086258 | 0.125 | 0.08 | 261 | 0 | 0.364 | 1 | 1 | cs | TRUE
26 | LV_10-7_0_3_line_26 |  | 25 | 27 | 0.010792 | 0.125 | 0.08 | 261 | 0 | 0.364 | 1 | 1 | cs | TRUE
27 | LV_10-7_0_3_line_27 |  | 26 | 28 | 0.031174 | 0.125 | 0.08 | 261 | 0 | 0.364 | 1 | 1 | cs | TRUE
28 | LV_10-7_0_3_line_28 |  | 27 | 100 | 0.028945 | 0.125 | 0.08 | 261 | 0 | 0.364 | 1 | 1 | cs | TRUE
29 | LV_10-7_0_3_line_29 |  | 27 | 101 | 0.018266 | 0.125 | 0.08 | 261 | 0 | 0.364 | 1 | 1 | cs | TRUE
30 | LV_10-7_0_3_line_30 |  | 28 | 30 | 0.005759 | 0.125 | 0.08 | 261 | 0 | 0.364 | 1 | 1 | cs | TRUE
31 | LV_10-7_0_3_line_31 |  | 29 | 33 | 0.018315 | 0.125 | 0.08 | 261 | 0 | 0.364 | 1 | 1 | cs | TRUE
32 | LV_10-7_0_3_line_32 |  | 30 | 31 | 0.027674 | 0.125 | 0.08 | 261 | 0 | 0.364 | 1 | 1 | cs | TRUE
33 | LV_10-7_0_3_line_33 |  | 31 | 32 | 0.019147 | 0.125 | 0.08 | 261 | 0 | 0.364 | 1 | 2 | cs | TRUE
34 | LV_10-7_0_3_line_34 |  | 32 | 53 | 0.012082 | 0.125 | 0.08 | 261 | 0 | 0.364 | 1 | 3 | cs | TRUE
35 | LV_10-7_0_3_line_35 |  | 32 | 105 | 0.029884 | 0.125 | 0.08 | 261 | 0 | 0.364 | 1 | 1 | cs | TRUE
36 | LV_10-7_0_3_line_36 |  | 33 | 37 | 0.019796 | 0.125 | 0.08 | 261 | 0 | 0.364 | 1 | 1 | cs | TRUE
37 | LV_10-7_0_3_line_37 |  | 34 | 35 | 0.037202 | 0.125 | 0.08 | 261 | 0 | 0.364 | 1 | 1 | cs | TRUE
38 | LV_10-7_0_3_line_38 |  | 34 | 36 | 0.016769 | 0.125 | 0.08 | 261 | 0 | 0.364 | 1 | 1 | cs | TRUE
39 | LV_10-7_0_3_line_39 |  | 36 | 38 | 0.018335 | 0.125 | 0.08 | 261 | 0 | 0.364 | 1 | 1 | cs | TRUE
40 | LV_10-7_0_3_line_40 |  | 37 | 39 | 0.028116 | 0.125 | 0.08 | 261 | 0 | 0.364 | 1 | 1 | cs | TRUE
41 | LV_10-7_0_3_line_41 |  | 37 | 40 | 0.022029 | 0.125 | 0.08 | 261 | 0 | 0.364 | 1 | 1 | cs | TRUE
42 | LV_10-7_0_3_line_42 |  | 38 | 39 | 0.012887 | 0.125 | 0.08 | 261 | 0 | 0.364 | 1 | 1 | cs | TRUE
43 | LV_10-7_0_3_line_43 |  | 40 | 41 | 0.018846 | 0.125 | 0.08 | 261 | 0 | 0.364 | 1 | 1 | cs | TRUE
44 | LV_10-7_0_3_line_44 |  | 42 | 43 | 0.021491 | 0.125 | 0.08 | 261 | 0 | 0.364 | 1 | 1 | cs | TRUE
45 | LV_10-7_0_3_line_45 |  | 43 | 44 | 0.026108 | 0.125 | 0.08 | 261 | 0 | 0.364 | 1 | 3 | cs | TRUE
46 | LV_10-7_0_3_line_46 |  | 43 | 45 | 0.032592 | 0.125 | 0.08 | 261 | 0 | 0.364 | 1 | 3 | cs | TRUE
47 | LV_10-7_0_3_line_47 |  | 44 | 46 | 0.009485 | 0.125 | 0.08 | 261 | 0 | 0.364 | 1 | 3 | cs | TRUE
48 | LV_10-7_0_3_line_48 |  | 45 | 134 | 0.00042736 | 0.125 | 0.08 | 261 | 0 | 0.364 | 1 | 1 | cs | TRUE
49 | LV_10-7_0_3_line_49 |  | 45 | 133 | 0.027281 | 0.125 | 0.08 | 261 | 0 | 0.364 | 1 | 3 | cs | TRUE
50 | LV_10-7_0_3_line_50 |  | 46 | 47 | 0.040429 | 0.125 | 0.08 | 261 | 0 | 0.364 | 1 | 3 | cs | TRUE
51 | LV_10-7_0_3_line_51 |  | 47 | 48 | 0.040529 | 0.125 | 0.08 | 261 | 0 | 0.364 | 1 | 3 | cs | TRUE
52 | LV_10-7_0_3_line_52 |  | 48 | 49 | 0.00378 | 0.125 | 0.08 | 261 | 0 | 0.364 | 1 | 3 | cs | TRUE
53 | LV_10-7_0_3_line_53 |  | 48 | 50 | 0.020311 | 0.125 | 0.08 | 261 | 0 | 0.364 | 1 | 3 | cs | TRUE
54 | LV_10-7_0_3_line_54 |  | 49 | 51 | 0.04383 | 0.125 | 0.08 | 261 | 0 | 0.364 | 1 | 3 | cs | TRUE
55 | LV_10-7_0_3_line_55 |  | 50 | 52 | 0.0055744 | 0.125 | 0.08 | 261 | 0 | 0.364 | 1 | 3 | cs | TRUE
56 | LV_10-7_0_3_line_56 |  | 51 | 53 | 0.021926 | 0.125 | 0.08 | 261 | 0 | 0.364 | 1 | 3 | cs | TRUE
57 | LV_10-7_0_3_line_57 |  | 53 | 54 | 0.0063769 | 0.125 | 0.08 | 261 | 0 | 0.364 | 1 | 1 | cs | TRUE
58 | LV_10-7_0_3_line_58 |  | 54 | 121 | 0.005023 | 0.125 | 0.08 | 261 | 0 | 0.364 | 1 | 1 | cs | TRUE
59 | LV_10-7_0_3_line_59 |  | 55 | 56 | 0.0092623 | 0.125 | 0.08 | 261 | 0 | 0.364 | 1 | 1 | cs | TRUE
60 | LV_10-7_0_3_line_60 |  | 56 | 57 | 0.0089537 | 0.125 | 0.08 | 261 | 0 | 0.364 | 1 | 1 | cs | TRUE
61 | LV_10-7_0_3_line_61 |  | 57 | 58 | 0.00062081 | 0.125 | 0.08 | 261 | 0 | 0.364 | 1 | 1 | cs | TRUE
62 | LV_10-7_0_3_line_62 |  | 58 | 59 | 0.016249 | 0.125 | 0.08 | 261 | 0 | 0.364 | 1 | 1 | cs | TRUE
63 | LV_10-7_0_3_line_63 |  | 59 | 60 | 0.020977 | 0.125 | 0.08 | 261 | 0 | 0.364 | 1 | 1 | cs | TRUE
64 | LV_10-7_0_3_line_64 |  | 60 | 61 | 0.005564 | 0.125 | 0.08 | 261 | 0 | 0.364 | 1 | 1 | cs | TRUE
65 | LV_10-7_0_3_line_65 |  | 61 | 62 | 0.020431 | 0.125 | 0.08 | 261 | 0 | 0.364 | 1 | 1 | cs | TRUE
66 | LV_10-7_0_3_line_66 |  | 61 | 63 | 0.036155 | 0.125 | 0.08 | 261 | 0 | 0.364 | 1 | 1 | cs | TRUE
67 | LV_10-7_0_3_line_67 |  | 62 | 64 | 0.027352 | 0.125 | 0.08 | 261 | 0 | 0.364 | 1 | 1 | cs | TRUE
68 | LV_10-7_0_3_line_68 |  | 63 | 65 | 0.0016912 | 0.125 | 0.08 | 261 | 0 | 0.364 | 1 | 1 | cs | TRUE
69 | LV_10-7_0_3_line_69 |  | 64 | 66 | 0.002915 | 0.125 | 0.08 | 261 | 0 | 0.364 | 1 | 1 | cs | TRUE
70 | LV_10-7_0_3_line_70 |  | 65 | 67 | 0.021755 | 0.125 | 0.08 | 261 | 0 | 0.364 | 1 | 1 | cs | TRUE
71 | LV_10-7_0_3_line_71 |  | 66 | 83 | 0.018365 | 0.125 | 0.08 | 261 | 0 | 0.364 | 1 | 1 | cs | TRUE
72 | LV_10-7_0_3_line_72 |  | 67 | 68 | 0.017363 | 0.125 | 0.08 | 261 | 0 | 0.364 | 1 | 1 | cs | TRUE
73 | LV_10-7_0_3_line_73 |  | 68 | 69 | 0.0020695 | 0.125 | 0.08 | 261 | 0 | 0.364 | 1 | 1 | cs | TRUE
74 | LV_10-7_0_3_line_74 |  | 68 | 70 | 0.0072104 | 0.125 | 0.08 | 261 | 0 | 0.364 | 1 | 1 | cs | TRUE
75 | LV_10-7_0_3_line_75 |  | 69 | 71 | 0.022063 | 0.125 | 0.08 | 261 | 0 | 0.364 | 1 | 1 | cs | TRUE
76 | LV_10-7_0_3_line_76 |  | 70 | 72 | 0.010374 | 0.125 | 0.08 | 261 | 0 | 0.364 | 1 | 1 | cs | TRUE
77 | LV_10-7_0_3_line_77 |  | 71 | 73 | 0.01933 | 0.125 | 0.08 | 261 | 0 | 0.364 | 1 | 1 | cs | TRUE
78 | LV_10-7_0_3_line_78 |  | 72 | 74 | 0.0098657 | 0.125 | 0.08 | 261 | 0 | 0.364 | 1 | 1 | cs | TRUE
79 | LV_10-7_0_3_line_79 |  | 73 | 96 | 0.0014041 | 0.125 | 0.08 | 261 | 0 | 0.364 | 1 | 1 | cs | TRUE
80 | LV_10-7_0_3_line_80 |  | 74 | 80 | 0.0004636 | 0.125 | 0.08 | 261 | 0 | 0.364 | 1 | 1 | cs | TRUE
81 | LV_10-7_0_3_line_81 |  | 75 | 76 | 0.0064086 | 0.125 | 0.08 | 261 | 0 | 0.364 | 1 | 1 | cs | TRUE
82 | LV_10-7_0_3_line_82 |  | 76 | 77 | 0.01481 | 0.125 | 0.08 | 261 | 0 | 0.364 | 1 | 1 | cs | TRUE
83 | LV_10-7_0_3_line_83 |  | 77 | 78 | 0.0036029 | 0.125 | 0.08 | 261 | 0 | 0.364 | 1 | 1 | cs | TRUE
84 | LV_10-7_0_3_line_84 |  | 78 | 79 | 0.012392 | 0.125 | 0.08 | 261 | 0 | 0.364 | 1 | 1 | cs | TRUE
85 | LV_10-7_0_3_line_85 |  | 79 | 80 | 0.013845 | 0.125 | 0.08 | 261 | 0 | 0.364 | 1 | 1 | cs | TRUE
86 | LV_10-7_0_3_line_86 |  | 81 | 82 | 0.020126 | 0.125 | 0.08 | 261 | 0 | 0.364 | 1 | 1 | cs | TRUE
87 | LV_10-7_0_3_line_87 |  | 81 | 83 | 0.012378 | 0.125 | 0.08 | 261 | 0 | 0.364 | 1 | 1 | cs | TRUE
88 | LV_10-7_0_3_line_88 |  | 84 | 85 | 0.029026 | 0.125 | 0.08 | 261 | 0 | 0.364 | 1 | 1 | cs | TRUE
89 | LV_10-7_0_3_line_89 |  | 84 | 86 | 0.037707 | 0.125 | 0.08 | 261 | 0 | 0.364 | 1 | 1 | cs | TRUE
90 | LV_10-7_0_3_line_90 |  | 85 | 87 | 0.00045997 | 0.125 | 0.08 | 261 | 0 | 0.364 | 1 | 1 | cs | TRUE
91 | LV_10-7_0_3_line_91 |  | 86 | 88 | 0.020522 | 0.125 | 0.08 | 261 | 0 | 0.364 | 1 | 1 | cs | TRUE
92 | LV_10-7_0_3_line_92 |  | 87 | 89 | 0.0010068 | 0.125 | 0.08 | 261 | 0 | 0.364 | 1 | 1 | cs | TRUE
93 | LV_10-7_0_3_line_93 |  | 88 | 90 | 0.02471 | 0.125 | 0.08 | 261 | 0 | 0.364 | 1 | 1 | cs | TRUE
94 | LV_10-7_0_3_line_94 |  | 89 | 91 | 0.020503 | 0.125 | 0.08 | 261 | 0 | 0.364 | 1 | 1 | cs | TRUE
95 | LV_10-7_0_3_line_95 |  | 90 | 92 | 0.033786 | 0.125 | 0.08 | 261 | 0 | 0.364 | 1 | 1 | cs | TRUE
96 | LV_10-7_0_3_line_96 |  | 91 | 93 | 0.017991 | 0.125 | 0.08 | 261 | 0 | 0.364 | 1 | 2 | cs | TRUE
97 | LV_10-7_0_3_line_97 |  | 91 | 94 | 0.02519 | 0.125 | 0.08 | 261 | 0 | 0.364 | 1 | 1 | cs | TRUE
98 | LV_10-7_0_3_line_98 |  | 92 | 95 | 0.0030966 | 0.125 | 0.08 | 261 | 0 | 0.364 | 1 | 1 | cs | TRUE
99 | LV_10-7_0_3_line_99 |  | 93 | 119 | 0.00092624 | 0.125 | 0.08 | 261 | 0 | 0.364 | 1 | 3 | cs | TRUE
100 | LV_10-7_0_3_line_100 |  | 94 | 118 | 0.061912 | 0.125 | 0.08 | 261 | 0 | 0.364 | 1 | 1 | cs | TRUE
101 | LV_10-7_0_3_line_101 |  | 95 | 99 | 0.016608 | 0.125 | 0.08 | 261 | 0 | 0.364 | 1 | 1 | cs | TRUE
102 | LV_10-7_0_3_line_102 |  | 96 | 97 | 0.025651 | 0.125 | 0.08 | 261 | 0 | 0.364 | 1 | 1 | cs | TRUE
103 | LV_10-7_0_3_line_103 |  | 97 | 98 | 0.0031242 | 0.125 | 0.08 | 261 | 0 | 0.364 | 1 | 1 | cs | TRUE
104 | LV_10-7_0_3_line_104 |  | 98 | 99 | 0.0071875 | 0.125 | 0.08 | 261 | 0 | 0.364 | 1 | 1 | cs | TRUE
105 | LV_10-7_0_3_line_105 |  | 100 | 102 | 0.030336 | 0.125 | 0.08 | 261 | 0 | 0.364 | 1 | 1 | cs | TRUE
106 | LV_10-7_0_3_line_106 |  | 100 | 103 | 0.021598 | 0.125 | 0.08 | 261 | 0 | 0.364 | 1 | 1 | cs | TRUE
107 | LV_10-7_0_3_line_107 |  | 100 | 104 | 0.017804 | 0.125 | 0.08 | 261 | 0 | 0.364 | 1 | 1 | cs | TRUE
108 | LV_10-7_0_3_line_108 |  | 101 | 105 | 0.040548 | 0.125 | 0.08 | 261 | 0 | 0.364 | 1 | 1 | cs | TRUE
109 | LV_10-7_0_3_line_109 |  | 102 | 106 | 0.022495 | 0.125 | 0.08 | 261 | 0 | 0.364 | 1 | 1 | cs | TRUE
110 | LV_10-7_0_3_line_110 |  | 103 | 107 | 0.014632 | 0.125 | 0.08 | 261 | 0 | 0.364 | 1 | 1 | cs | TRUE
111 | LV_10-7_0_3_line_111 |  | 104 | 108 | 0.010639 | 0.125 | 0.08 | 261 | 0 | 0.364 | 1 | 1 | cs | TRUE
112 | LV_10-7_0_3_line_112 |  | 105 | 109 | 0.0093774 | 0.125 | 0.08 | 261 | 0 | 0.364 | 1 | 1 | cs | TRUE
113 | LV_10-7_0_3_line_113 |  | 106 | 110 | 0.04057 | 0.125 | 0.08 | 261 | 0 | 0.364 | 1 | 1 | cs | TRUE
114 | LV_10-7_0_3_line_114 |  | 106 | 111 | 0.00479 | 0.125 | 0.08 | 261 | 0 | 0.364 | 1 | 1 | cs | TRUE
115 | LV_10-7_0_3_line_115 |  | 107 | 112 | 0.013785 | 0.125 | 0.08 | 261 | 0 | 0.364 | 1 | 1 | cs | TRUE
116 | LV_10-7_0_3_line_116 |  | 109 | 120 | 0.029736 | 0.125 | 0.08 | 261 | 0 | 0.364 | 1 | 1 | cs | TRUE
117 | LV_10-7_0_3_line_117 |  | 110 | 113 | 0.026373 | 0.125 | 0.08 | 261 | 0 | 0.364 | 1 | 1 | cs | TRUE
118 | LV_10-7_0_3_line_118 |  | 111 | 114 | 0.01739 | 0.125 | 0.08 | 261 | 0 | 0.364 | 1 | 1 | cs | TRUE
119 | LV_10-7_0_3_line_119 |  | 112 | 115 | 0.015894 | 0.125 | 0.08 | 261 | 0 | 0.364 | 1 | 1 | cs | TRUE
120 | LV_10-7_0_3_line_120 |  | 113 | 116 | 0.0053119 | 0.125 | 0.08 | 261 | 0 | 0.364 | 1 | 1 | cs | TRUE
121 | LV_10-7_0_3_line_121 |  | 114 | 117 | 0.023493 | 0.125 | 0.08 | 261 | 0 | 0.364 | 1 | 1 | cs | TRUE
122 | LV_10-7_0_3_line_122 |  | 119 | 139 | 0.0053788 | 0.125 | 0.08 | 261 | 0 | 0.364 | 1 | 3 | cs | TRUE
123 | LV_10-7_0_3_line_123 |  | 121 | 122 | 0.021637 | 0.125 | 0.08 | 261 | 0 | 0.364 | 1 | 1 | cs | TRUE
124 | LV_10-7_0_3_line_124 |  | 123 | 124 | 0.0054314 | 0.125 | 0.08 | 261 | 0 | 0.364 | 1 | 3 | cs | TRUE
125 | LV_10-7_0_3_line_125 |  | 123 | 125 | 0.005128 | 0.125 | 0.08 | 261 | 0 | 0.364 | 1 | 3 | cs | TRUE
126 | LV_10-7_0_3_line_126 |  | 124 | 126 | 0.0056301 | 0.125 | 0.08 | 261 | 0 | 0.364 | 1 | 3 | cs | TRUE
127 | LV_10-7_0_3_line_127 |  | 125 | 127 | 0.035056 | 0.125 | 0.08 | 261 | 0 | 0.364 | 1 | 3 | cs | TRUE
128 | LV_10-7_0_3_line_128 |  | 126 | 128 | 0.020175 | 0.125 | 0.08 | 261 | 0 | 0.364 | 1 | 3 | cs | TRUE
129 | LV_10-7_0_3_line_129 |  | 127 | 153 | 7.9627e-05 | 0.125 | 0.08 | 261 | 0 | 0.364 | 1 | 3 | cs | TRUE
130 | LV_10-7_0_3_line_130 |  | 128 | 129 | 0.000619 | 0.125 | 0.08 | 261 | 0 | 0.364 | 1 | 3 | cs | TRUE
131 | LV_10-7_0_3_line_131 |  | 129 | 130 | 0.0017564 | 0.125 | 0.08 | 261 | 0 | 0.364 | 1 | 3 | cs | TRUE
132 | LV_10-7_0_3_line_132 |  | 130 | 131 | 0.00046404 | 0.125 | 0.08 | 261 | 0 | 0.364 | 1 | 3 | cs | TRUE
133 | LV_10-7_0_3_line_133 |  | 131 | 132 | 0.0016941 | 0.125 | 0.08 | 261 | 0 | 0.364 | 1 | 3 | cs | TRUE
134 | LV_10-7_0_3_line_134 |  | 132 | 133 | 0.00047657 | 0.125 | 0.08 | 261 | 0 | 0.364 | 1 | 3 | cs | TRUE
135 | LV_10-7_0_3_line_135 |  | 134 | 135 | 0.0016922 | 0.125 | 0.08 | 261 | 0 | 0.364 | 1 | 1 | cs | TRUE
136 | LV_10-7_0_3_line_136 |  | 135 | 136 | 0.00050974 | 0.125 | 0.08 | 261 | 0 | 0.364 | 1 | 1 | cs | TRUE
137 | LV_10-7_0_3_line_137 |  | 136 | 137 | 0.0016376 | 0.125 | 0.08 | 261 | 0 | 0.364 | 1 | 1 | cs | TRUE
138 | LV_10-7_0_3_line_138 |  | 137 | 138 | 4.2928e-06 | 0.125 | 0.08 | 261 | 0 | 0.364 | 1 | 1 | cs | TRUE
139 | LV_10-7_0_3_line_139 |  | 139 | 140 | 0.02201 | 0.125 | 0.08 | 261 | 0 | 0.364 | 1 | 3 | cs | TRUE
140 | LV_10-7_0_3_line_140 |  | 140 | 141 | 9.8678e-05 | 0.125 | 0.08 | 261 | 0 | 0.364 | 1 | 3 | cs | TRUE
141 | LV_10-7_0_3_line_141 |  | 141 | 142 | 0.0016096 | 0.125 | 0.08 | 261 | 0 | 0.364 | 1 | 3 | cs | TRUE
142 | LV_10-7_0_3_line_142 |  | 142 | 143 | 7.5314e-05 | 0.125 | 0.08 | 261 | 0 | 0.364 | 1 | 3 | cs | TRUE
143 | LV_10-7_0_3_line_143 |  | 143 | 144 | 0.0016195 | 0.125 | 0.08 | 261 | 0 | 0.364 | 1 | 3 | cs | TRUE
144 | LV_10-7_0_3_line_144 |  | 144 | 147 | 6.9982e-05 | 0.125 | 0.08 | 261 | 0 | 0.364 | 1 | 3 | cs | TRUE
145 | LV_10-7_0_3_line_145 |  | 145 | 146 | 0.0001338 | 0.125 | 0.08 | 261 | 0 | 0.364 | 1 | 3 | cs | TRUE
146 | LV_10-7_0_3_line_146 |  | 145 | 147 | 0.0016368 | 0.125 | 0.08 | 261 | 0 | 0.364 | 1 | 3 | cs | TRUE
147 | LV_10-7_0_3_line_147 |  | 146 | 148 | 0.021992 | 0.125 | 0.08 | 261 | 0 | 0.364 | 1 | 3 | cs | TRUE
148 | LV_10-7_0_3_line_148 |  | 148 | 149 | 5.8242e-05 | 0.125 | 0.08 | 261 | 0 | 0.364 | 1 | 3 | cs | TRUE
149 | LV_10-7_0_3_line_149 |  | 149 | 150 | 0.0016547 | 0.125 | 0.08 | 261 | 0 | 0.364 | 1 | 3 | cs | TRUE
150 | LV_10-7_0_3_line_150 |  | 150 | 151 | 4.7292e-05 | 0.125 | 0.08 | 261 | 0 | 0.364 | 1 | 3 | cs | TRUE
151 | LV_10-7_0_3_line_151 |  | 151 | 152 | 0.0016586 | 0.125 | 0.08 | 261 | 0 | 0.364 | 1 | 3 | cs | TRUE
152 | LV_10-7_0_3_line_152 |  | 152 | 154 | 4.3911e-05 | 0.125 | 0.08 | 261 | 0 | 0.364 | 1 | 3 | cs | TRUE
153 | LV_10-7_0_3_line_153 |  | 153 | 154 | 0.00165 | 0.125 | 0.08 | 261 | 0 | 0.364 | 1 | 3 | cs | TRUE

## trafo
| name | std_type | hv_bus | lv_bus | sn_mva | vn_hv_kv | vn_lv_kv | vk_percent | vkr_percent | pfe_kw | i0_percent | shift_degree | tap_side | tap_neutral | tap_min | tap_max | tap_step_percent | tap_step_degree | tap_pos | tap_phase_shifter | parallel | df | in_service
0 | LV_10-7_0_3_trafo_54 | 0.63 MVA 20/0.4 kV | 155 | 52 | 0.63 | 20 | 0.4 | 6 | 1.206 | 1.65 | 0.2619 | 150 | hv | 0 | -2 | 2 | 2.5 | 0 | 0 | FALSE | 1 | 1 | TRUE

## line_geodata
| x0 | y0 | x1 | y1 | x2 | y2 | x3 | y3 | x4 | y4
0 | 2674428.0058 | 1235396.4016 | 2674419.9653 | 1235413.2148 | 2674419.9653 | 1235413.2148
1 | 2674428.0058 | 1235396.4016 | 2674428.5029 | 1235395.362
2 | 2674419.9653 | 1235413.2148 | 2674418.8144 | 1235422.7638
3 | 2674418.2031 | 1235433.2398 | 2674418.2338 | 1235427.5807 | 2674418.8144 | 1235422.7638
4 | 2674418.2031 | 1235433.2398 | 2674418.1472 | 1235443.5461 | 2674420.4164 | 1235455.0312
5 | 2674513.9133 | 1235504.8401 | 2674527.4938 | 1235485.1335
6 | 2674533.2367 | 1235476.7999 | 2674527.4938 | 1235485.1335
7 | 2674506.2161 | 1235516.0096 | 2674513.9133 | 1235504.8401
8 | 2674533.2367 | 1235476.7999 | 2674557.0835 | 1235442.1958
9 | 2674414.5829 | 1235486.9979 | 2674422.1684 | 1235463.8993 | 2674420.4164 | 1235455.0312
10 | 2674493.8274 | 1235533.9867 | 2674414.5829 | 1235486.9979
11 | 2674506.2161 | 1235516.0096 | 2674493.8274 | 1235533.9867
12 | 2674478.6246 | 1235556.0475 | 2674493.8274 | 1235533.9867
13 | 2674469.4633 | 1235570.2091 | 2674478.6246 | 1235556.0475
14 | 2674560.9587 | 1235358.2502 | 2674574.8791 | 1235367.4697 | 2674579.5916 | 1235370.695
15 | 2674596.9093 | 1235382.7122 | 2674593.5762 | 1235380.5356 | 2674591.5609 | 1235378.8869 | 2674579.5916 | 1235370.695
16 | 2674596.9093 | 1235382.7122 | 2674601.7848 | 1235375.9799 | 2674613.3692 | 1235358.9643
17 | 2674596.9093 | 1235382.7122 | 2674600.3473 | 1235384.9792 | 2674593.87 | 1235395.1048 | 2674607.7087 | 1235409.9109 | 2674608.3207 | 1235410.5143
18 | 2674628.9242 | 1235336.1166 | 2674613.3692 | 1235358.9643
19 | 2674608.3207 | 1235410.5143 | 2674625.1502 | 1235427.1083 | 2674628.8032 | 1235431.0434
20 | 2674572.4728 | 1235419.8643 | 2674579.2201 | 1235424.997 | 2674589.2111 | 1235435.3551
21 | 2674572.4728 | 1235419.8643 | 2674562.3052 | 1235434.6186
22 | 2674589.2111 | 1235435.3551 | 2674606.3553 | 1235453.1292
23 | 2674557.0835 | 1235442.1958 | 2674562.3052 | 1235434.6186
24 | 2674644.8774 | 1235448.3589 | 2674628.8032 | 1235431.0434
25 | 2674612.3436 | 1235459.3376 | 2674606.3553 | 1235453.1292
26 | 2674652.2199 | 1235456.2683 | 2674644.8774 | 1235448.3589
27 | 2674612.3436 | 1235459.3376 | 2674633.9855 | 1235481.7746
28 | 2674652.2199 | 1235456.2683 | 2674653.7063 | 1235455.4308 | 2674677.1406 | 1235441.4268
29 | 2674652.2199 | 1235456.2683 | 2674659.8964 | 1235464.5371 | 2674664.6738 | 1235469.63
30 | 2674633.9855 | 1235481.7746 | 2674637.9835 | 1235485.9196
31 | 2674469.4633 | 1235570.2091 | 2674463.5705 | 1235579.0302 | 2674459.2887 | 1235585.4385
32 | 2674657.1957 | 1235505.8377 | 2674637.9835 | 1235485.9196
33 | 2674670.4886 | 1235519.619 | 2674657.1957 | 1235505.8377
34 | 2674670.4886 | 1235519.619 | 2674678.7558 | 1235528.4512
35 | 2674692.391 | 1235499.2247 | 2674688.8851 | 1235502.3606 | 2674670.4886 | 1235519.619
36 | 2674448.2908 | 1235601.8989 | 2674459.2887 | 1235585.4385
37 | 2674510.8909 | 1235607.7652 | 2674542.2648 | 1235587.6337
38 | 2674501.3406 | 1235621.5661 | 2674510.8909 | 1235607.7652
39 | 2674501.3406 | 1235621.5661 | 2674491.7065 | 1235623.9469 | 2674483.2683 | 1235623.2963
40 | 2674448.2908 | 1235601.8989 | 2674472.2751 | 1235616.5712
41 | 2674448.2908 | 1235601.8989 | 2674442.4751 | 1235610.5986 | 2674436.7785 | 1235620.6786
42 | 2674483.2683 | 1235623.2963 | 2674472.2751 | 1235616.5712
43 | 2674436.7785 | 1235620.6786 | 2674419.1448 | 1235614.0277
44 | 2674548.3467 | 1235640.4692 | 2674537.611 | 1235648.4727 | 2674530.2014 | 1235651.7461
45 | 2674569.2781 | 1235624.8648 | 2674548.3467 | 1235640.4692
46 | 2674548.3467 | 1235640.4692 | 2674564.9167 | 1235668.5346
47 | 2674569.2781 | 1235624.8648 | 2674562.796 | 1235617.9232
48 | 2674564.5638 | 1235668.7757 | 2674564.9167 | 1235668.5346
49 | 2674587.4417 | 1235653.1444 | 2674564.9167 | 1235668.5346
50 | 2674562.796 | 1235617.9232 | 2674595.4704 | 1235594.1136
51 | 2674628.2257 | 1235570.2451 | 2674595.4704 | 1235594.1136
52 | 2674628.2257 | 1235570.2451 | 2674630.6183 | 1235573.1772
53 | 2674628.2257 | 1235570.2451 | 2674615.6047 | 1235554.3313
54 | 2674630.6183 | 1235573.1772 | 2674654.4511 | 1235552.718 | 2674663.2401 | 1235543.9428
55 | 2674615.6047 | 1235554.3313 | 2674611.0523 | 1235551.1142
56 | 2674678.7558 | 1235528.4512 | 2674663.2401 | 1235543.9428
57 | 2674678.7558 | 1235528.4512 | 2674683.0787 | 1235533.1392
58 | 2674686.4838 | 1235536.8318 | 2674683.0787 | 1235533.1392
59 | 2674699.6237 | 1235784.6687 | 2674706.488 | 1235778.4501
60 | 2674713.1237 | 1235772.4387 | 2674706.488 | 1235778.4501
61 | 2674713.1237 | 1235772.4387 | 2674713.5838 | 1235772.0218
62 | 2674713.5838 | 1235772.0218 | 2674719.1753 | 1235766.9563 | 2674726.2173 | 1235761.8411
63 | 2674743.1892 | 1235749.513 | 2674726.2173 | 1235761.8411
64 | 2674743.1892 | 1235749.513 | 2674747.6883 | 1235746.2228
65 | 2674747.6883 | 1235746.2228 | 2674764.7829 | 1235735.0338
66 | 2674747.6883 | 1235746.2228 | 2674725.2271 | 1235717.8919
67 | 2674764.7829 | 1235735.0338 | 2674768.7883 | 1235732.4121 | 2674788.3403 | 1235721.1475
68 | 2674724.1764 | 1235716.5666 | 2674725.2271 | 1235717.8919
69 | 2674790.8661 | 1235719.6923 | 2674788.3403 | 1235721.1475
70 | 2674724.1764 | 1235716.5666 | 2674710.6608 | 1235699.519
71 | 2674807.1032 | 1235711.0241 | 2674790.8661 | 1235719.6923
72 | 2674699.8742 | 1235685.9135 | 2674710.6608 | 1235699.519
73 | 2674699.8742 | 1235685.9135 | 2674701.4401 | 1235684.5604
74 | 2674699.8742 | 1235685.9135 | 2674694.2049 | 1235690.3687
75 | 2674701.4401 | 1235684.5604 | 2674718.1338 | 1235670.1353
76 | 2674694.2049 | 1235690.3687 | 2674686.0483 | 1235696.7784
77 | 2674718.1338 | 1235670.1353 | 2674720.7244 | 1235667.8966 | 2674733.2762 | 1235658.1268
78 | 2674686.0483 | 1235696.7784 | 2674678.2912 | 1235702.8743
79 | 2674734.3842 | 1235657.2644 | 2674733.2762 | 1235658.1268
80 | 2674678.2912 | 1235702.8743 | 2674677.9267 | 1235703.1607
81 | 2674643.5994 | 1235731.6145 | 2674639.1646 | 1235736.2408
82 | 2674643.5994 | 1235731.6145 | 2674649.0957 | 1235725.8807 | 2674654.4797 | 1235721.6178
83 | 2674654.4797 | 1235721.6178 | 2674657.3044 | 1235719.3812
84 | 2674667.0408 | 1235711.7153 | 2674659.7672 | 1235717.4312 | 2674657.3044 | 1235719.3812
85 | 2674667.0408 | 1235711.7153 | 2674677.9267 | 1235703.1607
86 | 2674791.8666 | 1235682.3126 | 2674801.3007 | 1235700.0901
87 | 2674807.1032 | 1235711.0241 | 2674801.3007 | 1235700.0901
88 | 2674733.0312 | 1235592.9003 | 2674740.5675 | 1235596.4193 | 2674746.2755 | 1235596.3021 | 2674758.8956 | 1235588.1962
89 | 2674790.6218 | 1235567.8183 | 2674758.8956 | 1235588.1962
90 | 2674733.0312 | 1235592.9003 | 2674732.6144 | 1235592.7056
91 | 2674790.6218 | 1235567.8183 | 2674800.744 | 1235585.6698
92 | 2674732.0528 | 1235591.8701 | 2674732.6144 | 1235592.7056 | 2674732.6144 | 1235592.7056
93 | 2674806.5366 | 1235609.4027 | 2674805.7595 | 1235602.5994 | 2674803.4676 | 1235590.4733 | 2674800.744 | 1235585.6698
94 | 2674720.6161 | 1235574.8536 | 2674732.0528 | 1235591.8701
95 | 2674806.5366 | 1235609.4027 | 2674805.0458 | 1235615.3992 | 2674801.8785 | 1235621.0966 | 2674792.6288 | 1235625.9946 | 2674783.0164 | 1235630.5132
96 | 2674720.6161 | 1235574.8536 | 2674703.4844 | 1235580.3468
97 | 2674706.8035 | 1235553.81 | 2674711.5067 | 1235560.1735 | 2674712.4859 | 1235561.7535 | 2674720.6161 | 1235574.8536
98 | 2674780.2139 | 1235631.8306 | 2674783.0164 | 1235630.5132
99 | 2674702.6023 | 1235580.6296 | 2674703.4844 | 1235580.3468
100 | 2674706.8035 | 1235553.81 | 2674717.2157 | 1235546.7472 | 2674759.0822 | 1235520.658
101 | 2674765.1837 | 1235638.8959 | 2674780.2139 | 1235631.8306
102 | 2674734.3842 | 1235657.2644 | 2674737.4248 | 1235654.8977 | 2674754.1355 | 1235644.0894 | 2674755.8516 | 1235643.2826
103 | 2674755.8516 | 1235643.2826 | 2674758.679 | 1235641.9536
104 | 2674765.1837 | 1235638.8959 | 2674758.679 | 1235641.9536
105 | 2674677.1406 | 1235441.4268 | 2674702.2713 | 1235424.4353
106 | 2674677.1406 | 1235441.4268 | 2674691.6576 | 1235455.2298 | 2674692.8188 | 1235456.2816
107 | 2674677.1406 | 1235441.4268 | 2674672.4787 | 1235437.1875 | 2674663.8283 | 1235429.6053
108 | 2674692.391 | 1235499.2247 | 2674689.6805 | 1235496.2886 | 2674664.6738 | 1235469.63
109 | 2674721.1263 | 1235412.1818 | 2674715.0639 | 1235415.7858 | 2674702.2713 | 1235424.4353
110 | 2674692.8188 | 1235456.2816 | 2674703.6631 | 1235466.1045
111 | 2674656.4278 | 1235421.9643 | 2674663.4055 | 1235429.2347 | 2674663.8283 | 1235429.6053
112 | 2674692.391 | 1235499.2247 | 2674698.7455 | 1235506.1208
113 | 2674721.1263 | 1235412.1818 | 2674691.3509 | 1235384.533
114 | 2674721.1263 | 1235412.1818 | 2674725.1999 | 1235409.6424
115 | 2674714.4701 | 1235474.6398 | 2674706.8562 | 1235468.9969 | 2674703.6631 | 1235466.1045
116 | 2674719.034 | 1235527.8592 | 2674707.2345 | 1235515.3335 | 2674698.7455 | 1235506.1208
117 | 2674691.3509 | 1235384.533 | 2674686.8489 | 1235358.5475
118 | 2674725.1999 | 1235409.6424 | 2674727.0805 | 1235411.7675 | 2674736.9612 | 1235422.4515
119 | 2674714.4701 | 1235474.6398 | 2674717.2493 | 1235476.6995 | 2674725.4802 | 1235486.0205 | 2674725.4802 | 1235486.0205
120 | 2674681.6936 | 1235359.828 | 2674686.8489 | 1235358.5475
121 | 2674736.9612 | 1235422.4515 | 2674752.9125 | 1235439.6998
122 | 2674697.7726 | 1235582.9326 | 2674700.7293 | 1235581.2302 | 2674702.6023 | 1235580.6296
123 | 2674686.4838 | 1235536.8318 | 2674683.0231 | 1235539.9905 | 2674670.4838 | 1235551.398
124 | 2674617.3701 | 1235632.6958 | 2674612.8855 | 1235635.7599
125 | 2674621.6042 | 1235629.8028 | 2674617.3701 | 1235632.6958
126 | 2674612.8855 | 1235635.7599 | 2674608.2369 | 1235638.9361
127 | 2674650.5963 | 1235610.0961 | 2674621.6042 | 1235629.8028
128 | 2674608.2369 | 1235638.9361 | 2674591.5785 | 1235650.3179
129 | 2674650.5963 | 1235610.0961 | 2674650.6653 | 1235610.0563
130 | 2674591.0674 | 1235650.6671 | 2674591.5785 | 1235650.3179
131 | 2674591.0674 | 1235650.6671 | 2674589.6172 | 1235651.658
132 | 2674589.234 | 1235651.9198 | 2674589.6172 | 1235651.658
133 | 2674589.234 | 1235651.9198 | 2674587.8352 | 1235652.8755
134 | 2674587.4417 | 1235653.1444 | 2674587.8352 | 1235652.8755
135 | 2674564.5638 | 1235668.7757 | 2674563.1666 | 1235669.7303
136 | 2674562.7457 | 1235670.0179 | 2674563.1666 | 1235669.7303
137 | 2674562.7457 | 1235670.0179 | 2674561.3936 | 1235670.9417
138 | 2674561.3901 | 1235670.9442 | 2674561.3936 | 1235670.9417
139 | 2674697.7726 | 1235582.9326 | 2674678.6987 | 1235593.9151
140 | 2674678.6132 | 1235593.9644 | 2674678.6987 | 1235593.9151
141 | 2674677.2183 | 1235594.7675 | 2674678.6132 | 1235593.9644
142 | 2674677.1531 | 1235594.8051 | 2674677.2183 | 1235594.7675
143 | 2674675.7496 | 1235595.6132 | 2674677.1531 | 1235594.8051
144 | 2674675.6889 | 1235595.6481 | 2674675.7496 | 1235595.6132
145 | 2674674.1545 | 1235596.5316 | 2674674.2705 | 1235596.4648
146 | 2674674.2705 | 1235596.4648 | 2674675.6889 | 1235595.6481
147 | 2674674.1545 | 1235596.5316 | 2674655.096 | 1235607.5052
148 | 2674655.0456 | 1235607.5343 | 2674655.096 | 1235607.5052
149 | 2674653.6116 | 1235608.3599 | 2674655.0456 | 1235607.5343
150 | 2674653.5706 | 1235608.3835 | 2674653.6116 | 1235608.3599
151 | 2674652.1333 | 1235609.2111 | 2674653.5706 | 1235608.3835
152 | 2674652.0953 | 1235609.233 | 2674652.1333 | 1235609.2111
153 | 2674650.6653 | 1235610.0563 | 2674652.0953 | 1235609.233

## bus_geodata
| x | y | coords
0 | 2674428.0058 | 1235396.4016
1 | 2674419.9653 | 1235413.2148
2 | 2674428.5029 | 1235395.362
3 | 2674418.8144 | 1235422.7638
4 | 2674418.2031 | 1235433.2398
5 | 2674527.4938 | 1235485.1335
6 | 2674513.9133 | 1235504.8401
7 | 2674533.2367 | 1235476.7999
8 | 2674420.4164 | 1235455.0312
9 | 2674414.5829 | 1235486.9979
10 | 2674506.2161 | 1235516.0096
11 | 2674493.8274 | 1235533.9867
12 | 2674478.6246 | 1235556.0475
13 | 2674560.9587 | 1235358.2502
14 | 2674579.5916 | 1235370.695
15 | 2674596.9093 | 1235382.7122
16 | 2674613.3692 | 1235358.9643
17 | 2674608.3207 | 1235410.5143
18 | 2674572.4728 | 1235419.8643
19 | 2674589.2111 | 1235435.3551
20 | 2674562.3052 | 1235434.6186
21 | 2674628.9242 | 1235336.1166
22 | 2674628.8032 | 1235431.0434
23 | 2674606.3553 | 1235453.1292
24 | 2674557.0835 | 1235442.1958
25 | 2674644.8774 | 1235448.3589
26 | 2674612.3436 | 1235459.3376
27 | 2674652.2199 | 1235456.2683
28 | 2674633.9855 | 1235481.7746
29 | 2674469.4633 | 1235570.2091
30 | 2674637.9835 | 1235485.9196
31 | 2674657.1957 | 1235505.8377
32 | 2674670.4886 | 1235519.619
33 | 2674459.2887 | 1235585.4385
34 | 2674510.8909 | 1235607.7652
35 | 2674542.2648 | 1235587.6337
36 | 2674501.3406 | 1235621.5661
37 | 2674448.2908 | 1235601.8989
38 | 2674483.2683 | 1235623.2963
39 | 2674472.2751 | 1235616.5712
40 | 2674436.7785 | 1235620.6786
41 | 2674419.1448 | 1235614.0277
42 | 2674530.2014 | 1235651.7461
43 | 2674548.3467 | 1235640.4692
44 | 2674569.2781 | 1235624.8648
45 | 2674564.9167 | 1235668.5346
46 | 2674562.796 | 1235617.9232
47 | 2674595.4704 | 1235594.1136
48 | 2674628.2257 | 1235570.2451
49 | 2674630.6183 | 1235573.1772
50 | 2674615.6047 | 1235554.3313
51 | 2674663.2401 | 1235543.9428
52 | 2674611.0523 | 1235551.1142
53 | 2674678.7558 | 1235528.4512
54 | 2674683.0787 | 1235533.1392
55 | 2674699.6237 | 1235784.6687
56 | 2674706.488 | 1235778.4501
57 | 2674713.1237 | 1235772.4387
58 | 2674713.5838 | 1235772.0218
59 | 2674726.2173 | 1235761.8411
60 | 2674743.1892 | 1235749.513
61 | 2674747.6883 | 1235746.2228
62 | 2674764.7829 | 1235735.0338
63 | 2674725.2271 | 1235717.8919
64 | 2674788.3403 | 1235721.1475
65 | 2674724.1764 | 1235716.5666
66 | 2674790.8661 | 1235719.6923
67 | 2674710.6608 | 1235699.519
68 | 2674699.8742 | 1235685.9135
69 | 2674701.4401 | 1235684.5604
70 | 2674694.2049 | 1235690.3687
71 | 2674718.1338 | 1235670.1353
72 | 2674686.0483 | 1235696.7784
73 | 2674733.2762 | 1235658.1268
74 | 2674678.2912 | 1235702.8743
75 | 2674639.1646 | 1235736.2408
76 | 2674643.5994 | 1235731.6145
77 | 2674654.4797 | 1235721.6178
78 | 2674657.3044 | 1235719.3812
79 | 2674667.0408 | 1235711.7153
80 | 2674677.9267 | 1235703.1607
81 | 2674801.3007 | 1235700.0901
82 | 2674791.8666 | 1235682.3126
83 | 2674807.1032 | 1235711.0241
84 | 2674758.8956 | 1235588.1962
85 | 2674733.0312 | 1235592.9003
86 | 2674790.6218 | 1235567.8183
87 | 2674732.6144 | 1235592.7056
88 | 2674800.744 | 1235585.6698
89 | 2674732.0528 | 1235591.8701
90 | 2674806.5366 | 1235609.4027
91 | 2674720.6161 | 1235574.8536
92 | 2674783.0164 | 1235630.5132
93 | 2674703.4844 | 1235580.3468
94 | 2674706.8035 | 1235553.81
95 | 2674780.2139 | 1235631.8305
96 | 2674734.3842 | 1235657.2644
97 | 2674755.8516 | 1235643.2826
98 | 2674758.679 | 1235641.9536
99 | 2674765.1837 | 1235638.8959
100 | 2674677.1406 | 1235441.4268
101 | 2674664.6738 | 1235469.63
102 | 2674702.2713 | 1235424.4353
103 | 2674692.8188 | 1235456.2816
104 | 2674663.8283 | 1235429.6053
105 | 2674692.391 | 1235499.2247
106 | 2674721.1263 | 1235412.1818
107 | 2674703.6631 | 1235466.1045
108 | 2674656.4278 | 1235421.9643
109 | 2674698.7455 | 1235506.1208
110 | 2674691.3509 | 1235384.533
111 | 2674725.1999 | 1235409.6424
112 | 2674714.4701 | 1235474.6398
113 | 2674686.8489 | 1235358.5475
114 | 2674736.9612 | 1235422.4515
115 | 2674725.4802 | 1235486.0205
116 | 2674681.6936 | 1235359.828
117 | 2674752.9125 | 1235439.6998
118 | 2674759.0822 | 1235520.658
119 | 2674702.6023 | 1235580.6296
120 | 2674719.034 | 1235527.8592
121 | 2674686.4838 | 1235536.8318
122 | 2674670.4838 | 1235551.398
123 | 2674617.3701 | 1235632.6958
124 | 2674612.8855 | 1235635.7599
125 | 2674621.6042 | 1235629.8028
126 | 2674608.2369 | 1235638.9361
127 | 2674650.5963 | 1235610.0961
128 | 2674591.5785 | 1235650.3179
129 | 2674591.0674 | 1235650.6671
130 | 2674589.6172 | 1235651.658
131 | 2674589.234 | 1235651.9198
132 | 2674587.8352 | 1235652.8755
133 | 2674587.4417 | 1235653.1444
134 | 2674564.5638 | 1235668.7757
135 | 2674563.1666 | 1235669.7303
136 | 2674562.7457 | 1235670.0179
137 | 2674561.3936 | 1235670.9417
138 | 2674561.3901 | 1235670.9442
139 | 2674697.7726 | 1235582.9326
140 | 2674678.6987 | 1235593.9151
141 | 2674678.6132 | 1235593.9644
142 | 2674677.2183 | 1235594.7675
143 | 2674677.1531 | 1235594.8051
144 | 2674675.7496 | 1235595.6132
145 | 2674674.2705 | 1235596.4648
146 | 2674674.1545 | 1235596.5316
147 | 2674675.6889 | 1235595.6481
148 | 2674655.096 | 1235607.5052
149 | 2674655.0456 | 1235607.5343
150 | 2674653.6116 | 1235608.3599
151 | 2674653.5706 | 1235608.3835
152 | 2674652.1333 | 1235609.2111
153 | 2674650.6653 | 1235610.0563
154 | 2674652.0953 | 1235609.233
155 | 2674601.1562 | 1235544.1207

## line_std_types
| c_nf_per_km | r_ohm_per_km | x_ohm_per_km | max_i_ka | type | q_mm2 | alpha | voltage_rating
NAYY 4x50 SE | 210 | 0.642 | 0.083 | 0.142 | cs | 50 | 0.00403 | LV
NAYY 4x120 SE | 264 | 0.225 | 0.08 | 0.242 | cs | 120 | 0.00403 | LV
NAYY 4x150 SE | 261 | 0.208 | 0.08 | 0.27 | cs | 150 | 0.00403 | LV
NA2XS2Y 1x95 RM/25 12/20 kV | 216 | 0.313 | 0.132 | 0.252 | cs | 95 | 0.00403 | MV
NA2XS2Y 1x185 RM/25 12/20 kV | 273 | 0.161 | 0.117 | 0.362 | cs | 185 | 0.00403 | MV
NA2XS2Y 1x240 RM/25 12/20 kV | 304 | 0.122 | 0.112 | 0.421 | cs | 240 | 0.00403 | MV
NA2XS2Y 1x95 RM/25 6/10 kV | 315 | 0.313 | 0.123 | 0.249 | cs | 95 | 0.00403 | MV
NA2XS2Y 1x185 RM/25 6/10 kV | 406 | 0.161 | 0.11 | 0.358 | cs | 185 | 0.00403 | MV
NA2XS2Y 1x240 RM/25 6/10 kV | 456 | 0.122 | 0.105 | 0.416 | cs | 240 | 0.00403 | MV
NA2XS2Y 1x150 RM/25 12/20 kV | 250 | 0.206 | 0.116 | 0.319 | cs | 150 | 0.00403 | MV
NA2XS2Y 1x120 RM/25 12/20 kV | 230 | 0.253 | 0.119 | 0.283 | cs | 120 | 0.00403 | MV
NA2XS2Y 1x70 RM/25 12/20 kV | 190 | 0.443 | 0.132 | 0.22 | cs | 70 | 0.00403 | MV
NA2XS2Y 1x150 RM/25 6/10 kV | 360 | 0.206 | 0.11 | 0.315 | cs | 150 | 0.00403 | MV
NA2XS2Y 1x120 RM/25 6/10 kV | 340 | 0.253 | 0.113 | 0.28 | cs | 120 | 0.00403 | MV
NA2XS2Y 1x70 RM/25 6/10 kV | 280 | 0.443 | 0.123 | 0.217 | cs | 70 | 0.00403 | MV
N2XS(FL)2Y 1x120 RM/35 64/110 kV | 112 | 0.153 | 0.166 | 0.366 | cs | 120 | 0.00393 | HV
N2XS(FL)2Y 1x185 RM/35 64/110 kV | 125 | 0.099 | 0.156 | 0.457 | cs | 185 | 0.00393 | HV
N2XS(FL)2Y 1x240 RM/35 64/110 kV | 135 | 0.075 | 0.149 | 0.526 | cs | 240 | 0.00393 | HV
N2XS(FL)2Y 1x300 RM/35 64/110 kV | 144 | 0.06 | 0.144 | 0.588 | cs | 300 | 0.00393 | HV
15-AL1/3-ST1A 0.4 | 11 | 1.8769 | 0.35 | 0.105 | ol | 16 | 0.00403 | LV
24-AL1/4-ST1A 0.4 | 11.25 | 1.2012 | 0.335 | 0.14 | ol | 24 | 0.00403 | LV
48-AL1/8-ST1A 0.4 | 12.2 | 0.5939 | 0.3 | 0.21 | ol | 48 | 0.00403 | LV
94-AL1/15-ST1A 0.4 | 13.2 | 0.306 | 0.29 | 0.35 | ol | 94 | 0.00403 | LV
34-AL1/6-ST1A 10.0 | 9.7 | 0.8342 | 0.36 | 0.17 | ol | 34 | 0.00403 | MV
48-AL1/8-ST1A 10.0 | 10.1 | 0.5939 | 0.35 | 0.21 | ol | 48 | 0.00403 | MV
70-AL1/11-ST1A 10.0 | 10.4 | 0.4132 | 0.339 | 0.29 | ol | 70 | 0.00403 | MV
94-AL1/15-ST1A 10.0 | 10.75 | 0.306 | 0.33 | 0.35 | ol | 94 | 0.00403 | MV
122-AL1/20-ST1A 10.0 | 11.1 | 0.2376 | 0.323 | 0.41 | ol | 122 | 0.00403 | MV
149-AL1/24-ST1A 10.0 | 11.25 | 0.194 | 0.315 | 0.47 | ol | 149 | 0.00403 | MV
34-AL1/6-ST1A 20.0 | 9.15 | 0.8342 | 0.382 | 0.17 | ol | 34 | 0.00403 | MV
48-AL1/8-ST1A 20.0 | 9.5 | 0.5939 | 0.372 | 0.21 | ol | 48 | 0.00403 | MV
70-AL1/11-ST1A 20.0 | 9.7 | 0.4132 | 0.36 | 0.29 | ol | 70 | 0.00403 | MV
94-AL1/15-ST1A 20.0 | 10 | 0.306 | 0.35 | 0.35 | ol | 94 | 0.00403 | MV
122-AL1/20-ST1A 20.0 | 10.3 | 0.2376 | 0.344 | 0.41 | ol | 122 | 0.00403 | MV
149-AL1/24-ST1A 20.0 | 10.5 | 0.194 | 0.337 | 0.47 | ol | 149 | 0.00403 | MV
184-AL1/30-ST1A 20.0 | 10.75 | 0.1571 | 0.33 | 0.535 | ol | 184 | 0.00403 | MV
243-AL1/39-ST1A 20.0 | 11 | 0.1188 | 0.32 | 0.645 | ol | 243 | 0.00403 | MV
48-AL1/8-ST1A 110.0 | 8 | 0.5939 | 0.46 | 0.21 | ol | 48 | 0.00403 | HV
70-AL1/11-ST1A 110.0 | 8.4 | 0.4132 | 0.45 | 0.29 | ol | 70 | 0.00403 | HV
94-AL1/15-ST1A 110.0 | 8.65 | 0.306 | 0.44 | 0.35 | ol | 94 | 0.00403 | HV
122-AL1/20-ST1A 110.0 | 8.5 | 0.2376 | 0.43 | 0.41 | ol | 122 | 0.00403 | HV
149-AL1/24-ST1A 110.0 | 8.75 | 0.194 | 0.41 | 0.47 | ol | 149 | 0.00403 | HV
184-AL1/30-ST1A 110.0 | 8.8 | 0.1571 | 0.4 | 0.535 | ol | 184 | 0.00403 | HV
243-AL1/39-ST1A 110.0 | 9 | 0.1188 | 0.39 | 0.645 | ol | 243 | 0.00403 | HV
305-AL1/39-ST1A 110.0 | 9.2 | 0.0949 | 0.38 | 0.74 | ol | 305 | 0.00403 | HV
490-AL1/64-ST1A 110.0 | 9.75 | 0.059 | 0.37 | 0.96 | ol | 490 | 0.00403 | HV
679-AL1/86-ST1A 110.0 | 9.95 | 0.042 | 0.36 | 1.15 | ol | 679 | 0.00403 | HV
490-AL1/64-ST1A 220.0 | 10 | 0.059 | 0.285 | 0.96 | ol | 490 | 0.00403 | HV
679-AL1/86-ST1A 220.0 | 11.7 | 0.042 | 0.275 | 1.15 | ol | 679 | 0.00403 | HV
490-AL1/64-ST1A 380.0 | 11 | 0.059 | 0.253 | 0.96 | ol | 490 | 0.00403 | HV
679-AL1/86-ST1A 380.0 | 14.6 | 0.042 | 0.25 | 1.15 | ol | 679 | 0.00403 | HV

## trafo_std_types
| i0_percent | pfe_kw | vkr_percent | sn_mva | vn_lv_kv | vn_hv_kv | vk_percent | shift_degree | vector_group | tap_side | tap_neutral | tap_min | tap_max | tap_step_degree | tap_step_percent | tap_phase_shifter
160 MVA 380/110 kV | 0.06 | 60 | 0.25 | 160 | 110 | 380 | 12.2 | 0 | Yy0 | hv | 0 | -9 | 9 | 0 | 1.5 | FALSE
100 MVA 220/110 kV | 0.06 | 55 | 0.26 | 100 | 110 | 220 | 12 | 0 | Yy0 | hv | 0 | -9 | 9 | 0 | 1.5 | FALSE
63 MVA 110/20 kV | 0.04 | 22 | 0.32 | 63 | 20 | 110 | 18 | 150 | YNd5 | hv | 0 | -9 | 9 | 0 | 1.5 | FALSE
40 MVA 110/20 kV | 0.05 | 18 | 0.34 | 40 | 20 | 110 | 16.2 | 150 | YNd5 | hv | 0 | -9 | 9 | 0 | 1.5 | FALSE
25 MVA 110/20 kV | 0.07 | 14 | 0.41 | 25 | 20 | 110 | 12 | 150 | YNd5 | hv | 0 | -9 | 9 | 0 | 1.5 | FALSE
63 MVA 110/10 kV | 0.04 | 22 | 0.32 | 63 | 10 | 110 | 18 | 150 | YNd5 | hv | 0 | -9 | 9 | 0 | 1.5 | FALSE
40 MVA 110/10 kV | 0.05 | 18 | 0.34 | 40 | 10 | 110 | 16.2 | 150 | YNd5 | hv | 0 | -9 | 9 | 0 | 1.5 | FALSE
25 MVA 110/10 kV | 0.07 | 14 | 0.41 | 25 | 10 | 110 | 12 | 150 | YNd5 | hv | 0 | -9 | 9 | 0 | 1.5 | FALSE
0.25 MVA 20/0.4 kV | 0.32 | 0.8 | 1.44 | 0.25 | 0.4 | 20 | 6 | 150 | Yzn5 | hv | 0 | -2 | 2 | 0 | 2.5 | FALSE
0.4 MVA 20/0.4 kV | 0.3375 | 1.35 | 1.425 | 0.4 | 0.4 | 20 | 6 | 150 | Dyn5 | hv | 0 | -2 | 2 | 0 | 2.5 | FALSE
0.63 MVA 20/0.4 kV | 0.2619 | 1.65 | 1.206 | 0.63 | 0.4 | 20 | 6 | 150 | Dyn5 | hv | 0 | -2 | 2 | 0 | 2.5 | FALSE
0.25 MVA 10/0.4 kV | 0.24 | 0.6 | 1.2 | 0.25 | 0.4 | 10 | 4 | 150 | Dyn5 | hv | 0 | -2 | 2 | 0 | 2.5 | FALSE
0.4 MVA 10/0.4 kV | 0.2375 | 0.95 | 1.325 | 0.4 | 0.4 | 10 | 4 | 150 | Dyn5 | hv | 0 | -2 | 2 | 0 | 2.5 | FALSE
0.63 MVA 10/0.4 kV | 0.1873 | 1.18 | 1.0794 | 0.63 | 0.4 | 10 | 4 | 150 | Dyn5 | hv | 0 | -2 | 2 | 0 | 2.5 | FALSE

## trafo3w_std_types
| sn_hv_mva | sn_mv_mva | sn_lv_mva | vn_hv_kv | vn_mv_kv | vn_lv_kv | vk_hv_percent | vk_mv_percent | vk_lv_percent | vkr_hv_percent | vkr_mv_percent | vkr_lv_percent | pfe_kw | i0_percent | shift_mv_degree | shift_lv_degree | vector_group | tap_side | tap_neutral | tap_min | tap_max | tap_step_percent
63/25/38 MVA 110/20/10 kV | 63 | 25 | 38 | 110 | 20 | 10 | 10.4 | 10.4 | 10.4 | 0.28 | 0.32 | 0.35 | 35 | 0.89 | 0 | 0 | YN0yn0yn0 | hv | 0 | -10 | 10 | 1.2
63/25/38 MVA 110/10/10 kV | 63 | 25 | 38 | 110 | 10 | 10 | 10.4 | 10.4 | 10.4 | 0.28 | 0.32 | 0.35 | 35 | 0.89 | 0 | 0 | YN0yn0yn0 | hv | 0 | -10 | 10 | 1.2

## fuse_std_types
| fuse_type | i_rated_a | t_avg | t_min | t_total | x_avg | x_min | x_total
HV 100A | HV 100A | 100 | 0 | [10.0, 3.64, 0.854, 0.281, 0.1, 0.0531, 0.022, 0.01] | [10.0, 4.267, 1.21, 0.403, 0.1, 0.058, 0.022, 0.01] | 0 | [300.0, 350.0, 450.0, 550.0, 700.0, 850.0, 1200.0, 1752.0] | [600.0, 700.0, 900.0, 1150.0, 1665.0, 2000.0, 3000.0, 4313.0]
HV 10A | HV 10A | 10 | 0 | [10.0, 1675.0, 0.344, 0.156, 0.1, 0.0417, 0.0171, 0.01] | [10.0, 1.3, 0.3, 0.155, 0.1, 0.0555, 0.023, 0.01] | 0 | [30.0, 32.0, 35.0, 37.0, 39.0, 50.0, 70.0, 88.0] | [60.0, 70.0, 80.0, 87.0, 94.0, 110.0, 150.0, 216.0]
HV 125A | HV 125A | 125 | 0 | [10.0, 1.82, 0.344, 0.1, 0.0467, 0.0269, 0.01] | [10.0, 2.478, 0.426, 0.1, 0.0427, 0.0211, 0.01] | 0 | [375.0, 500.0, 700.0, 925.0, 1200.0, 1500.0, 2341.0] | [750.0, 1000.0, 1500.0, 2200.0, 3000.0, 4000.0, 5765.0]
HV 160A | HV 160A | 160 | 0 | [10.0, 4.15, 1.03, 0.198, 0.1, 0.051, 0.0172, 0.01] | [10.0, 2.3, 0.734, 0.274, 0.1, 0.046, 0.0177, 0.01] | 0 | [480.0, 550.0, 700.0, 1000.0, 1260.0, 1600.0, 2500.0, 3227.0] | [960.0, 1300.0, 1700.0, 2200.0, 2996.0, 4000.0, 6000.0, 7946.0]
HV 16A | HV 16A | 16 | 0 | [10.0, 0.352, 0.164, 0.1, 0.0649, 0.0342, 0.01] | [10.0, 2.34, 0.722, 0.181, 0.1, 0.055, 0.0296, 0.01] | 0 | [48.0, 60.0, 65.0, 71.0, 80.0, 100.0, 162.0] | [96.0, 110.0, 125.0, 150.0, 168.0, 200.0, 250.0, 398.0]
HV 200A | HV 200A | 200 | 0 | [10.0, 4.267, 1.21, 0.403, 0.1, 0.058, 0.022, 0.01] | [10.0, 3.73, 1.654, 0.328, 0.1, 0.0531, 0.019, 0.01] | 0 | [600.0, 700.0, 900.0, 1150.0, 1665.0, 2000.0, 3000.0, 4313.0] | [1200.0, 1500.0, 1800.0, 2700.0, 3960.0, 5000.0, 7500.0, 10620.0]
HV 20A | HV 20A | 20 | 0 | [10.0, 1.3, 0.3, 0.155, 0.1, 0.0555, 0.023, 0.01] | [10.0, 1.3, 0.161, 0.1, 0.0611, 0.0399, 0.0141, 0.01] | 0 | [60.0, 70.0, 80.0, 87.0, 94.0, 110.0, 150.0, 216.0] | [120.0, 150.0, 200.0, 223.0, 260.0, 300.0, 450.0, 532.0]
HV 25A | HV 25A | 25 | 0 | [10.0, 2.512, 0.833, 0.299, 0.1, 0.0372, 0.0223, 0.01] | [10.0, 3.125, 0.597, 0.198, 0.1, 0.0378, 0.022, 0.01] | 0 | [75.0, 82.0, 90.0, 100.0, 124.0, 170.0, 200.0, 289.0] | [150.0, 170.0, 210.0, 250.0, 294.0, 400.0, 500.0, 711.0]
HV 31.5A | HV 31.5A | 31.5 | 0 | [10.0, 2.34, 0.722, 0.181, 0.1, 0.055, 0.0296, 0.01] | [10.0, 2.84, 0.368, 0.164, 0.1, 0.0621, 0.0378, 0.0195, 0.01] | 0 | [95.0, 110.0, 125.0, 150.0, 165.0, 200.0, 250.0, 390.0] | [189.0, 220.0, 300.0, 350.0, 393.0, 450.0, 530.0, 700.0, 960.0]
HV 40A | HV 40A | 40 | 0 | [10.0, 1.3, 0.161, 0.1, 0.0611, 0.0399, 0.0141, 0.01] | [10.0, 2.05, 0.369, 0.198, 0.1, 0.051, 0.0298, 0.01] | 0 | [120.0, 150.0, 200.0, 223.0, 260.0, 300.0, 450.0, 532.0] | [240.0, 300.0, 400.0, 450.0, 530.0, 650.0, 800.0, 1311.0]
HV 50A | HV 50A | 50 | 0 | [10.0, 3.215, 0.597, 0.198, 0.1, 0.0378, 0.022, 0.01] | [10.0, 3.64, 0.854, 0.281, 0.1, 0.0531, 0.022, 0.01] | 0 | [150.0, 170.0, 210.0, 250.0, 294.0, 400.0, 500.0, 711.0] | [300.0, 350.0, 450.0, 550.0, 700.0, 850.0, 1200.0, 1752.0]
HV 6.3A | HV 6.3A | 6.3 | 0 | [10.0, 1.39, 0.344, 0.168, 0.1, 0.056, 0.0263, 0.01] | [10.0, 1.711, 0.516, 0.198, 0.1, 0.0634, 0.0303, 0.01] | 0 | [19.0, 19.5, 20.4, 20.8, 22.0, 25.0, 32.0, 48.0] | [38.0, 40.0, 43.0, 48.0, 53.0, 60.0, 75.0, 118.0]
HV 63A | HV 63A | 63 | 0 | [10.0, 2.84, 0.368, 0.164, 0.1, 0.0621, 0.0378, 0.0195, 0.01] | [10.0, 1.82, 0.344, 0.1, 0.0467, 0.0269, 0.01] | 0 | [189.0, 220.0, 300.0, 350.0, 393.0, 450.0, 530.0, 700.0, 961.0] | [378.0, 500.0, 700.0, 934.0, 1200.0, 1500.0, 2366.0]
HV 80A | HV 80A | 80 | 0 | [10.0, 2.05, 0.369, 0.198, 0.1, 0.051, 0.0298, 0.01] | [10.0, 4.15, 1.03, 0.198, 0.1, 0.051, 0.0172, 0.01] | 0 | [240.0, 300.0, 400.0, 450.0, 530.0, 650.0, 800.0, 1311.0] | [480.0, 550.0, 700.0, 1000.0, 1260.0, 1600.0, 2500.0, 3227.0]
Siemens NH-1-100 | Siemens NH-1-100 | 100 | [5400.0, 2000.0, 400.0, 20.0, 1.0, 0.2, 0.012, 0.004] | 0 | 0 | [150.0, 190.0, 250.0, 430.0, 900.0, 1250.0, 2700.0, 3600.0] | 0 | 0
Siemens NH-1-125 | Siemens NH-1-125 | 125 | [4800.0, 120.0, 7.0, 0.1, 0.004] | 0 | 0 | [180.0, 400.0, 740.0, 2000.0, 4250.0] | 0 | 0
Siemens NH-1-16 | Siemens NH-1-16 | 16 | [4000.0, 400.0, 2.0, 0.1, 0.04, 0.01] | 0 | 0 | [26.0, 35.0, 75.0, 150.0, 200.0, 300.0] | 0 | 0
Siemens NH-1-160 | Siemens NH-1-160 | 160 | [4800.0, 120.0, 7.0, 0.1, 0.004] | 0 | 0 | [210.0, 500.0, 900.0, 2300.0, 5000.0] | 0 | 0
Siemens NH-1-25 | Siemens NH-1-25 | 25 | [4000.0, 1000.0, 10.0, 0.2, 0.02, 0.01] | 0 | 0 | [40.0, 50.0, 100.0, 210.0, 400.0, 500.0] | 0 | 0
Siemens NH-1-50 | Siemens NH-1-50 | 50 | [4000.0, 40.0, 4.0, 1.0, 0.02, 0.01] | 0 | 0 | [86.0, 200.0, 300.0, 400.0, 1000.0, 1280.0] | 0 | 0
Siemens NH-1-63 | Siemens NH-1-63 | 63 | [4000.0, 100.0, 10.0, 2.0, 0.04, 0.01] | 0 | 0 | [100.0, 200.0, 300.0, 400.0, 1000.0, 1500.0] | 0 | 0
Siemens NH-1-80 | Siemens NH-1-80 | 80 | [4800.0, 120.0, 7.0, 0.1, 0.01] | 0 | 0 | [150.58, 250.0, 450.0, 1150.0, 2470.0] | 0 | 0
Siemens NH-2-1000 | Siemens NH-2-1000 | 1000 | [4800.0, 120.0, 7.0, 0.1, 0.004] | 0 | 0 | [1900.0, 3500.0, 8400.0, 24000.0, 52000.0] | 0 | 0
Siemens NH-2-200 | Siemens NH-2-200 | 200 | [4800.0, 120.0, 7.0, 0.1, 0.004] | 0 | 0 | [280.0, 650.0, 1200.0, 3000.0, 7000.0] | 0 | 0
Siemens NH-2-224 | Siemens NH-2-224 | 224 | [4800.0, 120.0, 7.0, 0.2, 0.04, 0.004] | 0 | 0 | [400.0, 750.0, 1453.0, 3025.0, 4315.0, 7600.0] | 0 | 0
Siemens NH-2-250 | Siemens NH-2-250 | 250 | [4800.0, 120.0, 7.0, 0.1, 0.004] | 0 | 0 | [450.0, 800.0, 1650.0, 4000.0, 8500.0] | 0 | 0
Siemens NH-2-315 | Siemens NH-2-315 | 315 | [4800.0, 120.0, 7.0, 0.1, 0.004] | 0 | 0 | [550.0, 920.0, 1900.0, 5000.0, 11000.0] | 0 | 0
Siemens NH-2-355 | Siemens NH-2-355 | 355 | [4800.0, 120.0, 6.0, 0.1, 0.004] | 0 | 0 | [650.0, 1116.27, 2350.0, 5840.0, 12790.0] | 0 | 0
Siemens NH-2-400 | Siemens NH-2-400 | 400 | [4800.0, 120.0, 7.0, 0.1, 0.004] | 0 | 0 | [720.0, 1350.0, 2800.0, 6500.0, 15000.0] | 0 | 0
Siemens NH-2-425 | Siemens NH-2-425 | 425 | [4800.0, 120.0, 7.0, 0.1, 0.004] | 0 | 0 | [850.0, 1500.0, 3050.0, 7500.0, 16500.0] | 0 | 0
Siemens NH-2-630 | Siemens NH-2-630 | 630 | [4800.0, 120.0, 7.0, 0.1, 0.004] | 0 | 0 | [1200.0, 2000.0, 4800.0, 12000.0, 26000.0] | 0 | 0

## res_bus
| vm_pu | va_degree | p_mw | q_mvar
0 | 0.97004 | -0.57854 | 0.001044 | 0.00026166
1 | 0.97012 | -0.57711 | 0.0021481 | 0.00053836
2 | 0.97004 | -0.5786 | 0.0031064 | 0.00077853
3 | 0.97017 | -0.57598 | 0.0031719 | 0.00079495
4 | 0.97027 | -0.57414 | 0.0031118 | 0.00077989
5 | 0.97563 | -0.46826 | 0.0035303 | 0.00088476
6 | 0.97412 | -0.49808 | 0.0022434 | 0.00056225
7 | 0.97631 | -0.45502 | 0.0015587 | 0.00039065
8 | 0.97052 | -0.56901 | 0.0023945 | 0.00060012
9 | 0.97099 | -0.55977 | 0 | 0
10 | 0.97328 | -0.51447 | 0.0164 | 0.0041102
11 | 0.97228 | -0.53429 | 0.015675 | 0.0039285
12 | 0.97181 | -0.54351 | 0 | 0
13 | 0.98792 | -0.23126 | 0.00093922 | 0.00023539
14 | 0.98794 | -0.23088 | 0.0042937 | 0.0010761
15 | 0.98804 | -0.22891 | 0 | 0
16 | 0.98785 | -0.2327 | 0.0057036 | 0.0014294
17 | 0.98847 | -0.22055 | 0.0041977 | 0.001052
18 | 0.98121 | -0.35935 | 0 | 0
19 | 0.98301 | -0.3245 | 0.0015249 | 0.00038219
20 | 0.9798 | -0.38675 | 0.010732 | 0.0026898
21 | 0.98781 | -0.2335 | 0.0016322 | 0.00040907
22 | 0.98892 | -0.21188 | 0.0023428 | 0.00058716
23 | 0.98499 | -0.28633 | 0.0073945 | 0.0018532
24 | 0.97917 | -0.39905 | 0.00056552 | 0.00014173
25 | 0.98933 | -0.20383 | 0.0019165 | 0.00048032
26 | 0.98574 | -0.27189 | 0.0043995 | 0.0011026
27 | 0.98954 | -0.19979 | 0 | 0
28 | 0.98857 | -0.21744 | 0.0055867 | 0.0014002
29 | 0.97152 | -0.54931 | 0 | 0
30 | 0.98913 | -0.20684 | 0.010318 | 0.002586
31 | 0.99205 | -0.15101 | 0.0053714 | 0.0013462
32 | 0.9931 | -0.13087 | 0 | 0
33 | 0.9712 | -0.55562 | 0.012733 | 0.0031911
34 | 0.97085 | -0.56268 | 0 | 0
35 | 0.97075 | -0.5645 | 0.0026429 | 0.00066237
36 | 0.97089 | -0.56186 | 0 | 0
37 | 0.97109 | -0.55778 | 0 | 0
38 | 0.97093 | -0.56097 | 0 | 0
39 | 0.97096 | -0.56034 | 0.002273 | 0.00056968
40 | 0.97107 | -0.55819 | 0 | 0
41 | 0.97105 | -0.55853 | 0.00099152 | 0.0002485
42 | 0.99225 | -0.1476 | 0.0025297 | 0.000634
43 | 0.9923 | -0.14663 | 0.025876 | 0.0064852
44 | 0.9934 | -0.12549 | 0 | 0
45 | 0.9912 | -0.16762 | 0.0021309 | 0.00053406
46 | 0.9938 | -0.11782 | 0 | 0
47 | 0.99551 | -0.085189 | 0.015114 | 0.0037879
48 | 0.99741 | -0.049013 | 0 | 0
49 | 0.99721 | -0.05282 | 0 | 0
50 | 0.99944 | -0.010548 | 0.00056352 | 0.00014123
51 | 0.99488 | -0.097067 | 0.0017038 | 0.00042703
52 | 1 | 0 | -0.3323 | -0.084869
53 | 0.99372 | -0.11906 | 0 | 0
54 | 0.9937 | -0.11958 | 0.0029745 | 0.00074549
55 | 0.97162 | -0.54808 | 0.0017159 | 0.00043004
56 | 0.97164 | -0.54779 | 0.0013791 | 0.00034563
57 | 0.97166 | -0.54728 | 0.0010076 | 0.00025253
58 | 0.97167 | -0.54723 | 0.0017275 | 0.00043296
59 | 0.97175 | -0.54548 | 0.0014134 | 0.00035424
60 | 0.9719 | -0.54268 | 0 | 0
61 | 0.97193 | -0.54193 | 0 | 0
62 | 0.97171 | -0.5463 | 0.0017436 | 0.00043699
63 | 0.97257 | -0.52939 | 0.0016817 | 0.00042149
64 | 0.97146 | -0.55126 | 0.0019616 | 0.00049162
65 | 0.9726 | -0.52875 | 0.0014028 | 0.00035158
66 | 0.97144 | -0.55168 | 0 | 0
67 | 0.97304 | -0.51997 | 0.00094607 | 0.00023711
68 | 0.97341 | -0.51267 | 0 | 0
69 | 0.97349 | -0.51119 | 0.0028135 | 0.00070512
70 | 0.97331 | -0.51481 | 0.0010059 | 0.0002521
71 | 0.97435 | -0.49425 | 0.0017874 | 0.00044796
72 | 0.97316 | -0.51769 | 0.0015694 | 0.00039333
73 | 0.97513 | -0.47881 | 0.0019992 | 0.00050106
74 | 0.97304 | -0.52015 | 0.0010085 | 0.00025275
75 | 0.97261 | -0.52859 | 0.0056684 | 0.0014206
76 | 0.97264 | -0.52792 | 0.0013148 | 0.00032953
77 | 0.97274 | -0.52601 | 0.0014808 | 0.00037112
78 | 0.97277 | -0.52545 | 0.001603 | 0.00040175
79 | 0.97288 | -0.52315 | 0.0013041 | 0.00032684
80 | 0.97303 | -0.52026 | 0.0011511 | 0.0002885
81 | 0.97121 | -0.55615 | 0.0037897 | 0.00094979
82 | 0.97114 | -0.55767 | 0.0040748 | 0.0010212
83 | 0.97131 | -0.55435 | 0 | 0
84 | 0.98379 | -0.31001 | 0.0011955 | 0.00029962
85 | 0.98536 | -0.27986 | 0.0006787 | 0.0001701
86 | 0.98181 | -0.3485 | 0 | 0
87 | 0.98538 | -0.27938 | 0.0013426 | 0.00033648
88 | 0.98072 | -0.36951 | 0.0021317 | 0.00053425
89 | 0.98544 | -0.2783 | 0.00067455 | 0.00016906
90 | 0.97947 | -0.39391 | 0 | 0
91 | 0.98659 | -0.25608 | 0 | 0
92 | 0.97776 | -0.42738 | 0.0010569 | 0.00026488
93 | 0.98712 | -0.24599 | 0.00065938 | 0.00016526
94 | 0.98654 | -0.25706 | 0 | 0
95 | 0.9776 | -0.43039 | 0.0017535 | 0.00043947
96 | 0.97519 | -0.47763 | 0.0017068 | 0.00042777
97 | 0.97632 | -0.45544 | 0.0011501 | 0.00028824
98 | 0.97647 | -0.45267 | 0.0020612 | 0.00051657
99 | 0.9768 | -0.44604 | 0.0011387 | 0.00028537
100 | 0.98901 | -0.21011 | 0 | 0
101 | 0.99023 | -0.18645 | 0.0015869 | 0.00039773
102 | 0.98876 | -0.21504 | 0.002002 | 0.00050174
103 | 0.98888 | -0.2126 | 0.0019919 | 0.00049921
104 | 0.98894 | -0.21152 | 0.002831 | 0.00070953
105 | 0.99181 | -0.15577 | 0 | 0
106 | 0.98861 | -0.21789 | 0 | 0
107 | 0.98882 | -0.21376 | 0.0021642 | 0.00054239
108 | 0.98892 | -0.21182 | 0.0016111 | 0.00040379
109 | 0.99178 | -0.1565 | 0.0016164 | 0.00040511
110 | 0.98845 | -0.22092 | 0.0010552 | 0.00026445
111 | 0.9886 | -0.21814 | 0 | 0
112 | 0.98879 | -0.21433 | 0.001153 | 0.00028897
113 | 0.98838 | -0.2224 | 0.0012984 | 0.0003254
114 | 0.98855 | -0.21904 | 0.0011366 | 0.00028485
115 | 0.98878 | -0.21466 | 0.0011523 | 0.0002888
116 | 0.98837 | -0.22257 | 0.0018381 | 0.00046066
117 | 0.98851 | -0.21979 | 0.0017783 | 0.00044567
118 | 0.98642 | -0.25947 | 0.0021704 | 0.00054396
119 | 0.98713 | -0.24565 | 0.0012964 | 0.00032492
120 | 0.9917 | -0.15799 | 0.002821 | 0.00070702
121 | 0.99369 | -0.11973 | 0 | 0
122 | 0.99366 | -0.12038 | 0.0016836 | 0.00042194
123 | 0.98942 | -0.20169 | 0.0010374 | 0.00026
124 | 0.98956 | -0.19898 | 0.001052 | 0.00026366
125 | 0.98929 | -0.20422 | 0.0031406 | 0.0007871
126 | 0.98971 | -0.19614 | 0.0010754 | 0.00026953
127 | 0.98842 | -0.22086 | 0.00087091 | 0.00021827
128 | 0.99025 | -0.18583 | 0.00231 | 0.00057893
129 | 0.99027 | -0.18551 | 0.0021079 | 0.00052829
130 | 0.99032 | -0.18456 | 0.0020986 | 0.00052596
131 | 0.99033 | -0.18431 | 0.0010415 | 0.00026103
132 | 0.99038 | -0.18337 | 0.0010495 | 0.00026304
133 | 0.99039 | -0.1831 | 0.0010412 | 0.00026096
134 | 0.9912 | -0.1677 | 0.0020668 | 0.00051799
135 | 0.99118 | -0.16797 | 0.0021197 | 0.00053124
136 | 0.99118 | -0.16804 | 0.0021116 | 0.00052921
137 | 0.99117 | -0.16817 | 0.0026362 | 0.00066069
138 | 0.99117 | -0.16817 | 0.0020839 | 0.00052228
139 | 0.98724 | -0.24357 | 0.001302 | 0.00032631
140 | 0.98769 | -0.23493 | 0.00087911 | 0.00022033
141 | 0.98769 | -0.23489 | 0.00088834 | 0.00022264
142 | 0.98773 | -0.23425 | 0.00087371 | 0.00021897
143 | 0.98773 | -0.23421 | 0.00087079 | 0.00021824
144 | 0.98776 | -0.23355 | 0.00087703 | 0.00021981
145 | 0.9878 | -0.23282 | 0.00090351 | 0.00022644
146 | 0.98781 | -0.23277 | 0.00084971 | 0.00021296
147 | 0.98777 | -0.23352 | 0.00086636 | 0.00021713
148 | 0.9883 | -0.22322 | 0.00086704 | 0.0002173
149 | 0.9883 | -0.2232 | 0.00089212 | 0.00022359
150 | 0.98834 | -0.22246 | 0.0008672 | 0.00021734
151 | 0.98834 | -0.22244 | 0.00087125 | 0.00021836
152 | 0.98838 | -0.22169 | 0.00087133 | 0.00021837
153 | 0.98842 | -0.2209 | 0.00088092 | 0.00022078
154 | 0.98838 | -0.22167 | 0.00087361 | 0.00021895
155 | 0.99998 | 149.9956 | 0 | 0

## res_line
| p_from_mw | q_from_mvar | p_to_mw | q_to_mvar | pl_mw | ql_mvar | i_from_ka | i_to_ka | i_ka | vm_from_pu | va_from_degree | vm_to_pu | va_to_degree | loading_percent
0 | -0.0041504 | -0.0010402 | 0.0041507 | 0.0010401 | 2.8328e-07 | -4.8792e-08 | 0.0063666 | 0.0063665 | 0.0063666 | 0.97004 | -0.57854 | 0.97012 | -0.57711 | 1.7491
1 | 0.0031064 | 0.00077852 | -0.0031064 | -0.00077853 | 9.8119e-09 | -7.9459e-09 | 0.0047651 | 0.0047651 | 0.0047651 | 0.97004 | -0.57854 | 0.97004 | -0.5786 | 1.3091
2 | -0.0062988 | -0.0015785 | 0.0062991 | 0.0015786 | 3.3667e-07 | 9.6705e-08 | 0.0096614 | 0.0096613 | 0.0096614 | 0.97012 | -0.57711 | 0.97017 | -0.57598 | 2.6542
3 | -0.009471 | -0.0023735 | 0.0094718 | 0.0023739 | 8.3172e-07 | 4.025e-07 | 0.014526 | 0.014526 | 0.014526 | 0.97017 | -0.57598 | 0.97027 | -0.57414 | 3.9907
4 | -0.012584 | -0.0031538 | 0.012587 | 0.0031555 | 3.0744e-06 | 1.6957e-06 | 0.019299 | 0.019298 | 0.019299 | 0.97027 | -0.57414 | 0.97052 | -0.56901 | 5.3018
5 | 0.06818 | 0.017177 | -0.068083 | -0.017115 | 9.7108e-05 | 6.1851e-05 | 0.10402 | 0.10402 | 0.10402 | 0.97563 | -0.46826 | 0.97412 | -0.49808 | 28.5768
6 | -0.071711 | -0.018062 | 0.071756 | 0.018091 | 4.5427e-05 | 2.8947e-05 | 0.1094 | 0.1094 | 0.1094 | 0.97563 | -0.46826 | 0.97631 | -0.45502 | 30.056
7 | 0.06584 | 0.016553 | -0.065788 | -0.01652 | 5.1473e-05 | 3.2774e-05 | 0.10059 | 0.10059 | 0.10059 | 0.97412 | -0.49808 | 0.97328 | -0.51447 | 27.6354
8 | -0.073315 | -0.018482 | 0.073512 | 0.018607 | 0.00019691 | 0.00012549 | 0.11178 | 0.11178 | 0.11178 | 0.97631 | -0.45502 | 0.97917 | -0.39905 | 30.7086
9 | -0.014981 | -0.0037556 | 0.014988 | 0.0037595 | 6.5987e-06 | 3.8108e-06 | 0.02297 | 0.02297 | 0.02297 | 0.97052 | -0.56901 | 0.97099 | -0.55977 | 6.3104
10 | -0.014988 | -0.0037595 | 0.015006 | 0.00377 | 1.8227e-05 | 1.0524e-05 | 0.02297 | 0.022969 | 0.02297 | 0.97099 | -0.55977 | 0.97228 | -0.53429 | 6.3103
11 | 0.049389 | 0.01241 | -0.049342 | -0.012381 | 4.6694e-05 | 2.9613e-05 | 0.07552 | 0.07552 | 0.07552 | 0.97328 | -0.51447 | 0.97228 | -0.53429 | 20.7472
12 | 0.018661 | 0.004682 | -0.018653 | -0.0046771 | 8.1957e-06 | 4.9132e-06 | 0.028561 | 0.028561 | 0.028561 | 0.97228 | -0.53429 | 0.97181 | -0.54351 | 7.8465
13 | 0.018653 | 0.0046771 | -0.018648 | -0.004674 | 5.1558e-06 | 3.0909e-06 | 0.028561 | 0.028561 | 0.028561 | 0.97181 | -0.54351 | 0.97152 | -0.54931 | 7.8465
14 | -0.00093922 | -0.00023539 | 0.00093923 | 0.00023511 | 1.6815e-08 | -2.7615e-07 | 0.0014147 | 0.0014146 | 0.0014147 | 0.98792 | -0.23126 | 0.98794 | -0.23088 | 0.38864
15 | -0.0052329 | -0.0013112 | 0.0052334 | 0.0013113 | 4.9125e-07 | 4.4337e-08 | 0.0078816 | 0.0078815 | 0.0078816 | 0.98794 | -0.23088 | 0.98804 | -0.22891 | 2.1653
16 | 0.0073372 | 0.0018387 | -0.0073359 | -0.0018382 | 1.3231e-06 | 4.7679e-07 | 0.01105 | 0.01105 | 0.01105 | 0.98804 | -0.22891 | 0.98785 | -0.2327 | 3.0357
17 | -0.012571 | -0.0031499 | 0.012576 | 0.0031527 | 5.0082e-06 | 2.7278e-06 | 0.018931 | 0.018931 | 0.018931 | 0.98804 | -0.22891 | 0.98847 | -0.22055 | 5.2009
18 | 0.0016323 | 0.00040876 | -0.0016322 | -0.00040907 | 6.2658e-08 | -3.1374e-07 | 0.0024586 | 0.0024588 | 0.0024588 | 0.98785 | -0.2327 | 0.98781 | -0.2335 | 0.67548
19 | -0.016773 | -0.0042047 | 0.01678 | 0.0042088 | 6.9346e-06 | 4.0662e-06 | 0.02525 | 0.02525 | 0.02525 | 0.98847 | -0.22055 | 0.98892 | -0.21188 | 6.9369
20 | -0.084965 | -0.021538 | 0.085108 | 0.021629 | 0.00014257 | 9.0957e-05 | 0.12894 | 0.12894 | 0.12894 | 0.98121 | -0.35935 | 0.98301 | -0.3245 | 35.4224
21 | 0.084965 | 0.021538 | -0.084853 | -0.021466 | 0.00011171 | 7.1268e-05 | 0.12894 | 0.12894 | 0.12894 | 0.98121 | -0.35935 | 0.9798 | -0.38675 | 35.4224
22 | -0.086632 | -0.022011 | 0.086792 | 0.022113 | 0.00015952 | 0.00010178 | 0.13125 | 0.13125 | 0.13125 | 0.98301 | -0.3245 | 0.98499 | -0.28633 | 36.0565
23 | 0.074121 | 0.018777 | -0.074077 | -0.018749 | 4.3782e-05 | 2.7904e-05 | 0.11264 | 0.11264 | 0.11264 | 0.9798 | -0.38675 | 0.97917 | -0.39905 | 30.9447
24 | -0.019123 | -0.0047959 | 0.01913 | 0.0048003 | 7.3362e-06 | 4.3919e-06 | 0.028775 | 0.028775 | 0.028775 | 0.98892 | -0.21188 | 0.98933 | -0.20383 | 7.9053
25 | -0.094187 | -0.023966 | 0.094252 | 0.024008 | 6.5607e-05 | 4.1878e-05 | 0.14242 | 0.14242 | 0.14242 | 0.98499 | -0.28633 | 0.98574 | -0.27189 | 39.1254
26 | -0.021047 | -0.0052807 | 0.021051 | 0.0052831 | 4.056e-06 | 2.4573e-06 | 0.031658 | 0.031658 | 0.031658 | 0.98933 | -0.20383 | 0.98954 | -0.19979 | 8.6972
27 | -0.098652 | -0.02511 | 0.098911 | 0.025276 | 0.00025973 | 0.00016583 | 0.14906 | 0.14906 | 0.14906 | 0.98574 | -0.27189 | 0.98857 | -0.21744 | 40.9499
28 | 0.020027 | 0.0050216 | -0.020018 | -0.0050156 | 9.8452e-06 | 5.9293e-06 | 0.030117 | 0.030117 | 0.030117 | 0.98954 | -0.19979 | 0.98901 | -0.21011 | 8.2739
29 | -0.041078 | -0.010305 | 0.041104 | 0.010321 | 2.6139e-05 | 1.6494e-05 | 0.061775 | 0.061774 | 0.061775 | 0.98954 | -0.19979 | 0.99023 | -0.18645 | 16.971
30 | -0.1045 | -0.026676 | 0.10455 | 0.026711 | 5.3549e-05 | 3.4198e-05 | 0.15747 | 0.15747 | 0.15747 | 0.98857 | -0.21744 | 0.98913 | -0.20684 | 43.26
31 | 0.018648 | 0.004674 | -0.018642 | -0.0046706 | 5.6029e-06 | 3.3591e-06 | 0.028561 | 0.028561 | 0.028561 | 0.97152 | -0.54931 | 0.9712 | -0.55562 | 7.8466
32 | -0.11487 | -0.029296 | 0.11518 | 0.029495 | 0.00031055 | 0.0001984 | 0.17299 | 0.17299 | 0.17299 | 0.98913 | -0.20684 | 0.99205 | -0.15101 | 47.5244
33 | -0.12055 | -0.030841 | 0.12067 | 0.030916 | 0.00011768 | 7.4817e-05 | 0.18105 | 0.18105 | 0.18105 | 0.99205 | -0.15101 | 0.9931 | -0.13087 | 24.8688
34 | -0.16792 | -0.042822 | 0.16801 | 0.042883 | 9.5801e-05 | 6.0844e-05 | 0.25186 | 0.25186 | 0.25186 | 0.9931 | -0.13087 | 0.99372 | -0.11906 | 23.0642
35 | 0.047248 | 0.011906 | -0.047192 | -0.01187 | 5.6201e-05 | 3.5582e-05 | 0.070817 | 0.070817 | 0.070817 | 0.9931 | -0.13087 | 0.99181 | -0.15577 | 19.4552
36 | 0.0059092 | 0.0014795 | -0.0059086 | -0.0014794 | 6.0846e-07 | 1.4447e-07 | 0.0090532 | 0.0090533 | 0.0090533 | 0.9712 | -0.55562 | 0.97109 | -0.55778 | 2.4872
37 | 0.0026431 | 0.00066206 | -0.0026429 | -0.00066237 | 2.2895e-07 | -3.1345e-07 | 0.004051 | 0.0040512 | 0.0040512 | 0.97085 | -0.56268 | 0.97075 | -0.5645 | 1.113
38 | -0.0026431 | -0.00066206 | 0.0026432 | 0.00066192 | 1.0319e-07 | -1.4132e-07 | 0.004051 | 0.0040509 | 0.004051 | 0.97085 | -0.56268 | 0.97089 | -0.56186 | 1.1129
39 | -0.0026432 | -0.00066192 | 0.0026433 | 0.00066176 | 1.1283e-07 | -1.5454e-07 | 0.0040509 | 0.0040508 | 0.0040509 | 0.97089 | -0.56186 | 0.97093 | -0.56097 | 1.1129
40 | 0.0049171 | 0.0012314 | -0.0049165 | -0.0012313 | 5.985e-07 | 3.5236e-08 | 0.0075341 | 0.0075342 | 0.0075342 | 0.97109 | -0.55778 | 0.97096 | -0.56034 | 2.0698
41 | 0.00099155 | 0.00024801 | -0.00099154 | -0.00024828 | 1.9067e-08 | -2.6033e-07 | 0.0015192 | 0.0015193 | 0.0015193 | 0.97109 | -0.55778 | 0.97107 | -0.55819 | 0.41739
42 | -0.0026433 | -0.00066176 | 0.0026434 | 0.00066166 | 7.9299e-08 | -1.0864e-07 | 0.0040508 | 0.0040508 | 0.0040508 | 0.97093 | -0.56097 | 0.97096 | -0.56034 | 1.1129
43 | 0.00099154 | 0.00024828 | -0.00099152 | -0.0002485 | 1.6314e-08 | -2.2271e-07 | 0.0015193 | 0.0015194 | 0.0015194 | 0.97107 | -0.55819 | 0.97105 | -0.55853 | 0.41741
44 | -0.0025297 | -0.000634 | 0.0025298 | 0.0006338 | 1.1598e-07 | -2.0338e-07 | 0.0037936 | 0.0037935 | 0.0037936 | 0.99225 | -0.1476 | 0.9923 | -0.14663 | 1.0422
45 | -0.13854 | -0.035157 | 0.13868 | 0.035246 | 0.00014107 | 8.9269e-05 | 0.20791 | 0.20791 | 0.20791 | 0.9923 | -0.14663 | 0.9934 | -0.12549 | 19.0392
46 | 0.11014 | 0.028038 | -0.11002 | -0.027968 | 0.00011133 | 6.9992e-05 | 0.16531 | 0.16531 | 0.16531 | 0.9923 | -0.14663 | 0.9912 | -0.16762 | 15.1384
47 | -0.13868 | -0.035246 | 0.13873 | 0.035279 | 5.1249e-05 | 3.2431e-05 | 0.20791 | 0.20791 | 0.20791 | 0.9934 | -0.12549 | 0.9938 | -0.11782 | 19.0391
48 | 0.011018 | 0.0027615 | -0.011018 | -0.0027615 | 4.3848e-08 | 2.2554e-08 | 0.016541 | 0.016541 | 0.016541 | 0.9912 | -0.16762 | 0.9912 | -0.1677 | 4.5442
49 | 0.096875 | 0.024673 | -0.096803 | -0.024627 | 7.2264e-05 | 4.5195e-05 | 0.14557 | 0.14557 | 0.14557 | 0.9912 | -0.16762 | 0.99039 | -0.1831 | 13.3308
50 | -0.13873 | -0.035279 | 0.13895 | 0.035417 | 0.00021845 | 0.00013823 | 0.20791 | 0.20791 | 0.20791 | 0.9938 | -0.11782 | 0.99551 | -0.085189 | 19.0391
51 | -0.15407 | -0.039205 | 0.15434 | 0.039376 | 0.00026916 | 0.00017068 | 0.2305 | 0.2305 | 0.2305 | 0.99551 | -0.085189 | 0.99741 | -0.049013 | 21.1079
52 | 0.17497 | 0.044852 | -0.17493 | -0.044831 | 3.2282e-05 | 2.0512e-05 | 0.26138 | 0.26138 | 0.26138 | 0.99741 | -0.049013 | 0.99721 | -0.05282 | 23.9363
53 | -0.3293 | -0.084227 | 0.32992 | 0.08462 | 0.00061427 | 0.00039234 | 0.49188 | 0.49188 | 0.49188 | 0.99741 | -0.049013 | 0.99944 | -0.010548 | 45.044
54 | 0.17493 | 0.044831 | -0.17456 | -0.044593 | 0.00037431 | 0.00023785 | 0.26138 | 0.26138 | 0.26138 | 0.99721 | -0.05282 | 0.99488 | -0.097067 | 23.9363
55 | -0.33048 | -0.084761 | 0.33065 | 0.084869 | 0.00016916 | 0.00010805 | 0.49272 | 0.49272 | 0.49272 | 0.99944 | -0.010548 | 1 | 0 | 45.1208
56 | 0.17285 | 0.044166 | -0.17267 | -0.04405 | 0.00018362 | 0.00011666 | 0.25884 | 0.25884 | 0.25884 | 0.99488 | -0.097067 | 0.99372 | -0.11906 | 23.703
57 | 0.0046583 | 0.0011671 | -0.0046582 | -0.0011671 | 1.1635e-07 | -8.1475e-09 | 0.0069753 | 0.0069753 | 0.0069753 | 0.99372 | -0.11906 | 0.9937 | -0.11958 | 1.9163
58 | 0.0016836 | 0.00042164 | -0.0016836 | -0.0004217 | 1.1972e-08 | -5.7407e-08 | 0.0025211 | 0.0025211 | 0.0025211 | 0.9937 | -0.11958 | 0.99369 | -0.11973 | 0.6926
59 | -0.0017159 | -0.00043004 | 0.0017159 | 0.00042994 | 2.3985e-08 | -9.9368e-08 | 0.0026278 | 0.0026278 | 0.0026278 | 0.97162 | -0.54808 | 0.97164 | -0.54779 | 0.72193
60 | -0.003095 | -0.00077557 | 0.0030951 | 0.00077551 | 7.5431e-08 | -6.2625e-08 | 0.0047398 | 0.0047398 | 0.0047398 | 0.97164 | -0.54779 | 0.97166 | -0.54728 | 1.3021
61 | -0.0041027 | -0.001028 | 0.0041027 | 0.001028 | 9.1896e-09 | -1.8085e-09 | 0.0062828 | 0.0062828 | 0.0062828 | 0.97166 | -0.54728 | 0.97167 | -0.54723 | 1.726
62 | -0.0058302 | -0.001461 | 0.0058307 | 0.0014611 | 4.8572e-07 | 1.0958e-07 | 0.0089284 | 0.0089283 | 0.0089284 | 0.97167 | -0.54723 | 0.97175 | -0.54548 | 2.4529
63 | -0.0072441 | -0.0018154 | 0.0072451 | 0.0018157 | 9.6792e-07 | 3.5956e-07 | 0.011093 | 0.011093 | 0.011093 | 0.97175 | -0.54548 | 0.9719 | -0.54268 | 3.0474
64 | -0.0072451 | -0.0018157 | 0.0072454 | 0.0018158 | 2.5673e-07 | 9.5356e-08 | 0.011093 | 0.011093 | 0.011093 | 0.9719 | -0.54268 | 0.97193 | -0.54193 | 3.0474
65 | 0.011576 | 0.0029028 | -0.011574 | -0.0029015 | 2.4068e-06 | 1.2872e-06 | 0.017724 | 0.017724 | 0.017724 | 0.97193 | -0.54193 | 0.97171 | -0.5463 | 4.8692
66 | -0.018822 | -0.0047186 | 0.018833 | 0.0047253 | 1.1258e-05 | 6.757e-06 | 0.028817 | 0.028816 | 0.028817 | 0.97193 | -0.54193 | 0.97257 | -0.52939 | 7.9166
67 | 0.0098305 | 0.0024645 | -0.0098282 | -0.0024633 | 2.3245e-06 | 1.1489e-06 | 0.015054 | 0.015054 | 0.015054 | 0.97171 | -0.5463 | 0.97146 | -0.55126 | 4.1358
68 | -0.020515 | -0.0051468 | 0.020515 | 0.0051472 | 6.2489e-07 | 3.7894e-07 | 0.031389 | 0.031389 | 0.031389 | 0.97257 | -0.52939 | 0.9726 | -0.52875 | 8.6235
69 | 0.0078666 | 0.0019717 | -0.0078664 | -0.0019716 | 1.5871e-07 | 6.5485e-08 | 0.01205 | 0.01205 | 0.01205 | 0.97146 | -0.55126 | 0.97144 | -0.55168 | 3.3103
70 | -0.021918 | -0.0054988 | 0.021927 | 0.0055044 | 9.175e-06 | 5.6019e-06 | 0.033536 | 0.033536 | 0.033536 | 0.9726 | -0.52875 | 0.97304 | -0.51997 | 9.2131
71 | 0.0078664 | 0.0019716 | -0.0078654 | -0.0019712 | 9.9992e-07 | 4.1261e-07 | 0.01205 | 0.01205 | 0.01205 | 0.97144 | -0.55168 | 0.97131 | -0.55435 | 3.3103
72 | -0.022874 | -0.0057415 | 0.022882 | 0.0057464 | 7.9679e-06 | 4.8837e-06 | 0.034982 | 0.034982 | 0.034982 | 0.97304 | -0.51997 | 0.97341 | -0.51267 | 9.6105
73 | -0.038997 | -0.0097878 | 0.038999 | 0.0097895 | 2.7583e-06 | 1.7396e-06 | 0.059618 | 0.059618 | 0.059618 | 0.97341 | -0.51267 | 0.97349 | -0.51119 | 16.3785
74 | 0.016115 | 0.0040414 | -0.016114 | -0.0040404 | 1.641e-06 | 9.6062e-07 | 0.024635 | 0.024635 | 0.024635 | 0.97341 | -0.51267 | 0.97331 | -0.51481 | 6.768
75 | -0.041813 | -0.010495 | 0.041847 | 0.010516 | 3.3802e-05 | 2.1359e-05 | 0.063918 | 0.063918 | 0.063918 | 0.97349 | -0.51119 | 0.97435 | -0.49425 | 17.5599
76 | 0.015108 | 0.0037883 | -0.015106 | -0.0037871 | 2.0754e-06 | 1.1993e-06 | 0.023098 | 0.023098 | 0.023098 | 0.97331 | -0.51481 | 0.97316 | -0.51769 | 6.3455
77 | -0.043634 | -0.010964 | 0.043666 | 0.010984 | 3.2198e-05 | 2.0366e-05 | 0.066648 | 0.066648 | 0.066648 | 0.97435 | -0.49425 | 0.97513 | -0.47881 | 18.3098
78 | 0.013536 | 0.0033938 | -0.013535 | -0.0033929 | 1.585e-06 | 8.9181e-07 | 0.020698 | 0.020698 | 0.020698 | 0.97316 | -0.51769 | 0.97304 | -0.52015 | 5.6863
79 | -0.045666 | -0.011485 | 0.045668 | 0.011487 | 2.5578e-06 | 1.6195e-06 | 0.069698 | 0.069698 | 0.069698 | 0.97513 | -0.47881 | 0.97519 | -0.47763 | 19.1479
80 | 0.012526 | 0.0031402 | -0.012526 | -0.0031401 | 6.3793e-08 | 3.5069e-08 | 0.019156 | 0.019156 | 0.019156 | 0.97304 | -0.52015 | 0.97303 | -0.52026 | 5.2626
81 | -0.0056684 | -0.0014206 | 0.0056686 | 0.0014207 | 1.8074e-07 | 3.6136e-08 | 0.0086722 | 0.0086721 | 0.0086722 | 0.97261 | -0.52859 | 0.97264 | -0.52792 | 2.3825
82 | -0.0069834 | -0.0017502 | 0.006984 | 0.0017504 | 6.339e-07 | 2.2187e-07 | 0.010684 | 0.010684 | 0.010684 | 0.97264 | -0.52792 | 0.97274 | -0.52601 | 2.9351
83 | -0.0084648 | -0.0021215 | 0.008465 | 0.0021216 | 2.2654e-07 | 1.0026e-07 | 0.012949 | 0.012949 | 0.012949 | 0.97274 | -0.52601 | 0.97277 | -0.52545 | 3.5574
84 | -0.010068 | -0.0025234 | 0.010069 | 0.0025239 | 1.1022e-06 | 5.5156e-07 | 0.015401 | 0.015401 | 0.015401 | 0.97277 | -0.52545 | 0.97288 | -0.52315 | 4.231
85 | -0.011373 | -0.0028508 | 0.011375 | 0.0028516 | 1.5711e-06 | 8.3353e-07 | 0.017395 | 0.017395 | 0.017395 | 0.97288 | -0.52315 | 0.97303 | -0.52026 | 4.779
86 | 0.004075 | 0.0010212 | -0.0040748 | -0.0010212 | 2.9419e-07 | -6.075e-08 | 0.0062434 | 0.0062435 | 0.0062435 | 0.97121 | -0.55615 | 0.97114 | -0.55767 | 1.7152
87 | -0.0078648 | -0.001971 | 0.0078654 | 0.0019712 | 6.7397e-07 | 2.7815e-07 | 0.01205 | 0.01205 | 0.01205 | 0.97121 | -0.55615 | 0.97131 | -0.55435 | 3.3104
88 | -0.058297 | -0.014819 | 0.058382 | 0.014873 | 8.4771e-05 | 5.3884e-05 | 0.08825 | 0.08825 | 0.08825 | 0.98379 | -0.31001 | 0.98536 | -0.27986 | 24.2446
89 | 0.057101 | 0.014519 | -0.056996 | -0.014452 | 0.00010566 | 6.7143e-05 | 0.086442 | 0.086442 | 0.086442 | 0.98379 | -0.31001 | 0.98181 | -0.3485 | 23.7479
90 | -0.05906 | -0.015043 | 0.059062 | 0.015044 | 1.3747e-06 | 8.7397e-07 | 0.089275 | 0.089275 | 0.089275 | 0.98536 | -0.27986 | 0.98538 | -0.27938 | 24.5261
91 | 0.056996 | 0.014452 | -0.056938 | -0.014416 | 5.7504e-05 | 3.6543e-05 | 0.086442 | 0.086442 | 0.086442 | 0.98181 | -0.3485 | 0.98072 | -0.36951 | 23.7479
92 | -0.060404 | -0.01538 | 0.060407 | 0.015382 | 3.1473e-06 | 2.0014e-06 | 0.091303 | 0.091302 | 0.091303 | 0.98538 | -0.27938 | 0.98544 | -0.2783 | 25.0831
93 | 0.054806 | 0.013881 | -0.054742 | -0.013841 | 6.4156e-05 | 4.0749e-05 | 0.083208 | 0.083208 | 0.083208 | 0.98072 | -0.36951 | 0.97947 | -0.39391 | 22.8594
94 | -0.061082 | -0.015551 | 0.061147 | 0.015593 | 6.553e-05 | 4.1678e-05 | 0.092321 | 0.092321 | 0.092321 | 0.98544 | -0.2783 | 0.98659 | -0.25608 | 25.3629
95 | 0.054742 | 0.013841 | -0.054655 | -0.013785 | 8.7719e-05 | 5.5716e-05 | 0.083208 | 0.083208 | 0.083208 | 0.97947 | -0.39391 | 0.97776 | -0.42738 | 22.8594
96 | -0.063318 | -0.016136 | 0.063349 | 0.016155 | 3.0826e-05 | 1.9269e-05 | 0.095595 | 0.095594 | 0.095595 | 0.98659 | -0.25608 | 0.98712 | -0.24599 | 13.1311
97 | 0.0021708 | 0.00054307 | -0.0021707 | -0.00054333 | 1.0124e-07 | -2.5686e-07 | 0.0032737 | 0.0032738 | 0.0032738 | 0.98659 | -0.25608 | 0.98654 | -0.25706 | 0.8994
98 | 0.053598 | 0.01352 | -0.05359 | -0.013515 | 7.7322e-06 | 4.9098e-06 | 0.0816 | 0.0816 | 0.0816 | 0.97776 | -0.42738 | 0.9776 | -0.43039 | 22.4176
99 | -0.064008 | -0.016321 | 0.064009 | 0.016321 | 1.0801e-06 | 6.5577e-07 | 0.096588 | 0.096588 | 0.096588 | 0.98712 | -0.24599 | 0.98713 | -0.24565 | 8.8451
100 | 0.0021707 | 0.00054333 | -0.0021704 | -0.00054396 | 2.4886e-07 | -6.3116e-07 | 0.0032738 | 0.0032741 | 0.0032741 | 0.98654 | -0.25706 | 0.98642 | -0.25947 | 0.89947
101 | 0.051836 | 0.013076 | -0.051798 | -0.013051 | 3.8801e-05 | 2.4625e-05 | 0.078931 | 0.078931 | 0.078931 | 0.9776 | -0.43039 | 0.9768 | -0.44604 | 21.6843
102 | -0.047375 | -0.011915 | 0.047425 | 0.011947 | 5.0285e-05 | 3.1862e-05 | 0.072303 | 0.072303 | 0.072303 | 0.97519 | -0.47763 | 0.97632 | -0.45544 | 19.8634
103 | -0.048575 | -0.012235 | 0.048582 | 0.012239 | 6.4251e-06 | 4.073e-06 | 0.074055 | 0.074055 | 0.074055 | 0.97632 | -0.45544 | 0.97647 | -0.45267 | 20.3449
104 | -0.050643 | -0.012755 | 0.050659 | 0.012766 | 1.6062e-05 | 1.019e-05 | 0.077196 | 0.077196 | 0.077196 | 0.97647 | -0.45267 | 0.9768 | -0.44604 | 21.2078
105 | 0.0091125 | 0.0022832 | -0.0091104 | -0.0022823 | 2.1383e-06 | 9.7933e-07 | 0.01371 | 0.01371 | 0.01371 | 0.98901 | -0.21011 | 0.98876 | -0.21504 | 3.7665
106 | 0.0064625 | 0.0016192 | -0.0064617 | -0.001619 | 7.657e-07 | 2.1292e-07 | 0.009723 | 0.0097231 | 0.0097231 | 0.98901 | -0.21011 | 0.98888 | -0.2126 | 2.6712
107 | 0.0044425 | 0.0011132 | -0.0044422 | -0.0011132 | 2.9827e-07 | -3.7561e-08 | 0.0066839 | 0.006684 | 0.006684 | 0.98901 | -0.21011 | 0.98894 | -0.21152 | 1.8363
108 | -0.042691 | -0.010719 | 0.042754 | 0.010758 | 6.2591e-05 | 3.9536e-05 | 0.064159 | 0.064159 | 0.064159 | 0.99023 | -0.18645 | 0.99181 | -0.15577 | 17.6261
109 | 0.0071084 | 0.0017805 | -0.0071075 | -0.0017802 | 9.6534e-07 | 3.2934e-07 | 0.010697 | 0.010697 | 0.010697 | 0.98876 | -0.21504 | 0.98861 | -0.21789 | 2.9389
110 | 0.0044698 | 0.0011198 | -0.0044696 | -0.0011198 | 2.4821e-07 | -2.8847e-08 | 0.0067258 | 0.0067259 | 0.0067259 | 0.98888 | -0.2126 | 0.98882 | -0.21376 | 1.8478
111 | 0.0016112 | 0.00040367 | -0.0016111 | -0.00040379 | 2.3447e-08 | -1.215e-07 | 0.0024242 | 0.0024242 | 0.0024242 | 0.98894 | -0.21152 | 0.98892 | -0.21182 | 0.666
112 | 0.0044378 | 0.0011119 | -0.0044377 | -0.0011119 | 1.5588e-07 | -2.1251e-08 | 0.0066579 | 0.0066579 | 0.0066579 | 0.99181 | -0.15577 | 0.99178 | -0.1565 | 1.8291
113 | 0.0041924 | 0.0010501 | -0.0041918 | -0.0010503 | 6.0579e-07 | -1.3241e-07 | 0.0063101 | 0.0063103 | 0.0063103 | 0.98861 | -0.21789 | 0.98845 | -0.22092 | 1.7336
114 | 0.002915 | 0.00073008 | -0.002915 | -0.00073012 | 3.4577e-08 | -3.9288e-08 | 0.0043874 | 0.0043874 | 0.0043874 | 0.98861 | -0.21789 | 0.9886 | -0.21814 | 1.2053
115 | 0.0023054 | 0.00057744 | -0.0023054 | -0.00057758 | 6.2217e-08 | -1.3701e-07 | 0.0034692 | 0.0034692 | 0.0034692 | 0.98882 | -0.21376 | 0.98879 | -0.21433 | 0.95308
116 | 0.0028212 | 0.00070676 | -0.002821 | -0.00070702 | 1.9979e-07 | -2.5583e-07 | 0.0042328 | 0.0042329 | 0.0042329 | 0.99178 | -0.1565 | 0.9917 | -0.15799 | 1.1629
117 | 0.0031367 | 0.00078581 | -0.0031364 | -0.000786 | 2.205e-07 | -1.969e-07 | 0.0047218 | 0.0047219 | 0.0047219 | 0.98845 | -0.22092 | 0.98838 | -0.2224 | 1.2972
118 | 0.002915 | 0.00073012 | -0.0029149 | -0.00073026 | 1.2554e-07 | -1.4262e-07 | 0.0043874 | 0.0043875 | 0.0043875 | 0.9886 | -0.21814 | 0.98855 | -0.21904 | 1.2054
119 | 0.0011523 | 0.00028861 | -0.0011523 | -0.0002888 | 1.7923e-08 | -1.924e-07 | 0.0017341 | 0.0017341 | 0.0017341 | 0.98879 | -0.21433 | 0.98878 | -0.21466 | 0.47641
120 | 0.0018381 | 0.0004606 | -0.0018381 | -0.00046066 | 1.5254e-08 | -5.8315e-08 | 0.0027672 | 0.0027672 | 0.0027672 | 0.98838 | -0.2224 | 0.98837 | -0.22257 | 0.76023
121 | 0.0017783 | 0.00044541 | -0.0017783 | -0.00044567 | 6.3125e-08 | -2.6079e-07 | 0.0026767 | 0.0026768 | 0.0026768 | 0.98855 | -0.21904 | 0.98851 | -0.21979 | 0.73539
122 | -0.065306 | -0.016646 | 0.065312 | 0.01665 | 6.5289e-06 | 3.9722e-06 | 0.098543 | 0.098543 | 0.098543 | 0.98713 | -0.24565 | 0.98724 | -0.24357 | 9.0241
123 | 0.0016836 | 0.0004217 | -0.0016836 | -0.00042194 | 5.1573e-08 | -2.4728e-07 | 0.0025211 | 0.0025212 | 0.0025212 | 0.99369 | -0.11973 | 0.99366 | -0.12038 | 0.69263
124 | -0.084948 | -0.021627 | 0.084959 | 0.021634 | 1.1102e-05 | 6.896e-06 | 0.12788 | 0.12788 | 0.12788 | 0.98942 | -0.20169 | 0.98956 | -0.19898 | 11.7103
125 | 0.083911 | 0.021367 | -0.083901 | -0.021361 | 1.0228e-05 | 6.3482e-06 | 0.12632 | 0.12632 | 0.12632 | 0.98942 | -0.20169 | 0.98929 | -0.20422 | 11.5674
126 | -0.086011 | -0.021898 | 0.086023 | 0.021905 | 1.1795e-05 | 7.3315e-06 | 0.12946 | 0.12946 | 0.12946 | 0.98956 | -0.19898 | 0.98971 | -0.19614 | 11.8551
127 | 0.08076 | 0.020574 | -0.080695 | -0.020534 | 6.4786e-05 | 4.0114e-05 | 0.12159 | 0.12159 | 0.12159 | 0.98929 | -0.20422 | 0.98842 | -0.22086 | 11.1349
128 | -0.087099 | -0.022175 | 0.087142 | 0.022202 | 4.3328e-05 | 2.6952e-05 | 0.13107 | 0.13107 | 0.13107 | 0.98971 | -0.19614 | 0.99025 | -0.18583 | 12.0032
129 | 0.079824 | 0.020315 | -0.079824 | -0.020315 | 1.4401e-07 | 8.9098e-08 | 0.12028 | 0.12028 | 0.12028 | 0.98842 | -0.22086 | 0.98842 | -0.2209 | 11.0148
130 | -0.089452 | -0.022781 | 0.089453 | 0.022781 | 1.4007e-06 | 8.7254e-07 | 0.13455 | 0.13455 | 0.13455 | 0.99025 | -0.18583 | 0.99027 | -0.18551 | 12.321
131 | -0.091561 | -0.02331 | 0.091565 | 0.023312 | 4.1638e-06 | 2.597e-06 | 0.13771 | 0.13771 | 0.13771 | 0.99027 | -0.18551 | 0.99032 | -0.18456 | 12.6111
132 | -0.093664 | -0.023838 | 0.093665 | 0.023839 | 1.151e-06 | 7.1873e-07 | 0.14087 | 0.14087 | 0.14087 | 0.99032 | -0.18456 | 0.99033 | -0.18431 | 12.8998
133 | -0.094707 | -0.0241 | 0.094711 | 0.024103 | 4.2961e-06 | 2.6841e-06 | 0.14243 | 0.14243 | 0.14243 | 0.99033 | -0.18431 | 0.99038 | -0.18337 | 13.0431
134 | -0.09576 | -0.024366 | 0.095762 | 0.024367 | 1.2354e-06 | 7.7227e-07 | 0.14401 | 0.14401 | 0.14401 | 0.99038 | -0.18337 | 0.99039 | -0.1831 | 13.1875
135 | 0.0089515 | 0.0022435 | -0.0089514 | -0.0022434 | 1.146e-07 | 5.1531e-08 | 0.013438 | 0.013438 | 0.013438 | 0.9912 | -0.1677 | 0.99118 | -0.16797 | 3.6918
136 | 0.0068317 | 0.0017122 | -0.0068317 | -0.0017122 | 2.0107e-08 | 6.2986e-09 | 0.010256 | 0.010256 | 0.010256 | 0.99118 | -0.16797 | 0.99118 | -0.16804 | 2.8176
137 | 0.0047201 | 0.001183 | -0.0047201 | -0.001183 | 3.0836e-08 | -1.3717e-09 | 0.0070861 | 0.0070861 | 0.0070861 | 0.99118 | -0.16804 | 0.99117 | -0.16817 | 1.9467
138 | 0.0020839 | 0.00052228 | -0.0020839 | -0.00052228 | 1.5587e-11 | -4.761e-11 | 0.0031285 | 0.0031285 | 0.0031285 | 0.99117 | -0.16817 | 0.99117 | -0.16817 | 0.85949
139 | -0.066614 | -0.016976 | 0.066642 | 0.016993 | 2.7791e-05 | 1.6941e-05 | 0.1005 | 0.1005 | 0.1005 | 0.98724 | -0.24357 | 0.98769 | -0.23493 | 9.2038
140 | -0.067521 | -0.017214 | 0.067521 | 0.017214 | 1.279e-07 | 7.8069e-08 | 0.10183 | 0.10183 | 0.10183 | 0.98769 | -0.23493 | 0.98769 | -0.23489 | 9.325
141 | -0.06841 | -0.017436 | 0.068412 | 0.017438 | 2.1414e-06 | 1.3087e-06 | 0.10317 | 0.10317 | 0.10317 | 0.98769 | -0.23489 | 0.98773 | -0.23425 | 9.4476
142 | -0.069286 | -0.017657 | 0.069286 | 0.017657 | 1.0277e-07 | 6.2886e-08 | 0.10448 | 0.10448 | 0.10448 | 0.98773 | -0.23425 | 0.98773 | -0.23421 | 9.5681
143 | -0.070157 | -0.017875 | 0.070159 | 0.017876 | 2.2658e-06 | 1.3879e-06 | 0.1058 | 0.1058 | 0.1058 | 0.98773 | -0.23421 | 0.98776 | -0.23355 | 9.6882
144 | -0.071036 | -0.018096 | 0.071036 | 0.018096 | 1.0037e-07 | 6.1547e-08 | 0.10712 | 0.10712 | 0.10712 | 0.98776 | -0.23355 | 0.98777 | -0.23352 | 9.8092
145 | -0.072808 | -0.018541 | 0.072808 | 0.018541 | 2.0157e-07 | 1.2387e-07 | 0.10978 | 0.10978 | 0.10978 | 0.9878 | -0.23282 | 0.98781 | -0.23277 | 10.0534
146 | 0.071905 | 0.018315 | -0.071902 | -0.018313 | 2.4051e-06 | 1.4764e-06 | 0.10842 | 0.10842 | 0.10842 | 0.9878 | -0.23282 | 0.98777 | -0.23352 | 9.9287
147 | -0.073658 | -0.018754 | 0.073692 | 0.018775 | 3.3909e-05 | 2.0856e-05 | 0.11106 | 0.11106 | 0.11106 | 0.98781 | -0.23277 | 0.9883 | -0.22322 | 10.1706
148 | -0.074559 | -0.018993 | 0.074559 | 0.018993 | 9.1916e-08 | 5.6596e-08 | 0.11237 | 0.11237 | 0.11237 | 0.9883 | -0.22322 | 0.9883 | -0.2232 | 10.2901
149 | -0.075451 | -0.019216 | 0.075454 | 0.019218 | 2.6744e-06 | 1.648e-06 | 0.11371 | 0.11371 | 0.11371 | 0.9883 | -0.2232 | 0.98834 | -0.22246 | 10.4131
150 | -0.076321 | -0.019435 | 0.076321 | 0.019435 | 7.8203e-08 | 4.823e-08 | 0.11502 | 0.11502 | 0.11502 | 0.98834 | -0.22246 | 0.98834 | -0.22244 | 10.5327
151 | -0.077192 | -0.019654 | 0.077195 | 0.019655 | 2.8055e-06 | 1.7318e-06 | 0.11633 | 0.11633 | 0.11633 | 0.98834 | -0.22244 | 0.98838 | -0.22169 | 10.6528
152 | -0.078067 | -0.019874 | 0.078067 | 0.019874 | 7.5969e-08 | 4.6918e-08 | 0.11764 | 0.11764 | 0.11764 | 0.98838 | -0.22169 | 0.98838 | -0.22167 | 10.7729
153 | 0.078943 | 0.020095 | -0.07894 | -0.020093 | 2.9185e-06 | 1.8044e-06 | 0.11896 | 0.11896 | 0.11896 | 0.98842 | -0.2209 | 0.98838 | -0.22167 | 10.8933

## res_trafo
| p_hv_mw | q_hv_mvar | p_lv_mw | q_lv_mvar | pl_mw | ql_mvar | i_hv_ka | i_lv_ka | vm_hv_pu | va_hv_degree | vm_lv_pu | va_lv_degree | loading_percent
0 | -1.2729e-15 | -1.3162e-15 | 0.00165 | 1.2699e-07 | 0.00165 | 1.2699e-07 | 5.2857e-17 | 0.0023815 | 0.99998 | 149.9956 | 1 | 0 | 0.2619

## res_ext_grid
| p_mw | q_mvar
0 | 0.33299 | 0.085042

## res_load
| p_mw | q_mvar
0 | 0.001044 | 0.00026166
1 | 0.0021481 | 0.00053836
2 | 0.0031064 | 0.00077853
3 | 0.0031719 | 0.00079495
4 | 0.0031118 | 0.00077989
5 | 0.0035303 | 0.00088476
6 | 0.0022434 | 0.00056225
7 | 0.0015587 | 0.00039065
8 | 0.0023945 | 0.00060012
9 | 0.0164 | 0.0041102
10 | 0.015675 | 0.0039285
11 | 0.00093922 | 0.00023539
12 | 0.0042937 | 0.0010761
13 | 0.0057036 | 0.0014294
14 | 0.0041977 | 0.001052
15 | 0.0015249 | 0.00038219
16 | 0.010732 | 0.0026898
17 | 0.0016322 | 0.00040907
18 | 0.0023428 | 0.00058716
19 | 0.0073945 | 0.0018532
20 | 0.00056552 | 0.00014173
21 | 0.0019165 | 0.00048032
22 | 0.0043995 | 0.0011026
23 | 0.0055867 | 0.0014002
24 | 0.010318 | 0.002586
25 | 0.0053714 | 0.0013462
26 | 0.012733 | 0.0031911
27 | 0.0026429 | 0.00066237
28 | 0.002273 | 0.00056968
29 | 0.00099152 | 0.0002485
30 | 0.0025297 | 0.000634
31 | 0.025876 | 0.0064852
32 | 0.0021309 | 0.00053406
33 | 0.015114 | 0.0037879
34 | 0.00056352 | 0.00014123
35 | 0.0017038 | 0.00042703
36 | 0.00068813 | 0.00017246
37 | 0.0029745 | 0.00074549
38 | 0.0017159 | 0.00043004
39 | 0.0013791 | 0.00034563
40 | 0.0010076 | 0.00025253
41 | 0.0017275 | 0.00043296
42 | 0.0014134 | 0.00035424
43 | 0.0017436 | 0.00043699
44 | 0.0016817 | 0.00042149
45 | 0.0019616 | 0.00049162
46 | 0.0014028 | 0.00035158
47 | 0.00094607 | 0.00023711
48 | 0.0028135 | 0.00070512
49 | 0.0010059 | 0.0002521
50 | 0.0017874 | 0.00044796
51 | 0.0015694 | 0.00039333
52 | 0.0019992 | 0.00050106
53 | 0.0010085 | 0.00025275
54 | 0.0056684 | 0.0014206
55 | 0.0013148 | 0.00032953
56 | 0.0014808 | 0.00037112
57 | 0.001603 | 0.00040175
58 | 0.0013041 | 0.00032684
59 | 0.0011511 | 0.0002885
60 | 0.0037897 | 0.00094979
61 | 0.0040748 | 0.0010212
62 | 0.0011955 | 0.00029962
63 | 0.0006787 | 0.0001701
64 | 0.0013426 | 0.00033648
65 | 0.0021317 | 0.00053425
66 | 0.00067455 | 0.00016906
67 | 0.0010569 | 0.00026488
68 | 0.00065938 | 0.00016526
69 | 0.0017535 | 0.00043947
70 | 0.0017068 | 0.00042777
71 | 0.0011501 | 0.00028824
72 | 0.0020612 | 0.00051657
73 | 0.0011387 | 0.00028537
74 | 0.0015869 | 0.00039773
75 | 0.002002 | 0.00050174
76 | 0.0019919 | 0.00049921
77 | 0.002831 | 0.00070953
78 | 0.0021642 | 0.00054239
79 | 0.0016111 | 0.00040379
80 | 0.0016164 | 0.00040511
81 | 0.0010552 | 0.00026445
82 | 0.001153 | 0.00028897
83 | 0.0012984 | 0.0003254
84 | 0.0011366 | 0.00028485
85 | 0.0011523 | 0.0002888
86 | 0.0018381 | 0.00046066
87 | 0.0017783 | 0.00044567
88 | 0.0021704 | 0.00054396
89 | 0.0012964 | 0.00032492
90 | 0.002821 | 0.00070702
91 | 0.0016836 | 0.00042194
92 | 0.0010374 | 0.00026
93 | 0.001052 | 0.00026366
94 | 0.0031406 | 0.0007871
95 | 0.0010754 | 0.00026953
96 | 0.00087091 | 0.00021827
97 | 0.00231 | 0.00057893
98 | 0.0021079 | 0.00052829
99 | 0.0020986 | 0.00052596
100 | 0.0010415 | 0.00026103
101 | 0.0010495 | 0.00026304
102 | 0.0010412 | 0.00026096
103 | 0.0020668 | 0.00051799
104 | 0.0021197 | 0.00053124
105 | 0.0021116 | 0.00052921
106 | 0.0026362 | 0.00066069
107 | 0.0020839 | 0.00052228
108 | 0.001302 | 0.00032631
109 | 0.00087911 | 0.00022033
110 | 0.00088834 | 0.00022264
111 | 0.00087371 | 0.00021897
112 | 0.00087079 | 0.00021824
113 | 0.00087703 | 0.00021981
114 | 0.00090351 | 0.00022644
115 | 0.00084971 | 0.00021296
116 | 0.00086636 | 0.00021713
117 | 0.00086704 | 0.0002173
118 | 0.00089212 | 0.00022359
119 | 0.0008672 | 0.00021734
120 | 0.00087125 | 0.00021836
121 | 0.00087133 | 0.00021837
122 | 0.00088092 | 0.00022078
123 | 0.00087361 | 0.00021895

## dtypes
| element | column | dtype
0 | bus | name | object
1 | bus | vn_kv | float64
2 | bus | type | object
3 | bus | zone | object
4 | bus | in_service | bool
5 | load | name | object
6 | load | bus | uint32
7 | load | p_mw | float64
8 | load | q_mvar | float64
9 | load | const_z_percent | float64
10 | load | const_i_percent | float64
11 | load | sn_mva | float64
12 | load | scaling | float64
13 | load | in_service | bool
14 | load | type | object
15 | ext_grid | name | object
16 | ext_grid | bus | uint32
17 | ext_grid | vm_pu | float64
18 | ext_grid | va_degree | float64
19 | ext_grid | slack_weight | float64
20 | ext_grid | in_service | bool
21 | line | name | object
22 | line | std_type | object
23 | line | from_bus | uint32
24 | line | to_bus | uint32
25 | line | length_km | float64
26 | line | r_ohm_per_km | float64
27 | line | x_ohm_per_km | float64
28 | line | c_nf_per_km | float64
29 | line | g_us_per_km | float64
30 | line | max_i_ka | float64
31 | line | df | float64
32 | line | parallel | uint32
33 | line | type | object
34 | line | in_service | bool
35 | trafo | name | object
36 | trafo | std_type | object
37 | trafo | hv_bus | uint32
38 | trafo | lv_bus | uint32
39 | trafo | sn_mva | float64
40 | trafo | vn_hv_kv | float64
41 | trafo | vn_lv_kv | float64
42 | trafo | vk_percent | float64
43 | trafo | vkr_percent | float64
44 | trafo | pfe_kw | float64
45 | trafo | i0_percent | float64
46 | trafo | shift_degree | float64
47 | trafo | tap_side | object
48 | trafo | tap_neutral | int32
49 | trafo | tap_min | int32
50 | trafo | tap_max | int32
51 | trafo | tap_step_percent | float64
52 | trafo | tap_step_degree | float64
53 | trafo | tap_pos | int32
54 | trafo | tap_phase_shifter | bool
55 | trafo | parallel | uint32
56 | trafo | df | float64
57 | trafo | in_service | bool
58 | line_geodata | coords | object
59 | bus_geodata | x | float64
60 | bus_geodata | y | float64
61 | bus_geodata | coords | object
62 | res_bus | vm_pu | float64
63 | res_bus | va_degree | float64
64 | res_bus | p_mw | float64
65 | res_bus | q_mvar | float64
66 | res_line | p_from_mw | float64
67 | res_line | q_from_mvar | float64
68 | res_line | p_to_mw | float64
69 | res_line | q_to_mvar | float64
70 | res_line | pl_mw | float64
71 | res_line | ql_mvar | float64
72 | res_line | i_from_ka | float64
73 | res_line | i_to_ka | float64
74 | res_line | i_ka | float64
75 | res_line | vm_from_pu | float64
76 | res_line | va_from_degree | float64
77 | res_line | vm_to_pu | float64
78 | res_line | va_to_degree | float64
79 | res_line | loading_percent | float64
80 | res_trafo | p_hv_mw | float64
81 | res_trafo | q_hv_mvar | float64
82 | res_trafo | p_lv_mw | float64
83 | res_trafo | q_lv_mvar | float64
84 | res_trafo | pl_mw | float64
85 | res_trafo | ql_mvar | float64
86 | res_trafo | i_hv_ka | float64
87 | res_trafo | i_lv_ka | float64
88 | res_trafo | vm_hv_pu | float64
89 | res_trafo | va_hv_degree | float64
90 | res_trafo | vm_lv_pu | float64
91 | res_trafo | va_lv_degree | float64
92 | res_trafo | loading_percent | float64
93 | res_ext_grid | p_mw | float64
94 | res_ext_grid | q_mvar | float64
95 | res_load | p_mw | float64
96 | res_load | q_mvar | float64

## parameters
| version | format_version | converged | OPF_converged | name | f_hz | sn_mva
0 | 2.14.6 | 2.14.0 | TRUE | FALSE |  | 50 | 1