## bus
| name | vn_kv | type | zone | in_service
0 | bus_LV_102-2_0_2_node_0 | 0.4 | n |  | TRUE
1 | bus_LV_102-2_0_2_node_1 | 0.4 | n |  | TRUE
2 | bus_LV_102-2_0_2_node_2 | 0.4 | n |  | TRUE
3 | bus_LV_102-2_0_2_node_3 | 0.4 | n |  | TRUE
4 | bus_LV_102-2_0_2_node_4 | 0.4 | n |  | TRUE
5 | bus_LV_102-2_0_2_node_5 | 0.4 | n |  | TRUE
6 | bus_LV_102-2_0_2_node_6 | 0.4 | n |  | TRUE
7 | bus_LV_102-2_0_2_node_92 | 0.4 | n |  | TRUE
8 | bus_LV_102-2_0_2_node_90 | 0.4 | n |  | TRUE
9 | bus_LV_102-2_0_2_node_83 | 0.4 | n |  | TRUE
10 | bus_LV_102-2_0_2_node_31 | 0.4 | n |  | TRUE
11 | bus_LV_102-2_0_2_node_52 | 0.4 | n |  | TRUE
12 | bus_LV_102-2_0_2_node_88 | 0.4 | n |  | TRUE
13 | bus_LV_102-2_0_2_node_84 | 0.4 | n |  | TRUE
14 | bus_LV_102-2_0_2_node_10 | 0.4 | n |  | TRUE
15 | bus_LV_102-2_0_2_node_29 | 0.4 | n |  | TRUE
16 | bus_LV_102-2_0_2_node_8 | 0.4 | n |  | TRUE
17 | bus_LV_102-2_0_2_node_11 | 0.4 | n |  | TRUE
18 | bus_LV_102-2_0_2_node_14 | 0.4 | n |  | TRUE
19 | bus_LV_102-2_0_2_node_9 | 0.4 | n |  | TRUE
20 | bus_LV_102-2_0_2_node_63 | 0.4 | n |  | TRUE
21 | bus_LV_102-2_0_2_node_62 | 0.4 | n |  | TRUE
22 | bus_LV_102-2_0_2_node_7 | 0.4 | n |  | TRUE
23 | bus_LV_102-2_0_2_node_13 | 0.4 | n |  | TRUE
24 | bus_LV_102-2_0_2_node_16 | 0.4 | n |  | TRUE
25 | bus_LV_102-2_0_2_node_17 | 0.4 | n |  | TRUE
26 | bus_LV_102-2_0_2_node_40 | 0.4 | n |  | TRUE
27 | bus_LV_102-2_0_2_node_39 | 0.4 | n |  | TRUE
28 | bus_LV_102-2_0_2_node_19 | 0.4 | n |  | TRUE
29 | bus_LV_102-2_0_2_node_20 | 0.4 | n |  | TRUE
30 | bus_LV_102-2_0_2_node_21 | 0.4 | n |  | TRUE
31 | bus_LV_102-2_0_2_node_70 | 0.4 | n |  | TRUE
32 | bus_LV_102-2_0_2_node_125 | 0.4 | n |  | TRUE
33 | bus_LV_102-2_0_2_node_22 | 0.4 | n |  | TRUE
34 | bus_LV_102-2_0_2_node_32 | 0.4 | n |  | TRUE
35 | bus_LV_102-2_0_2_node_28 | 0.4 | n |  | TRUE
36 | bus_LV_102-2_0_2_node_74 | 0.4 | n |  | TRUE
37 | bus_LV_102-2_0_2_node_69 | 0.4 | n |  | TRUE
38 | bus_LV_102-2_0_2_node_49 | 0.4 | n |  | TRUE
39 | bus_LV_102-2_0_2_node_48 | 0.4 | n |  | TRUE
40 | bus_LV_102-2_0_2_node_23 | 0.4 | n |  | TRUE
41 | bus_LV_102-2_0_2_node_24 | 0.4 | n |  | TRUE
42 | bus_LV_102-2_0_2_node_27 | 0.4 | n |  | TRUE
43 | bus_LV_102-2_0_2_node_126 | 0.4 | n |  | TRUE
44 | bus_LV_102-2_0_2_node_103 | 0.4 | n |  | TRUE
45 | bus_LV_102-2_0_2_node_25 | 0.4 | n |  | TRUE
46 | bus_LV_102-2_0_2_node_100 | 0.4 | n |  | TRUE
47 | bus_LV_102-2_0_2_node_26 | 0.4 | n |  | TRUE
48 | bus_LV_102-2_0_2_node_45 | 0.4 | n |  | TRUE
49 | bus_LV_102-2_0_2_node_57 | 0.4 | n |  | TRUE
50 | bus_LV_102-2_0_2_node_47 | 0.4 | n |  | TRUE
51 | bus_LV_102-2_0_2_node_127 | 0.4 | n |  | TRUE
52 | bus_LV_102-2_0_2_node_128 | 0.4 | n |  | TRUE
53 | bus_LV_102-2_0_2_node_97 | 0.4 | n |  | TRUE
54 | bus_LV_102-2_0_2_node_115 | 0.4 | n |  | TRUE
55 | bus_LV_102-2_0_2_node_43 | 0.4 | n |  | TRUE
56 | bus_LV_102-2_0_2_node_58 | 0.4 | n |  | TRUE
57 | bus_LV_102-2_0_2_node_30 | 0.4 | n |  | TRUE
58 | bus_LV_102-2_0_2_node_66 | 0.4 | n |  | TRUE
59 | bus_LV_102-2_0_2_node_67 | 0.4 | n |  | TRUE
60 | bus_LV_102-2_0_2_node_80 | 0.4 | n |  | TRUE
61 | bus_LV_102-2_0_2_node_38 | 0.4 | n |  | TRUE
62 | bus_LV_102-2_0_2_node_79 | 0.4 | n |  | TRUE
63 | bus_LV_102-2_0_2_node_33 | 0.4 | n |  | TRUE
64 | bus_LV_102-2_0_2_node_34 | 0.4 | n |  | TRUE
65 | bus_LV_102-2_0_2_node_35 | 0.4 | n |  | TRUE
66 | bus_LV_102-2_0_2_node_36 | 0.4 | n |  | TRUE
67 | bus_LV_102-2_0_2_node_37 | 0.4 | n |  | TRUE
68 | bus_LV_102-2_0_2_node_116 | 0.4 | n |  | TRUE
69 | bus_LV_102-2_0_2_node_76 | 0.4 | n |  | TRUE
70 | bus_LV_102-2_0_2_node_123 | 0.4 | n |  | TRUE
71 | bus_LV_102-2_0_2_node_117 | 0.4 | n |  | TRUE
72 | bus_LV_102-2_0_2_node_112 | 0.4 | n |  | TRUE
73 | bus_LV_102-2_0_2_node_124 | 0.4 | n |  | TRUE
74 | bus_LV_102-2_0_2_node_41 | 0.4 | n |  | TRUE
75 | bus_LV_102-2_0_2_node_42 | 0.4 | n |  | TRUE
76 | bus_LV_102-2_0_2_node_46 | 0.4 | n |  | TRUE
77 | bus_LV_102-2_0_2_node_60 | 0.4 | n |  | TRUE
78 | bus_LV_102-2_0_2_node_113 | 0.4 | n |  | TRUE
79 | bus_LV_102-2_0_2_node_61 | 0.4 | n |  | TRUE
80 | bus_LV_102-2_0_2_node_50 | 0.4 | n |  | TRUE
81 | bus_LV_102-2_0_2_node_51 | 0.4 | n |  | TRUE
82 | bus_LV_102-2_0_2_node_53 | 0.4 | n |  | TRUE
83 | bus_LV_102-2_0_2_node_94 | 0.4 | n |  | TRUE
84 | bus_LV_102-2_0_2_node_110 | 0.4 | n |  | TRUE
85 | bus_LV_102-2_0_2_node_91 | 0.4 | n |  | TRUE
86 | bus_LV_102-2_0_2_node_93 | 0.4 | n |  | TRUE
87 | bus_LV_102-2_0_2_node_111 | 0.4 | n |  | TRUE
88 | bus_LV_102-2_0_2_node_54 | 0.4 | n |  | TRUE
89 | bus_LV_102-2_0_2_node_55 | 0.4 | n |  | TRUE
90 | bus_LV_102-2_0_2_node_56 | 0.4 | n |  | TRUE
91 | bus_LV_102-2_0_2_node_59 | 0.4 | n |  | TRUE
92 | bus_LV_102-2_0_2_node_64 | 0.4 | n |  | TRUE
93 | bus_LV_102-2_0_2_node_65 | 0.4 | n |  | TRUE
94 | bus_LV_102-2_0_2_node_78 | 0.4 | n |  | TRUE
95 | bus_LV_102-2_0_2_node_77 | 0.4 | n |  | TRUE
96 | bus_LV_102-2_0_2_node_68 | 0.4 | n |  | TRUE
97 | bus_LV_102-2_0_2_node_71 | 0.4 | n |  | TRUE
98 | bus_LV_102-2_0_2_node_114 | 0.4 | n |  | TRUE
99 | bus_LV_102-2_0_2_node_72 | 0.4 | n |  | TRUE
100 | bus_LV_102-2_0_2_node_73 | 0.4 | n |  | TRUE
101 | bus_LV_102-2_0_2_node_75 | 0.4 | n |  | TRUE
102 | bus_LV_102-2_0_2_node_122 | 0.4 | n |  | TRUE
103 | bus_LV_102-2_0_2_node_121 | 0.4 | n |  | TRUE
104 | bus_LV_102-2_0_2_node_81 | 0.4 | n |  | TRUE
105 | bus_LV_102-2_0_2_node_109 | 0.4 | n |  | TRUE
106 | bus_LV_102-2_0_2_node_101 | 0.4 | n |  | TRUE
107 | bus_LV_102-2_0_2_node_85 | 0.4 | n |  | TRUE
108 | bus_LV_102-2_0_2_node_86 | 0.4 | n |  | TRUE
109 | bus_LV_102-2_0_2_node_87 | 0.4 | n |  | TRUE
110 | bus_LV_102-2_0_2_node_89 | 0.4 | n |  | TRUE
111 | bus_LV_102-2_0_2_node_95 | 0.4 | n |  | TRUE
112 | bus_LV_102-2_0_2_node_96 | 0.4 | n |  | TRUE
113 | bus_LV_102-2_0_2_node_99 | 0.4 | n |  | TRUE
114 | bus_LV_102-2_0_2_node_105 | 0.4 | n |  | TRUE
115 | bus_LV_102-2_0_2_node_104 | 0.4 | n |  | TRUE
116 | bus_LV_102-2_0_2_node_108 | 0.4 | n |  | TRUE
117 | bus_LV_102-2_0_2_node_107 | 0.4 | n |  | TRUE
118 | bus_LV_102-2_0_2_node_106 | 0.4 | n |  | TRUE
119 | bus_LV_102-2_0_2_node_120 | 0.4 | n |  | TRUE
120 | bus_LV_102-2_0_2_node_118 | 0.4 | n |  | TRUE
121 | bus_LV_102-2_0_2_node_119 | 0.4 | n |  | TRUE
122 | bus_MV_351_0_node_10 | 20 | n |  | TRUE

## load
| name | bus | p_mw | q_mvar | const_z_percent | const_i_percent | sn_mva | scaling | in_service | type
0 | LV_102-2_0_2_load_0 | 0 | 0.0035856 | 0.00089863 | 0 | 0 |  | 1 | TRUE | wye
1 | LV_102-2_0_2_load_4 | 4 | 0.0026111 | 0.00065441 | 0 | 0 |  | 1 | TRUE | wye
2 | LV_102-2_0_2_load_5 | 5 | 0.0003277 | 8.213e-05 | 0 | 0 |  | 1 | TRUE | wye
3 | LV_102-2_0_2_load_92 | 7 | 0.002635 | 0.00066038 | 0 | 0 |  | 1 | TRUE | wye
4 | LV_102-2_0_2_load_83 | 9 | 0.0029578 | 0.0007413 | 0 | 0 |  | 1 | TRUE | wye
5 | LV_102-2_0_2_load_84 | 13 | 0.00068397 | 0.00017142 | 0 | 0 |  | 1 | TRUE | wye
6 | LV_102-2_0_2_load_10 | 14 | 0.00053808 | 0.00013485 | 0 | 0 |  | 1 | TRUE | wye
7 | LV_102-2_0_2_load_14 | 18 | 0.0074019 | 0.0018551 | 0 | 0 |  | 1 | TRUE | wye
8 | LV_102-2_0_2_load_63 | 20 | 0.00063087 | 0.00015811 | 0 | 0 |  | 1 | TRUE | wye
9 | LV_102-2_0_2_load_62 | 21 | 0.0026041 | 0.00065264 | 0 | 0 |  | 1 | TRUE | wye
10 | LV_102-2_0_2_load_7 | 22 | 0.0019337 | 0.00048463 | 0 | 0 |  | 1 | TRUE | wye
11 | LV_102-2_0_2_load_13 | 23 | 0.0038345 | 0.00096102 | 0 | 0 |  | 1 | TRUE | wye
12 | LV_102-2_0_2_load_16 | 24 | 0.00049651 | 0.00012444 | 0 | 0 |  | 1 | TRUE | wye
13 | LV_102-2_0_2_load_39 | 27 | 0.00026716 | 6.6958e-05 | 0 | 0 |  | 1 | TRUE | wye
14 | LV_102-2_0_2_load_19 | 28 | 0.00040421 | 0.0001013 | 0 | 0 |  | 1 | TRUE | wye
15 | LV_102-2_0_2_load_125 | 32 | 0.0011984 | 0.00030035 | 0 | 0 |  | 1 | TRUE | wye
16 | LV_102-2_0_2_load_22 | 33 | 0.0014835 | 0.0003718 | 0 | 0 |  | 1 | TRUE | wye
17 | LV_102-2_0_2_load_28 | 35 | 0.0015071 | 0.00037771 | 0 | 0 |  | 1 | TRUE | wye
18 | LV_102-2_0_2_load_74 | 36 | 0.0014791 | 0.00037071 | 0 | 0 |  | 1 | TRUE | wye
19 | LV_102-2_0_2_load_49 | 38 | 0.00015633 | 3.918e-05 | 0 | 0 |  | 1 | TRUE | wye
20 | LV_102-2_0_2_load_48 | 39 | 0.0020432 | 0.00051206 | 0 | 0 |  | 1 | TRUE | wye
21 | LV_102-2_0_2_load_100 | 46 | 0.0017872 | 0.00044791 | 0 | 0 |  | 1 | TRUE | wye
22 | LV_102-2_0_2_load_57 | 49 | 0.00071531 | 0.00017927 | 0 | 0 |  | 1 | TRUE | wye
23 | LV_102-2_0_2_load_47 | 50 | 0.0015126 | 0.00037908 | 0 | 0 |  | 1 | TRUE | wye
24 | LV_102-2_0_2_load_127 | 51 | 0.0020049 | 0.00050249 | 0 | 0 |  | 1 | TRUE | wye
25 | LV_102-2_0_2_load_128 | 52 | 0.0019251 | 0.00048248 | 0 | 0 |  | 1 | TRUE | wye
26 | LV_102-2_0_2_load_115 | 54 | 0.00025449 | 6.3781e-05 | 0 | 0 |  | 1 | TRUE | wye
27 | LV_102-2_0_2_load_58 | 56 | 0.0016694 | 0.00041838 | 0 | 0 |  | 1 | TRUE | wye
28 | LV_102-2_0_2_load_66 | 58 | 0.00081773 | 0.00020494 | 0 | 0 |  | 1 | TRUE | wye
29 | LV_102-2_0_2_load_67 | 59 | 0.00031837 | 7.979e-05 | 0 | 0 |  | 1 | TRUE | wye
30 | LV_102-2_0_2_load_79 | 62 | 0.001176 | 0.00029473 | 0 | 0 |  | 1 | TRUE | wye
31 | LV_102-2_0_2_load_33 | 63 | 0.00026202 | 6.5667e-05 | 0 | 0 |  | 1 | TRUE | wye
32 | LV_102-2_0_2_load_34 | 64 | 0.00099842 | 0.00025023 | 0 | 0 |  | 1 | TRUE | wye
33 | LV_102-2_0_2_load_36 | 66 | 0.0015004 | 0.00037603 | 0 | 0 |  | 1 | TRUE | wye
34 | LV_102-2_0_2_load_37 | 67 | 0.00040241 | 0.00010085 | 0 | 0 |  | 1 | TRUE | wye
35 | LV_102-2_0_2_load_76 | 69 | 0.00047932 | 0.00012013 | 0 | 0 |  | 1 | TRUE | wye
36 | LV_102-2_0_2_load_123 | 70 | 0.00099834 | 0.00025021 | 0 | 0 |  | 1 | TRUE | wye
37 | LV_102-2_0_2_load_117 | 71 | 0.0009983 | 0.0002502 | 0 | 0 |  | 1 | TRUE | wye
38 | LV_102-2_0_2_load_112 | 72 | 0.0028577 | 0.0007162 | 0 | 0 |  | 1 | TRUE | wye
39 | LV_102-2_0_2_load_124 | 73 | 0.00069089 | 0.00017315 | 0 | 0 |  | 1 | TRUE | wye
40 | LV_102-2_0_2_load_41 | 74 | 0.00062552 | 0.00015677 | 0 | 0 |  | 1 | TRUE | wye
41 | LV_102-2_0_2_load_42 | 75 | 0.0019888 | 0.00049844 | 0 | 0 |  | 1 | TRUE | wye
42 | LV_102-2_0_2_load_46 | 76 | 0.0024117 | 0.00060443 | 0 | 0 |  | 1 | TRUE | wye
43 | LV_102-2_0_2_load_113 | 78 | 0.0010113 | 0.00025347 | 0 | 0 |  | 1 | TRUE | wye
44 | LV_102-2_0_2_load_61 | 79 | 0.00039799 | 9.9746e-05 | 0 | 0 |  | 1 | TRUE | wye
45 | LV_102-2_0_2_load_50 | 80 | 0.0052463 | 0.0013148 | 0 | 0 |  | 1 | TRUE | wye
46 | LV_102-2_0_2_load_110 | 84 | 0.0028575 | 0.00071617 | 0 | 0 |  | 1 | TRUE | wye
47 | LV_102-2_0_2_load_93 | 86 | 0.002952 | 0.00073985 | 0 | 0 |  | 1 | TRUE | wye
48 | LV_102-2_0_2_load_111 | 87 | 0.0028583 | 0.00071635 | 0 | 0 |  | 1 | TRUE | wye
49 | LV_102-2_0_2_load_54 | 88 | 0.001236 | 0.00030978 | 0 | 0 |  | 1 | TRUE | wye
50 | LV_102-2_0_2_load_56 | 90 | 0.0026189 | 0.00065637 | 0 | 0 |  | 1 | TRUE | wye
51 | LV_102-2_0_2_load_59 | 91 | 0.0019352 | 0.000485 | 0 | 0 |  | 1 | TRUE | wye
52 | LV_102-2_0_2_load_64 | 92 | 0.00070734 | 0.00017728 | 0 | 0 |  | 1 | TRUE | wye
53 | LV_102-2_0_2_load_65 | 93 | 0.0024234 | 0.00060735 | 0 | 0 |  | 1 | TRUE | wye
54 | LV_102-2_0_2_load_78 | 94 | 0.0021361 | 0.00053536 | 0 | 0 |  | 1 | TRUE | wye
55 | LV_102-2_0_2_load_77 | 95 | 0.00072865 | 0.00018262 | 0 | 0 |  | 1 | TRUE | wye
56 | LV_102-2_0_2_load_68 | 96 | 0.0020952 | 0.00052511 | 0 | 0 |  | 1 | TRUE | wye
57 | LV_102-2_0_2_load_71 | 97 | 0.0015653 | 0.00039229 | 0 | 0 |  | 1 | TRUE | wye
58 | LV_102-2_0_2_load_114 | 98 | 0.0016101 | 0.00040354 | 0 | 0 |  | 1 | TRUE | wye
59 | LV_102-2_0_2_load_72 | 99 | 0.00094305 | 0.00023635 | 0 | 0 |  | 1 | TRUE | wye
60 | LV_102-2_0_2_load_73 | 100 | 0.0011984 | 0.00030034 | 0 | 0 |  | 1 | TRUE | wye
61 | LV_102-2_0_2_load_75 | 101 | 0.00099868 | 0.00025029 | 0 | 0 |  | 1 | TRUE | wye
62 | LV_102-2_0_2_load_122 | 102 | 0.0011984 | 0.00030034 | 0 | 0 |  | 1 | TRUE | wye
63 | LV_102-2_0_2_load_121 | 103 | 0.00099861 | 0.00025028 | 0 | 0 |  | 1 | TRUE | wye
64 | LV_102-2_0_2_load_81 | 104 | 0.00043348 | 0.00010864 | 0 | 0 |  | 1 | TRUE | wye
65 | LV_102-2_0_2_load_109 | 105 | 0.0014342 | 0.00035944 | 0 | 0 |  | 1 | TRUE | wye
66 | LV_102-2_0_2_load_85 | 107 | 0.0031671 | 0.00079374 | 0 | 0 |  | 1 | TRUE | wye
67 | LV_102-2_0_2_load_86 | 108 | 0.00033073 | 8.2888e-05 | 0 | 0 |  | 1 | TRUE | wye
68 | LV_102-2_0_2_load_87 | 109 | 0.0026727 | 0.00066983 | 0 | 0 |  | 1 | TRUE | wye
69 | LV_102-2_0_2_load_89 | 110 | 0.0028573 | 0.00071611 | 0 | 0 |  | 1 | TRUE | wye
70 | LV_102-2_0_2_load_95 | 111 | 0.002609 | 0.00065387 | 0 | 0 |  | 1 | TRUE | wye
71 | LV_102-2_0_2_load_96 | 112 | 0.001925 | 0.00048246 | 0 | 0 |  | 1 | TRUE | wye
72 | LV_102-2_0_2_load_104 | 115 | 0.0014344 | 0.0003595 | 0 | 0 |  | 1 | TRUE | wye
73 | LV_102-2_0_2_load_108 | 116 | 0.0014345 | 0.00035952 | 0 | 0 |  | 1 | TRUE | wye
74 | LV_102-2_0_2_load_106 | 118 | 0.0014344 | 0.00035949 | 0 | 0 |  | 1 | TRUE | wye
75 | LV_102-2_0_2_load_120 | 119 | 0.0011984 | 0.00030034 | 0 | 0 |  | 1 | TRUE | wye
76 | LV_102-2_0_2_load_118 | 120 | 0.0011986 | 0.0003004 | 0 | 0 |  | 1 | TRUE | wye
77 | LV_102-2_0_2_load_119 | 121 | 0.0011989 | 0.00030048 | 0 | 0 |  | 1 | TRUE | wye

## ext_grid
| name | bus | vm_pu | va_degree | slack_weight | in_service
0 |  | 66 | 1 | 0 | 1 | TRUE

## line
| name | std_type | from_bus | to_bus | length_km | r_ohm_per_km | x_ohm_per_km | c_nf_per_km | g_us_per_km | max_i_ka | df | parallel | type | in_service
0 | LV_102-2_0_2_line_0 |  | 0 | 1 | 0.018857 | 0.125 | 0.08 | 261 | 0 | 0.364 | 1 | 1 | cs | TRUE
1 | LV_102-2_0_2_line_1 |  | 0 | 2 | 0.011007 | 0.125 | 0.08 | 261 | 0 | 0.364 | 1 | 1 | cs | TRUE
2 | LV_102-2_0_2_line_2 |  | 1 | 3 | 0.013046 | 0.125 | 0.08 | 261 | 0 | 0.364 | 1 | 1 | cs | TRUE
3 | LV_102-2_0_2_line_3 |  | 1 | 4 | 0.036014 | 0.125 | 0.08 | 261 | 0 | 0.364 | 1 | 1 | cs | TRUE
4 | LV_102-2_0_2_line_4 |  | 2 | 5 | 0.019415 | 0.125 | 0.08 | 261 | 0 | 0.364 | 1 | 1 | cs | TRUE
5 | LV_102-2_0_2_line_5 |  | 2 | 6 | 0.016617 | 0.125 | 0.08 | 261 | 0 | 0.364 | 1 | 1 | cs | TRUE
6 | LV_102-2_0_2_line_6 |  | 3 | 7 | 0.043279 | 0.125 | 0.08 | 261 | 0 | 0.364 | 1 | 1 | cs | TRUE
7 | LV_102-2_0_2_line_7 |  | 4 | 8 | 0.014784 | 0.125 | 0.08 | 261 | 0 | 0.364 | 1 | 1 | cs | TRUE
8 | LV_102-2_0_2_line_8 |  | 5 | 9 | 0.0097866 | 0.125 | 0.08 | 261 | 0 | 0.364 | 1 | 1 | cs | TRUE
9 | LV_102-2_0_2_line_9 |  | 6 | 10 | 0.006672 | 0.125 | 0.08 | 261 | 0 | 0.364 | 1 | 1 | cs | TRUE
10 | LV_102-2_0_2_line_10 |  | 7 | 11 | 0.053102 | 0.125 | 0.08 | 261 | 0 | 0.364 | 1 | 1 | cs | TRUE
11 | LV_102-2_0_2_line_11 |  | 8 | 12 | 0.005578 | 0.125 | 0.08 | 261 | 0 | 0.364 | 1 | 1 | cs | TRUE
12 | LV_102-2_0_2_line_12 |  | 9 | 13 | 0.009169 | 0.125 | 0.08 | 261 | 0 | 0.364 | 1 | 1 | cs | TRUE
13 | LV_102-2_0_2_line_13 |  | 10 | 14 | 0.0061773 | 0.125 | 0.08 | 261 | 0 | 0.364 | 1 | 1 | cs | TRUE
14 | LV_102-2_0_2_line_14 |  | 10 | 15 | 0.066749 | 0.125 | 0.08 | 261 | 0 | 0.364 | 1 | 1 | cs | TRUE
15 | LV_102-2_0_2_line_15 |  | 11 | 81 | 0.009807 | 0.125 | 0.08 | 261 | 0 | 0.364 | 1 | 1 | cs | TRUE
16 | LV_102-2_0_2_line_16 |  | 12 | 85 | 0.044683 | 0.125 | 0.08 | 261 | 0 | 0.364 | 1 | 1 | cs | TRUE
17 | LV_102-2_0_2_line_17 |  | 12 | 109 | 0.019494 | 0.125 | 0.08 | 261 | 0 | 0.364 | 1 | 1 | cs | TRUE
18 | LV_102-2_0_2_line_18 |  | 13 | 107 | 0.037921 | 0.125 | 0.08 | 261 | 0 | 0.364 | 1 | 1 | cs | TRUE
19 | LV_102-2_0_2_line_19 |  | 14 | 16 | 0.083396 | 0.125 | 0.08 | 261 | 0 | 0.364 | 1 | 1 | cs | TRUE
20 | LV_102-2_0_2_line_20 |  | 15 | 57 | 0.01156 | 0.125 | 0.08 | 261 | 0 | 0.364 | 1 | 1 | cs | TRUE
21 | LV_102-2_0_2_line_21 |  | 16 | 17 | 0.061715 | 0.125 | 0.08 | 261 | 0 | 0.364 | 1 | 1 | cs | TRUE
22 | LV_102-2_0_2_line_22 |  | 17 | 18 | 0.063365 | 0.125 | 0.08 | 261 | 0 | 0.364 | 1 | 1 | cs | TRUE
23 | LV_102-2_0_2_line_23 |  | 17 | 19 | 0.087389 | 0.125 | 0.08 | 261 | 0 | 0.364 | 1 | 1 | cs | TRUE
24 | LV_102-2_0_2_line_24 |  | 19 | 23 | 0.036261 | 0.125 | 0.08 | 261 | 0 | 0.364 | 1 | 1 | cs | TRUE
25 | LV_102-2_0_2_line_25 |  | 19 | 22 | 0.01493 | 0.125 | 0.08 | 261 | 0 | 0.364 | 1 | 1 | cs | TRUE
26 | LV_102-2_0_2_line_26 |  | 20 | 21 | 0.051471 | 0.125 | 0.08 | 261 | 0 | 0.364 | 1 | 1 | cs | TRUE
27 | LV_102-2_0_2_line_27 |  | 21 | 92 | 0.0030034 | 0.125 | 0.08 | 261 | 0 | 0.364 | 1 | 1 | cs | TRUE
28 | LV_102-2_0_2_line_28 |  | 24 | 25 | 0.040697 | 0.125 | 0.08 | 261 | 0 | 0.364 | 1 | 1 | cs | TRUE
29 | LV_102-2_0_2_line_29 |  | 25 | 26 | 0.4201 | 0.125 | 0.08 | 261 | 0 | 0.364 | 1 | 1 | cs | TRUE
30 | LV_102-2_0_2_line_30 |  | 26 | 27 | 0.16109 | 0.125 | 0.08 | 261 | 0 | 0.364 | 1 | 1 | cs | TRUE
31 | LV_102-2_0_2_line_31 |  | 27 | 45 | 0.35662 | 0.125 | 0.08 | 261 | 0 | 0.364 | 1 | 1 | cs | TRUE
32 | LV_102-2_0_2_line_32 |  | 28 | 29 | 0.0083025 | 0.125 | 0.08 | 261 | 0 | 0.364 | 1 | 1 | cs | TRUE
33 | LV_102-2_0_2_line_33 |  | 29 | 30 | 0.006991 | 0.125 | 0.08 | 261 | 0 | 0.364 | 1 | 1 | cs | TRUE
34 | LV_102-2_0_2_line_34 |  | 30 | 31 | 0.022151 | 0.125 | 0.08 | 261 | 0 | 0.364 | 1 | 1 | cs | TRUE
35 | LV_102-2_0_2_line_35 |  | 30 | 32 | 0.021353 | 0.125 | 0.08 | 261 | 0 | 0.364 | 1 | 1 | cs | TRUE
36 | LV_102-2_0_2_line_36 |  | 31 | 36 | 0.032172 | 0.125 | 0.08 | 261 | 0 | 0.364 | 1 | 1 | cs | TRUE
37 | LV_102-2_0_2_line_37 |  | 31 | 37 | 0.04452 | 0.125 | 0.08 | 261 | 0 | 0.364 | 1 | 1 | cs | TRUE
38 | LV_102-2_0_2_line_38 |  | 32 | 34 | 0.0014557 | 0.125 | 0.08 | 261 | 0 | 0.364 | 1 | 1 | cs | TRUE
39 | LV_102-2_0_2_line_39 |  | 33 | 34 | 0.007989 | 0.125 | 0.08 | 261 | 0 | 0.364 | 1 | 1 | cs | TRUE
40 | LV_102-2_0_2_line_40 |  | 33 | 35 | 0.044805 | 0.125 | 0.08 | 261 | 0 | 0.364 | 1 | 1 | cs | TRUE
41 | LV_102-2_0_2_line_41 |  | 36 | 99 | 0.038208 | 0.125 | 0.08 | 261 | 0 | 0.364 | 1 | 1 | cs | TRUE
42 | LV_102-2_0_2_line_42 |  | 37 | 97 | 0.023731 | 0.125 | 0.08 | 261 | 0 | 0.364 | 1 | 1 | cs | TRUE
43 | LV_102-2_0_2_line_43 |  | 37 | 96 | 0.029371 | 0.125 | 0.08 | 261 | 0 | 0.364 | 1 | 1 | cs | TRUE
44 | LV_102-2_0_2_line_44 |  | 38 | 39 | 0.025827 | 0.125 | 0.08 | 261 | 0 | 0.364 | 1 | 1 | cs | TRUE
45 | LV_102-2_0_2_line_45 |  | 39 | 50 | 0.087946 | 0.125 | 0.08 | 261 | 0 | 0.364 | 1 | 1 | cs | TRUE
46 | LV_102-2_0_2_line_46 |  | 40 | 41 | 0.088693 | 0.125 | 0.08 | 261 | 0 | 0.364 | 1 | 1 | cs | TRUE
47 | LV_102-2_0_2_line_47 |  | 40 | 42 | 0.022262 | 0.125 | 0.08 | 261 | 0 | 0.364 | 1 | 1 | cs | TRUE
48 | LV_102-2_0_2_line_48 |  | 41 | 43 | 0.027514 | 0.125 | 0.08 | 261 | 0 | 0.364 | 1 | 1 | cs | TRUE
49 | LV_102-2_0_2_line_49 |  | 41 | 44 | 0.017236 | 0.125 | 0.08 | 261 | 0 | 0.364 | 1 | 1 | cs | TRUE
50 | LV_102-2_0_2_line_50 |  | 41 | 45 | 0.11958 | 0.125 | 0.08 | 261 | 0 | 0.364 | 1 | 1 | cs | TRUE
51 | LV_102-2_0_2_line_51 |  | 41 | 46 | 0.0089389 | 0.125 | 0.08 | 261 | 0 | 0.364 | 1 | 1 | cs | TRUE
52 | LV_102-2_0_2_line_52 |  | 42 | 50 | 0.012954 | 0.125 | 0.08 | 261 | 0 | 0.364 | 1 | 1 | cs | TRUE
53 | LV_102-2_0_2_line_53 |  | 42 | 47 | 0.040711 | 0.125 | 0.08 | 261 | 0 | 0.364 | 1 | 1 | cs | TRUE
54 | LV_102-2_0_2_line_54 |  | 43 | 51 | 0.002409 | 0.125 | 0.08 | 261 | 0 | 0.364 | 1 | 1 | cs | TRUE
55 | LV_102-2_0_2_line_55 |  | 44 | 52 | 0.004002 | 0.125 | 0.08 | 261 | 0 | 0.364 | 1 | 1 | cs | TRUE
56 | LV_102-2_0_2_line_56 |  | 46 | 53 | 0.030345 | 0.125 | 0.08 | 261 | 0 | 0.364 | 1 | 1 | cs | TRUE
57 | LV_102-2_0_2_line_57 |  | 47 | 48 | 0.065647 | 0.125 | 0.08 | 261 | 0 | 0.364 | 1 | 1 | cs | TRUE
58 | LV_102-2_0_2_line_58 |  | 47 | 49 | 0.01703 | 0.125 | 0.08 | 261 | 0 | 0.364 | 1 | 1 | cs | TRUE
59 | LV_102-2_0_2_line_59 |  | 48 | 54 | 0.074835 | 0.125 | 0.08 | 261 | 0 | 0.364 | 1 | 1 | cs | TRUE
60 | LV_102-2_0_2_line_60 |  | 48 | 55 | 0.091428 | 0.125 | 0.08 | 261 | 0 | 0.364 | 1 | 1 | cs | TRUE
61 | LV_102-2_0_2_line_61 |  | 49 | 56 | 0.0090497 | 0.125 | 0.08 | 261 | 0 | 0.364 | 1 | 1 | cs | TRUE
62 | LV_102-2_0_2_line_62 |  | 53 | 113 | 0.032942 | 0.125 | 0.08 | 261 | 0 | 0.364 | 1 | 1 | cs | TRUE
63 | LV_102-2_0_2_line_63 |  | 53 | 112 | 0.014474 | 0.125 | 0.08 | 261 | 0 | 0.364 | 1 | 1 | cs | TRUE
64 | LV_102-2_0_2_line_64 |  | 54 | 78 | 0.027932 | 0.125 | 0.08 | 261 | 0 | 0.364 | 1 | 1 | cs | TRUE
65 | LV_102-2_0_2_line_65 |  | 55 | 76 | 0.03512 | 0.125 | 0.08 | 261 | 0 | 0.364 | 1 | 1 | cs | TRUE
66 | LV_102-2_0_2_line_66 |  | 55 | 74 | 0.038532 | 0.125 | 0.08 | 261 | 0 | 0.364 | 1 | 1 | cs | TRUE
67 | LV_102-2_0_2_line_67 |  | 56 | 91 | 0.0022001 | 0.125 | 0.08 | 261 | 0 | 0.364 | 1 | 1 | cs | TRUE
68 | LV_102-2_0_2_line_68 |  | 57 | 58 | 0.026861 | 0.125 | 0.08 | 261 | 0 | 0.364 | 1 | 1 | cs | TRUE
69 | LV_102-2_0_2_line_69 |  | 58 | 59 | 0.022328 | 0.125 | 0.08 | 261 | 0 | 0.364 | 1 | 1 | cs | TRUE
70 | LV_102-2_0_2_line_70 |  | 60 | 61 | 0.021711 | 0.125 | 0.08 | 261 | 0 | 0.364 | 1 | 1 | cs | TRUE
71 | LV_102-2_0_2_line_71 |  | 60 | 62 | 0.029432 | 0.125 | 0.08 | 261 | 0 | 0.364 | 1 | 1 | cs | TRUE
72 | LV_102-2_0_2_line_72 |  | 61 | 70 | 0.03021 | 0.125 | 0.08 | 261 | 0 | 0.364 | 1 | 1 | cs | TRUE
73 | LV_102-2_0_2_line_73 |  | 61 | 65 | 0.040725 | 0.125 | 0.08 | 261 | 0 | 0.364 | 1 | 1 | cs | TRUE
74 | LV_102-2_0_2_line_74 |  | 62 | 95 | 0.050469 | 0.125 | 0.08 | 261 | 0 | 0.364 | 1 | 1 | cs | TRUE
75 | LV_102-2_0_2_line_75 |  | 63 | 64 | 0.035826 | 0.125 | 0.08 | 261 | 0 | 0.364 | 1 | 1 | cs | TRUE
76 | LV_102-2_0_2_line_76 |  | 63 | 65 | 0.0033209 | 0.125 | 0.08 | 261 | 0 | 0.364 | 1 | 1 | cs | TRUE
77 | LV_102-2_0_2_line_77 |  | 64 | 66 | 0.015893 | 0.125 | 0.08 | 261 | 0 | 0.364 | 1 | 1 | cs | TRUE
78 | LV_102-2_0_2_line_78 |  | 65 | 67 | 0.014862 | 0.125 | 0.08 | 261 | 0 | 0.364 | 1 | 1 | cs | TRUE
79 | LV_102-2_0_2_line_79 |  | 66 | 68 | 0.0075053 | 0.125 | 0.08 | 261 | 0 | 0.364 | 1 | 1 | cs | TRUE
80 | LV_102-2_0_2_line_80 |  | 67 | 69 | 0.045243 | 0.125 | 0.08 | 261 | 0 | 0.364 | 1 | 1 | cs | TRUE
81 | LV_102-2_0_2_line_81 |  | 68 | 71 | 0.049774 | 0.125 | 0.08 | 261 | 0 | 0.364 | 1 | 1 | cs | TRUE
82 | LV_102-2_0_2_line_82 |  | 68 | 72 | 0.029966 | 0.125 | 0.08 | 261 | 0 | 0.364 | 1 | 1 | cs | TRUE
83 | LV_102-2_0_2_line_83 |  | 70 | 73 | 0.029819 | 0.125 | 0.08 | 261 | 0 | 0.364 | 1 | 1 | cs | TRUE
84 | LV_102-2_0_2_line_84 |  | 71 | 119 | 0.0086836 | 0.125 | 0.08 | 261 | 0 | 0.364 | 1 | 1 | cs | TRUE
85 | LV_102-2_0_2_line_85 |  | 72 | 87 | 0.031175 | 0.125 | 0.08 | 261 | 0 | 0.364 | 1 | 1 | cs | TRUE
86 | LV_102-2_0_2_line_86 |  | 74 | 75 | 0.0075245 | 0.125 | 0.08 | 261 | 0 | 0.364 | 1 | 1 | cs | TRUE
87 | LV_102-2_0_2_line_87 |  | 76 | 77 | 0.15668 | 0.125 | 0.08 | 261 | 0 | 0.364 | 1 | 1 | cs | TRUE
88 | LV_102-2_0_2_line_88 |  | 77 | 79 | 0.012187 | 0.125 | 0.08 | 261 | 0 | 0.364 | 1 | 1 | cs | TRUE
89 | LV_102-2_0_2_line_89 |  | 78 | 98 | 0.035218 | 0.125 | 0.08 | 261 | 0 | 0.364 | 1 | 1 | cs | TRUE
90 | LV_102-2_0_2_line_90 |  | 79 | 90 | 0.079957 | 0.125 | 0.08 | 261 | 0 | 0.364 | 1 | 1 | cs | TRUE
91 | LV_102-2_0_2_line_91 |  | 80 | 81 | 0.072108 | 0.125 | 0.08 | 261 | 0 | 0.364 | 1 | 1 | cs | TRUE
92 | LV_102-2_0_2_line_92 |  | 82 | 83 | 0.029833 | 0.125 | 0.08 | 261 | 0 | 0.364 | 1 | 1 | cs | TRUE
93 | LV_102-2_0_2_line_93 |  | 82 | 84 | 0.066051 | 0.125 | 0.08 | 261 | 0 | 0.364 | 1 | 1 | cs | TRUE
94 | LV_102-2_0_2_line_94 |  | 83 | 85 | 0.002279 | 0.125 | 0.08 | 261 | 0 | 0.364 | 1 | 1 | cs | TRUE
95 | LV_102-2_0_2_line_95 |  | 83 | 86 | 0.02006 | 0.125 | 0.08 | 261 | 0 | 0.364 | 1 | 1 | cs | TRUE
96 | LV_102-2_0_2_line_96 |  | 84 | 87 | 0.042713 | 0.125 | 0.08 | 261 | 0 | 0.364 | 1 | 1 | cs | TRUE
97 | LV_102-2_0_2_line_97 |  | 85 | 111 | 0.017951 | 0.125 | 0.08 | 261 | 0 | 0.364 | 1 | 1 | cs | TRUE
98 | LV_102-2_0_2_line_98 |  | 88 | 89 | 0.0648 | 0.125 | 0.08 | 261 | 0 | 0.364 | 1 | 1 | cs | TRUE
99 | LV_102-2_0_2_line_99 |  | 89 | 90 | 0.079186 | 0.125 | 0.08 | 261 | 0 | 0.364 | 1 | 1 | cs | TRUE
100 | LV_102-2_0_2_line_100 |  | 92 | 93 | 0.037057 | 0.125 | 0.08 | 261 | 0 | 0.364 | 1 | 1 | cs | TRUE
101 | LV_102-2_0_2_line_101 |  | 93 | 94 | 0.031387 | 0.125 | 0.08 | 261 | 0 | 0.364 | 1 | 1 | cs | TRUE
102 | LV_102-2_0_2_line_102 |  | 94 | 95 | 0.051359 | 0.125 | 0.08 | 261 | 0 | 0.364 | 1 | 1 | cs | TRUE
103 | LV_102-2_0_2_line_103 |  | 97 | 98 | 0.012708 | 0.125 | 0.08 | 261 | 0 | 0.364 | 1 | 1 | cs | TRUE
104 | LV_102-2_0_2_line_104 |  | 99 | 100 | 0.028713 | 0.125 | 0.08 | 261 | 0 | 0.364 | 1 | 1 | cs | TRUE
105 | LV_102-2_0_2_line_105 |  | 100 | 101 | 0.02049 | 0.125 | 0.08 | 261 | 0 | 0.364 | 1 | 1 | cs | TRUE
106 | LV_102-2_0_2_line_106 |  | 101 | 102 | 0.0093442 | 0.125 | 0.08 | 261 | 0 | 0.364 | 1 | 1 | cs | TRUE
107 | LV_102-2_0_2_line_107 |  | 102 | 103 | 0.016355 | 0.125 | 0.08 | 261 | 0 | 0.364 | 1 | 1 | cs | TRUE
108 | LV_102-2_0_2_line_108 |  | 103 | 121 | 0.013614 | 0.125 | 0.08 | 261 | 0 | 0.364 | 1 | 1 | cs | TRUE
109 | LV_102-2_0_2_line_109 |  | 104 | 105 | 0.058032 | 0.125 | 0.08 | 261 | 0 | 0.364 | 1 | 1 | cs | TRUE
110 | LV_102-2_0_2_line_110 |  | 105 | 106 | 0.047128 | 0.125 | 0.08 | 261 | 0 | 0.364 | 1 | 1 | cs | TRUE
111 | LV_102-2_0_2_line_111 |  | 106 | 116 | 0.019587 | 0.125 | 0.08 | 261 | 0 | 0.364 | 1 | 1 | cs | TRUE
112 | LV_102-2_0_2_line_112 |  | 107 | 108 | 0.014213 | 0.125 | 0.08 | 261 | 0 | 0.364 | 1 | 1 | cs | TRUE
113 | LV_102-2_0_2_line_113 |  | 109 | 110 | 0.022879 | 0.125 | 0.08 | 261 | 0 | 0.364 | 1 | 1 | cs | TRUE
114 | LV_102-2_0_2_line_114 |  | 113 | 114 | 0.027337 | 0.125 | 0.08 | 261 | 0 | 0.364 | 1 | 1 | cs | TRUE
115 | LV_102-2_0_2_line_115 |  | 113 | 115 | 0.018235 | 0.125 | 0.08 | 261 | 0 | 0.364 | 1 | 1 | cs | TRUE
116 | LV_102-2_0_2_line_116 |  | 114 | 117 | 0.029645 | 0.125 | 0.08 | 261 | 0 | 0.364 | 1 | 1 | cs | TRUE
117 | LV_102-2_0_2_line_117 |  | 114 | 118 | 0.023134 | 0.125 | 0.08 | 261 | 0 | 0.364 | 1 | 1 | cs | TRUE
118 | LV_102-2_0_2_line_118 |  | 116 | 117 | 0.025696 | 0.125 | 0.08 | 261 | 0 | 0.364 | 1 | 1 | cs | TRUE
119 | LV_102-2_0_2_line_119 |  | 119 | 120 | 0.018224 | 0.125 | 0.08 | 261 | 0 | 0.364 | 1 | 1 | cs | TRUE
120 | LV_102-2_0_2_line_120 |  | 120 | 121 | 0.022687 | 0.125 | 0.08 | 261 | 0 | 0.364 | 1 | 1 | cs | TRUE

## trafo
| name | std_type | hv_bus | lv_bus | sn_mva | vn_hv_kv | vn_lv_kv | vk_percent | vkr_percent | pfe_kw | i0_percent | shift_degree | tap_side | tap_neutral | tap_min | tap_max | tap_step_percent | tap_step_degree | tap_pos | tap_phase_shifter | parallel | df | in_service
0 | LV_102-2_0_2_trafo_36 | 0.63 MVA 20/0.4 kV | 122 | 66 | 0.63 | 20 | 0.4 | 6 | 1.206 | 1.65 | 0.2619 | 150 | hv | 0 | -2 | 2 | 2.5 | 0 | 0 | FALSE | 1 | 1 | TRUE

## line_geodata
| x0 | y0 | x1 | y1 | x2 | y2 | x3 | y3 | x4 | y4 | x5 | y5 | x6 | y6 | x7 | y7 | x8 | y8 | x9 | y9 | x10 | y10 | x11 | y11
0 | 2674199.7973 | 1268526.4036 | 2674199.4469 | 1268530.3245 | 2674200.5051 | 1268534.7634 | 2674205.7271 | 1268543.7076
1 | 2674211.2768 | 1268553.2131 | 2674205.7271 | 1268543.7076
2 | 2674199.7973 | 1268526.4036 | 2674187.2837 | 1268522.588
3 | 2674199.7973 | 1268526.4036 | 2674201.5673 | 1268522.1002 | 2674203.9281 | 1268519.3055 | 2674227.6825 | 1268505.0525
4 | 2674211.2768 | 1268553.2131 | 2674228.2743 | 1268543.8304
5 | 2674211.2768 | 1268553.2131 | 2674220.9968 | 1268566.7123
6 | 2674187.2837 | 1268522.588 | 2674165.5358 | 1268485.1706
7 | 2674240.3597 | 1268497.4459 | 2674227.6825 | 1268505.0525
8 | 2674228.2743 | 1268543.8304 | 2674236.8422 | 1268539.1008
9 | 2674224.6596 | 1268572.296 | 2674220.9968 | 1268566.7123
10 | 2674138.8513 | 1268439.2597 | 2674165.5358 | 1268485.1706
11 | 2674245.1673 | 1268494.593 | 2674240.3597 | 1268497.4459
12 | 2674244.8694 | 1268534.6698 | 2674236.8422 | 1268539.1008
13 | 2674224.6596 | 1268572.296 | 2674219.5273 | 1268575.7337
14 | 2674224.6596 | 1268572.296 | 2674257.0018 | 1268553.0206 | 2674273.7832 | 1268543.0348 | 2674282.2133 | 1268538.2036
15 | 2674148.6063 | 1268438.0033 | 2674138.8513 | 1268439.2597
16 | 2674222.8038 | 1268455.8708 | 2674245.1673 | 1268494.593
17 | 2674245.1673 | 1268494.593 | 2674262.0779 | 1268484.8949
18 | 2674244.8694 | 1268534.6698 | 2674255.4545 | 1268528.8267 | 2674263.0593 | 1268528.5776 | 2674278.764 | 1268519.3372
19 | 2674147.0331 | 1268616.6562 | 2674183.0404 | 1268599.15 | 2674208.576 | 1268583.0691 | 2674219.5273 | 1268575.7337
20 | 2674287.7529 | 1268548.359 | 2674282.2133 | 1268538.2036
21 | 2674091.1065 | 1268629.7651 | 2674092.259 | 1268633.8827 | 2674110.0907 | 1268628.9247 | 2674134.8238 | 1268620.9842 | 2674137.773 | 1268619.8759 | 2674147.0331 | 1268616.6562
22 | 2674091.1065 | 1268629.7651 | 2674081.7418 | 1268596.3327 | 2674054.0962 | 1268603.8377
23 | 2674054.0401 | 1268675.3472 | 2674041.6283 | 1268647.2253 | 2674083.8562 | 1268636.5684 | 2674092.259 | 1268633.8827 | 2674091.1065 | 1268629.7651
24 | 2674054.0401 | 1268675.3472 | 2674021.9126 | 1268692.1594
25 | 2674054.0401 | 1268675.3472 | 2674068.8169 | 1268673.216
26 | 2674325.4915 | 1268505.8967 | 2674310.2493 | 1268514.2596 | 2674280.0141 | 1268529.9964
27 | 2674325.4915 | 1268505.8967 | 2674328.1246 | 1268504.452
28 | 2674509.4372 | 1268804.6386 | 2674504.6891 | 1268825.4506 | 2674500.9651 | 1268834.8888 | 2674493.1999 | 1268839.8293
29 | 2674509.4372 | 1268804.6386 | 2674928.8436 | 1268828.7712
30 | 2674928.8436 | 1268828.7712 | 2674930.371 | 1268813.979 | 2674933.8345 | 1268792.5061 | 2674937.7438 | 1268779.7902 | 2674937.9675 | 1268766.3158 | 2674940.5167 | 1268748.6899 | 2674948.012 | 1268738.666 | 2674951.4752 | 1268720.1955 | 2674951.1773 | 1268703.3452 | 2674948.34 | 1268692.6675 | 2674939.9211 | 1268682.3527 | 2674936.5175 | 1268675.8325
31 | 2674827.3782 | 1268336.323 | 2674936.5175 | 1268675.8325
32 | 2674580.1701 | 1268344.9052 | 2674586.6663 | 1268339.7349
33 | 2674580.1701 | 1268344.9052 | 2674575.5169 | 1268339.6757
34 | 2674565.4728 | 1268320.2894 | 2674567.153 | 1268327.305 | 2674569.6054 | 1268331.5726 | 2674575.5169 | 1268339.6757
35 | 2674575.5169 | 1268339.6757 | 2674567.0858 | 1268346.9305 | 2674558.813 | 1268352.9492
36 | 2674565.4728 | 1268320.2894 | 2674562.9524 | 1268316.0321 | 2674560.1661 | 1268312.572 | 2674555.3138 | 1268309.3972 | 2674549.7715 | 1268308.4154 | 2674543.6081 | 1268308.9381 | 2674538.5197 | 1268309.8501
37 | 2674605.6378 | 1268306.9636 | 2674603.8423 | 1268309.6764 | 2674598.7615 | 1268313.8711 | 2674595.7655 | 1268315.6903 | 2674592.3606 | 1268317.104 | 2674589.2795 | 1268317.3208 | 2674585.5488 | 1268317.118 | 2674576.6367 | 1268316.5607 | 2674571.2108 | 1268317.6931 | 2674565.4728 | 1268320.2894
38 | 2674557.6359 | 1268353.8056 | 2674558.813 | 1268352.9492
39 | 2674557.6359 | 1268353.8056 | 2674563.056 | 1268359.6897
40 | 2674563.056 | 1268359.6897 | 2674537.531 | 1268382.53 | 2674530.0369 | 1268389.9601
41 | 2674500.9113 | 1268316.5906 | 2674538.5197 | 1268309.8501
42 | 2674605.6378 | 1268306.9636 | 2674601.296 | 1268300.9152 | 2674593.0833 | 1268286.8527
43 | 2674605.6378 | 1268306.9636 | 2674612.1502 | 1268305.0332 | 2674631.5852 | 1268293.5421
44 | 2674664.578 | 1268280.1126 | 2674671.7154 | 1268275.9406 | 2674687.0802 | 1268267.4406
45 | 2674762.2073 | 1268221.7746 | 2674708.8562 | 1268255.3939 | 2674687.0802 | 1268267.4406
46 | 2674766.6213 | 1268229.4485 | 2674775.0494 | 1268240.8974 | 2674781.3992 | 1268247.6497 | 2674786.5549 | 1268249.4497 | 2674792.0066 | 1268250.4528 | 2674797.5183 | 1268253.258 | 2674801.1066 | 1268256.3837 | 2674804.567 | 1268260.097 | 2674791.1959 | 1268272.2706 | 2674783.6124 | 1268276.756 | 2674774.3554 | 1268283.2217
47 | 2674766.6213 | 1268229.4485 | 2674778.3692 | 1268221.2352 | 2674773.3209 | 1268215.1221
48 | 2674774.3554 | 1268283.2217 | 2674777.661 | 1268291.4366 | 2674782.2717 | 1268301.7919 | 2674783.6218 | 1268303.944 | 2674785.975 | 1268305.3415 | 2674788.0439 | 1268305.4233
49 | 2674771.4009 | 1268298.4072 | 2674773.9363 | 1268297.3051 | 2674772.6644 | 1268294.32 | 2674774.3554 | 1268283.2217
50 | 2674774.3554 | 1268283.2217 | 2674783.6124 | 1268276.756 | 2674791.1959 | 1268272.2706 | 2674804.567 | 1268260.097 | 2674810.4911 | 1268265.9988 | 2674815.7038 | 1268275.172 | 2674821.9791 | 1268294.9335 | 2674824.3679 | 1268315.502 | 2674825.5508 | 1268322.5336 | 2674827.3782 | 1268336.323
51 | 2674774.3554 | 1268283.2217 | 2674765.7294 | 1268280.8774
52 | 2674773.3209 | 1268215.1221 | 2674765.7001 | 1268219.5736 | 2674762.2073 | 1268221.7746
53 | 2674773.3209 | 1268215.1221 | 2674778.7818 | 1268212.4335 | 2674787.0879 | 1268206.1671 | 2674785.8947 | 1268204.6953 | 2674780.1109 | 1268197.8167 | 2674776.7753 | 1268193.7491 | 2674773.0408 | 1268190.277 | 2674770.3782 | 1268188.9422
54 | 2674790.2832 | 1268304.5176 | 2674788.0439 | 1268305.4233
55 | 2674767.9679 | 1268297.8745 | 2674769.5581 | 1268297.1163 | 2674771.4009 | 1268298.4072
56 | 2674737.2015 | 1268289.9236 | 2674739.4157 | 1268290.4187 | 2674741.6385 | 1268290.2244 | 2674744.2083 | 1268289.3785 | 2674765.7294 | 1268280.8774
57 | 2674707.3468 | 1268204.5463 | 2674714.1221 | 1268203.2642 | 2674729.6237 | 1268198.7901 | 2674745.8616 | 1268192.0457 | 2674757.2642 | 1268188.5205 | 2674766.5078 | 1268187.8813 | 2674770.3782 | 1268188.9422
58 | 2674770.3782 | 1268188.9422 | 2674774.6359 | 1268178.4323 | 2674778.4137 | 1268174.177
59 | 2674707.3468 | 1268204.5463 | 2674706.0005 | 1268206.8421 | 2674684.572 | 1268217.5352 | 2674665.3533 | 1268228.4676 | 2674649.2383 | 1268237.4155 | 2674642.6177 | 1268241.3118
60 | 2674616.293 | 1268204.6962 | 2674622.3054 | 1268204.2273 | 2674628.2512 | 1268204.8473 | 2674633.7956 | 1268205.6735 | 2674640.3852 | 1268207.169 | 2674647.6378 | 1268208.6172 | 2674657.0699 | 1268209.1368 | 2674666.9719 | 1268208.2056 | 2674707.3468 | 1268204.5463
61 | 2674778.4137 | 1268174.177 | 2674780.9813 | 1268171.2848 | 2674783.6949 | 1268166.8698
62 | 2674737.2015 | 1268289.9236 | 2674735.8365 | 1268290.7292 | 2674733.4097 | 1268290.9876 | 2674704.662 | 1268287.0767
63 | 2674737.2015 | 1268289.9236 | 2674737.6941 | 1268292.632 | 2674741.8137 | 1268302.5474 | 2674742.3306 | 1268303.3844
64 | 2674618.5451 | 1268255.4792 | 2674642.6177 | 1268241.3118
65 | 2674616.293 | 1268204.6962 | 2674603.7448 | 1268207.1619 | 2674582.2391 | 1268213.1814
66 | 2674616.293 | 1268204.6962 | 2674612.4996 | 1268166.3515
67 | 2674784.8469 | 1268164.9955 | 2674783.6949 | 1268166.8698
68 | 2674287.7529 | 1268548.359 | 2674264.5906 | 1268561.9611
69 | 2674245.3373 | 1268573.2676 | 2674264.5906 | 1268561.9611
70 | 2674500.5148 | 1268409.4175 | 2674492.6923 | 1268400.6566 | 2674486.0351 | 1268393.2002
71 | 2674500.5148 | 1268409.4175 | 2674480.121 | 1268430.0544 | 2674479.8151 | 1268430.3395
72 | 2674486.0351 | 1268393.2002 | 2674487.9942 | 1268388.8437 | 2674488.0337 | 1268385.1191 | 2674485.3402 | 1268374.2989 | 2674484.9359 | 1268371.1469 | 2674485.3207 | 1268368.6832 | 2674486.955 | 1268367.4028 | 2674489.5093 | 1268366.5899 | 2674489.6348 | 1268366.5548
73 | 2674446.5272 | 1268403.4215 | 2674465.4554 | 1268399.3345 | 2674486.0351 | 1268393.2002
74 | 2674438.7306 | 1268459.3408 | 2674440.9589 | 1268458.2497 | 2674455.6953 | 1268449.3283 | 2674471.3626 | 1268438.2171 | 2674479.8151 | 1268430.3395
75 | 2674407.4965 | 1268406.3831 | 2674429.2488 | 1268405.0162 | 2674443.2204 | 1268403.7267
76 | 2674446.5272 | 1268403.4215 | 2674443.2204 | 1268403.7267
77 | 2674391.6346 | 1268407.3799 | 2674407.4965 | 1268406.3831
78 | 2674446.5272 | 1268403.4215 | 2674450.0069 | 1268417.87
79 | 2674384.1441 | 1268407.8506 | 2674391.6346 | 1268407.3799
80 | 2674450.0069 | 1268417.87 | 2674451.7626 | 1268425.1599 | 2674451.2914 | 1268432.0927 | 2674447.6119 | 1268435.5936 | 2674422.057 | 1268438.4772
81 | 2674384.1441 | 1268407.8506 | 2674381.0721 | 1268358.1712
82 | 2674384.1441 | 1268407.8506 | 2674354.285 | 1268410.3828
83 | 2674518.355 | 1268358.5361 | 2674489.6348 | 1268366.5548
84 | 2674380.5361 | 1268349.5041 | 2674381.0721 | 1268358.1712
85 | 2674323.2216 | 1268413.017 | 2674354.285 | 1268410.3828
86 | 2674612.4996 | 1268166.3515 | 2674611.7588 | 1268158.8636
87 | 2674428.6754 | 1268242.082 | 2674448.8231 | 1268235.0302 | 2674496.4778 | 1268228.2476 | 2674548.1484 | 1268221.1491 | 2674566.2644 | 1268217.6527 | 2674582.2391 | 1268213.1814
88 | 2674428.6754 | 1268242.082 | 2674422.8841 | 1268244.7222 | 2674417.3009 | 1268246.3728
89 | 2674618.5451 | 1268255.4792 | 2674594.5791 | 1268269.5838 | 2674591.4154 | 1268272.157 | 2674589.8653 | 1268275.1064
90 | 2674417.3009 | 1268246.3728 | 2674403.944 | 1268250.3214 | 2674339.2649 | 1268263.6039
91 | 2674148.6063 | 1268438.0033 | 2674138.3146 | 1268396.275 | 2674164.9525 | 1268384.488
92 | 2674220.5487 | 1268456.2428 | 2674215.4011 | 1268426.8552
93 | 2674215.4011 | 1268426.8552 | 2674231.6021 | 1268424.1455 | 2674257.51 | 1268419.8231 | 2674280.7083 | 1268417.092
94 | 2674222.8038 | 1268455.8708 | 2674220.5487 | 1268456.2428
95 | 2674220.5487 | 1268456.2428 | 2674200.7603 | 1268459.5318
96 | 2674280.7083 | 1268417.092 | 2674294.9723 | 1268415.4127 | 2674323.2216 | 1268413.017
97 | 2674222.8038 | 1268455.8708 | 2674240.4417 | 1268452.534
98 | 2674261.6976 | 1268279.533 | 2674199.8974 | 1268299.0204
99 | 2674261.6976 | 1268279.533 | 2674339.2649 | 1268263.6039
100 | 2674328.1246 | 1268504.452 | 2674328.6353 | 1268504.1718 | 2674334.1692 | 1268500.4274 | 2674346.0706 | 1268494.2834 | 2674361.1794 | 1268487.9077
101 | 2674361.1794 | 1268487.9077 | 2674366.7199 | 1268485.5697 | 2674381.5541 | 1268480.23 | 2674390.7301 | 1268477.3821
102 | 2674438.7306 | 1268459.3408 | 2674429.69 | 1268463.7676 | 2674419.0541 | 1268468.0259 | 2674407.6525 | 1268472.13 | 2674390.7301 | 1268477.3821
103 | 2674589.8653 | 1268275.1064 | 2674589.8653 | 1268275.1064 | 2674589.222 | 1268278.3675 | 2674590.4292 | 1268282.308 | 2674593.0833 | 1268286.8527
104 | 2674500.9113 | 1268316.5906 | 2674472.6486 | 1268321.6561
105 | 2674472.6486 | 1268321.6561 | 2674452.4798 | 1268325.2709
106 | 2674443.2821 | 1268326.9194 | 2674452.4798 | 1268325.2709
107 | 2674443.2821 | 1268326.9194 | 2674427.1837 | 1268329.8047
108 | 2674413.7827 | 1268332.2065 | 2674427.1837 | 1268329.8047
109 | 2674635.9967 | 1268343.0575 | 2674612.1328 | 1268395.9553
110 | 2674670.514 | 1268350.7171 | 2674646.6788 | 1268360.7127 | 2674644.778 | 1268359.8435 | 2674642.805 | 1268358.1395 | 2674637.9866 | 1268346.3361 | 2674635.9967 | 1268343.0575
111 | 2674670.514 | 1268350.7171 | 2674663.7814 | 1268335.5424 | 2674662.3662 | 1268332.9135
112 | 2674291.0134 | 1268512.1298 | 2674278.764 | 1268519.3372
113 | 2674281.7954 | 1268473.2922 | 2674269.4345 | 1268480.6759 | 2674262.0779 | 1268484.8949
114 | 2674679.2909 | 1268296.4856 | 2674702.1378 | 1268286.7001 | 2674704.662 | 1268287.0767
115 | 2674704.662 | 1268287.0767 | 2674711.0775 | 1268302.9257 | 2674711.6457 | 1268303.9105
116 | 2674652.4932 | 1268309.2015 | 2674662.0311 | 1268303.7177 | 2674679.2909 | 1268296.4856
117 | 2674679.2909 | 1268296.4856 | 2674686.4307 | 1268313.389 | 2674687.6366 | 1268318.019
118 | 2674652.4932 | 1268309.2015 | 2674661.4428 | 1268331.1983 | 2674662.3662 | 1268332.9135
119 | 2674391.4516 | 1268336.2089 | 2674391.4516 | 1268336.2089 | 2674386.5754 | 1268338.516 | 2674383.5599 | 1268341.8918 | 2674381.6015 | 1268344.9918 | 2674380.5361 | 1268349.5041 | 2674380.5361 | 1268349.5041
120 | 2674391.4516 | 1268336.2089 | 2674413.7827 | 1268332.2065

## bus_geodata
| x | y | coords
0 | 2674205.7271 | 1268543.7076
1 | 2674199.7973 | 1268526.4036
2 | 2674211.2768 | 1268553.2131
3 | 2674187.2837 | 1268522.588
4 | 2674227.6825 | 1268505.0525
5 | 2674228.2743 | 1268543.8304
6 | 2674220.9968 | 1268566.7123
7 | 2674165.5358 | 1268485.1706
8 | 2674240.3597 | 1268497.4459
9 | 2674236.8422 | 1268539.1008
10 | 2674224.6596 | 1268572.296
11 | 2674138.8513 | 1268439.2597
12 | 2674245.1673 | 1268494.593
13 | 2674244.8694 | 1268534.6698
14 | 2674219.5273 | 1268575.7337
15 | 2674282.2133 | 1268538.2036
16 | 2674147.0331 | 1268616.6562
17 | 2674091.1065 | 1268629.7651
18 | 2674054.0962 | 1268603.8377
19 | 2674054.0401 | 1268675.3472
20 | 2674280.0141 | 1268529.9964
21 | 2674325.4915 | 1268505.8967
22 | 2674068.8169 | 1268673.216
23 | 2674021.9126 | 1268692.1594
24 | 2674493.1999 | 1268839.8293
25 | 2674509.4372 | 1268804.6386
26 | 2674928.8436 | 1268828.7712
27 | 2674936.5175 | 1268675.8325
28 | 2674586.6663 | 1268339.7349
29 | 2674580.1701 | 1268344.9052
30 | 2674575.5169 | 1268339.6757
31 | 2674565.4728 | 1268320.2894
32 | 2674558.813 | 1268352.9492
33 | 2674563.056 | 1268359.6896
34 | 2674557.6359 | 1268353.8056
35 | 2674530.0369 | 1268389.9601
36 | 2674538.5197 | 1268309.8501
37 | 2674605.6378 | 1268306.9636
38 | 2674664.578 | 1268280.1126
39 | 2674687.0802 | 1268267.4406
40 | 2674766.6213 | 1268229.4485
41 | 2674774.3554 | 1268283.2217
42 | 2674773.3209 | 1268215.1221
43 | 2674788.0439 | 1268305.4233
44 | 2674771.4009 | 1268298.4072
45 | 2674827.3782 | 1268336.323
46 | 2674765.7294 | 1268280.8774
47 | 2674770.3782 | 1268188.9422
48 | 2674707.3468 | 1268204.5463
49 | 2674778.4137 | 1268174.177
50 | 2674762.2073 | 1268221.7746
51 | 2674790.2832 | 1268304.5176
52 | 2674767.9679 | 1268297.8745
53 | 2674737.2015 | 1268289.9236
54 | 2674642.6177 | 1268241.3118
55 | 2674616.293 | 1268204.6962
56 | 2674783.6949 | 1268166.8698
57 | 2674287.7529 | 1268548.359
58 | 2674264.5906 | 1268561.9611
59 | 2674245.3373 | 1268573.2676
60 | 2674500.5148 | 1268409.4175
61 | 2674486.0351 | 1268393.2002
62 | 2674479.8151 | 1268430.3395
63 | 2674443.2204 | 1268403.7267
64 | 2674407.4965 | 1268406.3831
65 | 2674446.5272 | 1268403.4215
66 | 2674391.6346 | 1268407.3799
67 | 2674450.0069 | 1268417.87
68 | 2674384.1441 | 1268407.8506
69 | 2674422.057 | 1268438.4772
70 | 2674489.6348 | 1268366.5548
71 | 2674381.0721 | 1268358.1712
72 | 2674354.285 | 1268410.3828
73 | 2674518.355 | 1268358.5361
74 | 2674612.4996 | 1268166.3515
75 | 2674611.7588 | 1268158.8636
76 | 2674582.2391 | 1268213.1814
77 | 2674428.6754 | 1268242.082
78 | 2674618.5451 | 1268255.4792
79 | 2674417.3009 | 1268246.3728
80 | 2674164.9525 | 1268384.488
81 | 2674148.6063 | 1268438.0033
82 | 2674215.4011 | 1268426.8552
83 | 2674220.5487 | 1268456.2428
84 | 2674280.7083 | 1268417.092
85 | 2674222.8038 | 1268455.8708
86 | 2674200.7603 | 1268459.5318
87 | 2674323.2216 | 1268413.017
88 | 2674199.8974 | 1268299.0204
89 | 2674261.6976 | 1268279.533
90 | 2674339.2649 | 1268263.6039
91 | 2674784.8469 | 1268164.9955
92 | 2674328.1246 | 1268504.452
93 | 2674361.1794 | 1268487.9077
94 | 2674390.7301 | 1268477.3821
95 | 2674438.7306 | 1268459.3408
96 | 2674631.5852 | 1268293.5421
97 | 2674593.0833 | 1268286.8527
98 | 2674589.8653 | 1268275.1064
99 | 2674500.9113 | 1268316.5906
100 | 2674472.6486 | 1268321.6561
101 | 2674452.4798 | 1268325.2709
102 | 2674443.2821 | 1268326.9194
103 | 2674427.1836 | 1268329.8047
104 | 2674612.1328 | 1268395.9553
105 | 2674635.9967 | 1268343.0575
106 | 2674670.514 | 1268350.7171
107 | 2674278.764 | 1268519.3372
108 | 2674291.0134 | 1268512.1298
109 | 2674262.0779 | 1268484.8949
110 | 2674281.7954 | 1268473.2922
111 | 2674240.4417 | 1268452.534
112 | 2674742.3306 | 1268303.3844
113 | 2674704.662 | 1268287.0767
114 | 2674679.2909 | 1268296.4856
115 | 2674711.6457 | 1268303.9105
116 | 2674662.3662 | 1268332.9135
117 | 2674652.4932 | 1268309.2015
118 | 2674687.6366 | 1268318.019
119 | 2674380.5361 | 1268349.5041
120 | 2674391.4516 | 1268336.2089
121 | 2674413.7827 | 1268332.2065
122 | 2674384.1441 | 1268407.8506

## line_std_types
| c_nf_per_km | r_ohm_per_km | x_ohm_per_km | max_i_ka | type | q_mm2 | alpha | voltage_rating
NAYY 4x50 SE | 210 | 0.642 | 0.083 | 0.142 | cs | 50 | 0.00403 | LV
NAYY 4x120 SE | 264 | 0.225 | 0.08 | 0.242 | cs | 120 | 0.00403 | LV
NAYY 4x150 SE | 261 | 0.208 | 0.08 | 0.27 | cs | 150 | 0.00403 | LV
NA2XS2Y 1x95 RM/25 12/20 kV | 216 | 0.313 | 0.132 | 0.252 | cs | 95 | 0.00403 | MV
NA2XS2Y 1x185 RM/25 12/20 kV | 273 | 0.161 | 0.117 | 0.362 | cs | 185 | 0.00403 | MV
NA2XS2Y 1x240 RM/25 12/20 kV | 304 | 0.122 | 0.112 | 0.421 | cs | 240 | 0.00403 | MV
NA2XS2Y 1x95 RM/25 6/10 kV | 315 | 0.313 | 0.123 | 0.249 | cs | 95 | 0.00403 | MV
NA2XS2Y 1x185 RM/25 6/10 kV | 406 | 0.161 | 0.11 | 0.358 | cs | 185 | 0.00403 | MV
NA2XS2Y 1x240 RM/25 6/10 kV | 456 | 0.122 | 0.105 | 0.416 | cs | 240 | 0.00403 | MV
NA2XS2Y 1x150 RM/25 12/20 kV | 250 | 0.206 | 0.116 | 0.319 | cs | 150 | 0.00403 | MV
NA2XS2Y 1x120 RM/25 12/20 kV | 230 | 0.253 | 0.119 | 0.283 | cs | 120 | 0.00403 | MV
NA2XS2Y 1x70 RM/25 12/20 kV | 190 | 0.443 | 0.132 | 0.22 | cs | 70 | 0.00403 | MV
NA2XS2Y 1x150 RM/25 6/10 kV | 360 | 0.206 | 0.11 | 0.315 | cs | 150 | 0.00403 | MV
NA2XS2Y 1x120 RM/25 6/10 kV | 340 | 0.253 | 0.113 | 0.28 | cs | 120 | 0.00403 | MV
NA2XS2Y 1x70 RM/25 6/10 kV | 280 | 0.443 | 0.123 | 0.217 | cs | 70 | 0.00403 | MV
N2XS(FL)2Y 1x120 RM/35 64/110 kV | 112 | 0.153 | 0.166 | 0.366 | cs | 120 | 0.00393 | HV
N2XS(FL)2Y 1x185 RM/35 64/110 kV | 125 | 0.099 | 0.156 | 0.457 | cs | 185 | 0.00393 | HV
N2XS(FL)2Y 1x240 RM/35 64/110 kV | 135 | 0.075 | 0.149 | 0.526 | cs | 240 | 0.00393 | HV
N2XS(FL)2Y 1x300 RM/35 64/110 kV | 144 | 0.06 | 0.144 | 0.588 | cs | 300 | 0.00393 | HV
15-AL1/3-ST1A 0.4 | 11 | 1.8769 | 0.35 | 0.105 | ol | 16 | 0.00403 | LV
24-AL1/4-ST1A 0.4 | 11.25 | 1.2012 | 0.335 | 0.14 | ol | 24 | 0.00403 | LV
48-AL1/8-ST1A 0.4 | 12.2 | 0.5939 | 0.3 | 0.21 | ol | 48 | 0.00403 | LV
94-AL1/15-ST1A 0.4 | 13.2 | 0.306 | 0.29 | 0.35 | ol | 94 | 0.00403 | LV
34-AL1/6-ST1A 10.0 | 9.7 | 0.8342 | 0.36 | 0.17 | ol | 34 | 0.00403 | MV
48-AL1/8-ST1A 10.0 | 10.1 | 0.5939 | 0.35 | 0.21 | ol | 48 | 0.00403 | MV
70-AL1/11-ST1A 10.0 | 10.4 | 0.4132 | 0.339 | 0.29 | ol | 70 | 0.00403 | MV
94-AL1/15-ST1A 10.0 | 10.75 | 0.306 | 0.33 | 0.35 | ol | 94 | 0.00403 | MV
122-AL1/20-ST1A 10.0 | 11.1 | 0.2376 | 0.323 | 0.41 | ol | 122 | 0.00403 | MV
149-AL1/24-ST1A 10.0 | 11.25 | 0.194 | 0.315 | 0.47 | ol | 149 | 0.00403 | MV
34-AL1/6-ST1A 20.0 | 9.15 | 0.8342 | 0.382 | 0.17 | ol | 34 | 0.00403 | MV
48-AL1/8-ST1A 20.0 | 9.5 | 0.5939 | 0.372 | 0.21 | ol | 48 | 0.00403 | MV
70-AL1/11-ST1A 20.0 | 9.7 | 0.4132 | 0.36 | 0.29 | ol | 70 | 0.00403 | MV
94-AL1/15-ST1A 20.0 | 10 | 0.306 | 0.35 | 0.35 | ol | 94 | 0.00403 | MV
122-AL1/20-ST1A 20.0 | 10.3 | 0.2376 | 0.344 | 0.41 | ol | 122 | 0.00403 | MV
149-AL1/24-ST1A 20.0 | 10.5 | 0.194 | 0.337 | 0.47 | ol | 149 | 0.00403 | MV
184-AL1/30-ST1A 20.0 | 10.75 | 0.1571 | 0.33 | 0.535 | ol | 184 | 0.00403 | MV
243-AL1/39-ST1A 20.0 | 11 | 0.1188 | 0.32 | 0.645 | ol | 243 | 0.00403 | MV
48-AL1/8-ST1A 110.0 | 8 | 0.5939 | 0.46 | 0.21 | ol | 48 | 0.00403 | HV
70-AL1/11-ST1A 110.0 | 8.4 | 0.4132 | 0.45 | 0.29 | ol | 70 | 0.00403 | HV
94-AL1/15-ST1A 110.0 | 8.65 | 0.306 | 0.44 | 0.35 | ol | 94 | 0.00403 | HV
122-AL1/20-ST1A 110.0 | 8.5 | 0.2376 | 0.43 | 0.41 | ol | 122 | 0.00403 | HV
149-AL1/24-ST1A 110.0 | 8.75 | 0.194 | 0.41 | 0.47 | ol | 149 | 0.00403 | HV
184-AL1/30-ST1A 110.0 | 8.8 | 0.1571 | 0.4 | 0.535 | ol | 184 | 0.00403 | HV
243-AL1/39-ST1A 110.0 | 9 | 0.1188 | 0.39 | 0.645 | ol | 243 | 0.00403 | HV
305-AL1/39-ST1A 110.0 | 9.2 | 0.0949 | 0.38 | 0.74 | ol | 305 | 0.00403 | HV
490-AL1/64-ST1A 110.0 | 9.75 | 0.059 | 0.37 | 0.96 | ol | 490 | 0.00403 | HV
679-AL1/86-ST1A 110.0 | 9.95 | 0.042 | 0.36 | 1.15 | ol | 679 | 0.00403 | HV
490-AL1/64-ST1A 220.0 | 10 | 0.059 | 0.285 | 0.96 | ol | 490 | 0.00403 | HV
679-AL1/86-ST1A 220.0 | 11.7 | 0.042 | 0.275 | 1.15 | ol | 679 | 0.00403 | HV
490-AL1/64-ST1A 380.0 | 11 | 0.059 | 0.253 | 0.96 | ol | 490 | 0.00403 | HV
679-AL1/86-ST1A 380.0 | 14.6 | 0.042 | 0.25 | 1.15 | ol | 679 | 0.00403 | HV

## trafo_std_types
| i0_percent | pfe_kw | vkr_percent | sn_mva | vn_lv_kv | vn_hv_kv | vk_percent | shift_degree | vector_group | tap_side | tap_neutral | tap_min | tap_max | tap_step_degree | tap_step_percent | tap_phase_shifter
160 MVA 380/110 kV | 0.06 | 60 | 0.25 | 160 | 110 | 380 | 12.2 | 0 | Yy0 | hv | 0 | -9 | 9 | 0 | 1.5 | FALSE
100 MVA 220/110 kV | 0.06 | 55 | 0.26 | 100 | 110 | 220 | 12 | 0 | Yy0 | hv | 0 | -9 | 9 | 0 | 1.5 | FALSE
63 MVA 110/20 kV | 0.04 | 22 | 0.32 | 63 | 20 | 110 | 18 | 150 | YNd5 | hv | 0 | -9 | 9 | 0 | 1.5 | FALSE
40 MVA 110/20 kV | 0.05 | 18 | 0.34 | 40 | 20 | 110 | 16.2 | 150 | YNd5 | hv | 0 | -9 | 9 | 0 | 1.5 | FALSE
25 MVA 110/20 kV | 0.07 | 14 | 0.41 | 25 | 20 | 110 | 12 | 150 | YNd5 | hv | 0 | -9 | 9 | 0 | 1.5 | FALSE
63 MVA 110/10 kV | 0.04 | 22 | 0.32 | 63 | 10 | 110 | 18 | 150 | YNd5 | hv | 0 | -9 | 9 | 0 | 1.5 | FALSE
40 MVA 110/10 kV | 0.05 | 18 | 0.34 | 40 | 10 | 110 | 16.2 | 150 | YNd5 | hv | 0 | -9 | 9 | 0 | 1.5 | FALSE
25 MVA 110/10 kV | 0.07 | 14 | 0.41 | 25 | 10 | 110 | 12 | 150 | YNd5 | hv | 0 | -9 | 9 | 0 | 1.5 | FALSE
0.25 MVA 20/0.4 kV | 0.32 | 0.8 | 1.44 | 0.25 | 0.4 | 20 | 6 | 150 | Yzn5 | hv | 0 | -2 | 2 | 0 | 2.5 | FALSE
0.4 MVA 20/0.4 kV | 0.3375 | 1.35 | 1.425 | 0.4 | 0.4 | 20 | 6 | 150 | Dyn5 | hv | 0 | -2 | 2 | 0 | 2.5 | FALSE
0.63 MVA 20/0.4 kV | 0.2619 | 1.65 | 1.206 | 0.63 | 0.4 | 20 | 6 | 150 | Dyn5 | hv | 0 | -2 | 2 | 0 | 2.5 | FALSE
0.25 MVA 10/0.4 kV | 0.24 | 0.6 | 1.2 | 0.25 | 0.4 | 10 | 4 | 150 | Dyn5 | hv | 0 | -2 | 2 | 0 | 2.5 | FALSE
0.4 MVA 10/0.4 kV | 0.2375 | 0.95 | 1.325 | 0.4 | 0.4 | 10 | 4 | 150 | Dyn5 | hv | 0 | -2 | 2 | 0 | 2.5 | FALSE
0.63 MVA 10/0.4 kV | 0.1873 | 1.18 | 1.0794 | 0.63 | 0.4 | 10 | 4 | 150 | Dyn5 | hv | 0 | -2 | 2 | 0 | 2.5 | FALSE

## trafo3w_std_types
| sn_hv_mva | sn_mv_mva | sn_lv_mva | vn_hv_kv | vn_mv_kv | vn_lv_kv | vk_hv_percent | vk_mv_percent | vk_lv_percent | vkr_hv_percent | vkr_mv_percent | vkr_lv_percent | pfe_kw | i0_percent | shift_mv_degree | shift_lv_degree | vector_group | tap_side | tap_neutral | tap_min | tap_max | tap_step_percent
63/25/38 MVA 110/20/10 kV | 63 | 25 | 38 | 110 | 20 | 10 | 10.4 | 10.4 | 10.4 | 0.28 | 0.32 | 0.35 | 35 | 0.89 | 0 | 0 | YN0yn0yn0 | hv | 0 | -10 | 10 | 1.2
63/25/38 MVA 110/10/10 kV | 63 | 25 | 38 | 110 | 10 | 10 | 10.4 | 10.4 | 10.4 | 0.28 | 0.32 | 0.35 | 35 | 0.89 | 0 | 0 | YN0yn0yn0 | hv | 0 | -10 | 10 | 1.2

## fuse_std_types
| fuse_type | i_rated_a | t_avg | t_min | t_total | x_avg | x_min | x_total
HV 100A | HV 100A | 100 | 0 | [10.0, 3.64, 0.854, 0.281, 0.1, 0.0531, 0.022, 0.01] | [10.0, 4.267, 1.21, 0.403, 0.1, 0.058, 0.022, 0.01] | 0 | [300.0, 350.0, 450.0, 550.0, 700.0, 850.0, 1200.0, 1752.0] | [600.0, 700.0, 900.0, 1150.0, 1665.0, 2000.0, 3000.0, 4313.0]
HV 10A | HV 10A | 10 | 0 | [10.0, 1675.0, 0.344, 0.156, 0.1, 0.0417, 0.0171, 0.01] | [10.0, 1.3, 0.3, 0.155, 0.1, 0.0555, 0.023, 0.01] | 0 | [30.0, 32.0, 35.0, 37.0, 39.0, 50.0, 70.0, 88.0] | [60.0, 70.0, 80.0, 87.0, 94.0, 110.0, 150.0, 216.0]
HV 125A | HV 125A | 125 | 0 | [10.0, 1.82, 0.344, 0.1, 0.0467, 0.0269, 0.01] | [10.0, 2.478, 0.426, 0.1, 0.0427, 0.0211, 0.01] | 0 | [375.0, 500.0, 700.0, 925.0, 1200.0, 1500.0, 2341.0] | [750.0, 1000.0, 1500.0, 2200.0, 3000.0, 4000.0, 5765.0]
HV 160A | HV 160A | 160 | 0 | [10.0, 4.15, 1.03, 0.198, 0.1, 0.051, 0.0172, 0.01] | [10.0, 2.3, 0.734, 0.274, 0.1, 0.046, 0.0177, 0.01] | 0 | [480.0, 550.0, 700.0, 1000.0, 1260.0, 1600.0, 2500.0, 3227.0] | [960.0, 1300.0, 1700.0, 2200.0, 2996.0, 4000.0, 6000.0, 7946.0]
HV 16A | HV 16A | 16 | 0 | [10.0, 0.352, 0.164, 0.1, 0.0649, 0.0342, 0.01] | [10.0, 2.34, 0.722, 0.181, 0.1, 0.055, 0.0296, 0.01] | 0 | [48.0, 60.0, 65.0, 71.0, 80.0, 100.0, 162.0] | [96.0, 110.0, 125.0, 150.0, 168.0, 200.0, 250.0, 398.0]
HV 200A | HV 200A | 200 | 0 | [10.0, 4.267, 1.21, 0.403, 0.1, 0.058, 0.022, 0.01] | [10.0, 3.73, 1.654, 0.328, 0.1, 0.0531, 0.019, 0.01] | 0 | [600.0, 700.0, 900.0, 1150.0, 1665.0, 2000.0, 3000.0, 4313.0] | [1200.0, 1500.0, 1800.0, 2700.0, 3960.0, 5000.0, 7500.0, 10620.0]
HV 20A | HV 20A | 20 | 0 | [10.0, 1.3, 0.3, 0.155, 0.1, 0.0555, 0.023, 0.01] | [10.0, 1.3, 0.161, 0.1, 0.0611, 0.0399, 0.0141, 0.01] | 0 | [60.0, 70.0, 80.0, 87.0, 94.0, 110.0, 150.0, 216.0] | [120.0, 150.0, 200.0, 223.0, 260.0, 300.0, 450.0, 532.0]
HV 25A | HV 25A | 25 | 0 | [10.0, 2.512, 0.833, 0.299, 0.1, 0.0372, 0.0223, 0.01] | [10.0, 3.125, 0.597, 0.198, 0.1, 0.0378, 0.022, 0.01] | 0 | [75.0, 82.0, 90.0, 100.0, 124.0, 170.0, 200.0, 289.0] | [150.0, 170.0, 210.0, 250.0, 294.0, 400.0, 500.0, 711.0]
HV 31.5A | HV 31.5A | 31.5 | 0 | [10.0, 2.34, 0.722, 0.181, 0.1, 0.055, 0.0296, 0.01] | [10.0, 2.84, 0.368, 0.164, 0.1, 0.0621, 0.0378, 0.0195, 0.01] | 0 | [95.0, 110.0, 125.0, 150.0, 165.0, 200.0, 250.0, 390.0] | [189.0, 220.0, 300.0, 350.0, 393.0, 450.0, 530.0, 700.0, 960.0]
HV 40A | HV 40A | 40 | 0 | [10.0, 1.3, 0.161, 0.1, 0.0611, 0.0399, 0.0141, 0.01] | [10.0, 2.05, 0.369, 0.198, 0.1, 0.051, 0.0298, 0.01] | 0 | [120.0, 150.0, 200.0, 223.0, 260.0, 300.0, 450.0, 532.0] | [240.0, 300.0, 400.0, 450.0, 530.0, 650.0, 800.0, 1311.0]
HV 50A | HV 50A | 50 | 0 | [10.0, 3.215, 0.597, 0.198, 0.1, 0.0378, 0.022, 0.01] | [10.0, 3.64, 0.854, 0.281, 0.1, 0.0531, 0.022, 0.01] | 0 | [150.0, 170.0, 210.0, 250.0, 294.0, 400.0, 500.0, 711.0] | [300.0, 350.0, 450.0, 550.0, 700.0, 850.0, 1200.0, 1752.0]
HV 6.3A | HV 6.3A | 6.3 | 0 | [10.0, 1.39, 0.344, 0.168, 0.1, 0.056, 0.0263, 0.01] | [10.0, 1.711, 0.516, 0.198, 0.1, 0.0634, 0.0303, 0.01] | 0 | [19.0, 19.5, 20.4, 20.8, 22.0, 25.0, 32.0, 48.0] | [38.0, 40.0, 43.0, 48.0, 53.0, 60.0, 75.0, 118.0]
HV 63A | HV 63A | 63 | 0 | [10.0, 2.84, 0.368, 0.164, 0.1, 0.0621, 0.0378, 0.0195, 0.01] | [10.0, 1.82, 0.344, 0.1, 0.0467, 0.0269, 0.01] | 0 | [189.0, 220.0, 300.0, 350.0, 393.0, 450.0, 530.0, 700.0, 961.0] | [378.0, 500.0, 700.0, 934.0, 1200.0, 1500.0, 2366.0]
HV 80A | HV 80A | 80 | 0 | [10.0, 2.05, 0.369, 0.198, 0.1, 0.051, 0.0298, 0.01] | [10.0, 4.15, 1.03, 0.198, 0.1, 0.051, 0.0172, 0.01] | 0 | [240.0, 300.0, 400.0, 450.0, 530.0, 650.0, 800.0, 1311.0] | [480.0, 550.0, 700.0, 1000.0, 1260.0, 1600.0, 2500.0, 3227.0]
Siemens NH-1-100 | Siemens NH-1-100 | 100 | [5400.0, 2000.0, 400.0, 20.0, 1.0, 0.2, 0.012, 0.004] | 0 | 0 | [150.0, 190.0, 250.0, 430.0, 900.0, 1250.0, 2700.0, 3600.0] | 0 | 0
Siemens NH-1-125 | Siemens NH-1-125 | 125 | [4800.0, 120.0, 7.0, 0.1, 0.004] | 0 | 0 | [180.0, 400.0, 740.0, 2000.0, 4250.0] | 0 | 0
Siemens NH-1-16 | Siemens NH-1-16 | 16 | [4000.0, 400.0, 2.0, 0.1, 0.04, 0.01] | 0 | 0 | [26.0, 35.0, 75.0, 150.0, 200.0, 300.0] | 0 | 0
Siemens NH-1-160 | Siemens NH-1-160 | 160 | [4800.0, 120.0, 7.0, 0.1, 0.004] | 0 | 0 | [210.0, 500.0, 900.0, 2300.0, 5000.0] | 0 | 0
Siemens NH-1-25 | Siemens NH-1-25 | 25 | [4000.0, 1000.0, 10.0, 0.2, 0.02, 0.01] | 0 | 0 | [40.0, 50.0, 100.0, 210.0, 400.0, 500.0] | 0 | 0
Siemens NH-1-50 | Siemens NH-1-50 | 50 | [4000.0, 40.0, 4.0, 1.0, 0.02, 0.01] | 0 | 0 | [86.0, 200.0, 300.0, 400.0, 1000.0, 1280.0] | 0 | 0
Siemens NH-1-63 | Siemens NH-1-63 | 63 | [4000.0, 100.0, 10.0, 2.0, 0.04, 0.01] | 0 | 0 | [100.0, 200.0, 300.0, 400.0, 1000.0, 1500.0] | 0 | 0
Siemens NH-1-80 | Siemens NH-1-80 | 80 | [4800.0, 120.0, 7.0, 0.1, 0.01] | 0 | 0 | [150.58, 250.0, 450.0, 1150.0, 2470.0] | 0 | 0
Siemens NH-2-1000 | Siemens NH-2-1000 | 1000 | [4800.0, 120.0, 7.0, 0.1, 0.004] | 0 | 0 | [1900.0, 3500.0, 8400.0, 24000.0, 52000.0] | 0 | 0
Siemens NH-2-200 | Siemens NH-2-200 | 200 | [4800.0, 120.0, 7.0, 0.1, 0.004] | 0 | 0 | [280.0, 650.0, 1200.0, 3000.0, 7000.0] | 0 | 0
Siemens NH-2-224 | Siemens NH-2-224 | 224 | [4800.0, 120.0, 7.0, 0.2, 0.04, 0.004] | 0 | 0 | [400.0, 750.0, 1453.0, 3025.0, 4315.0, 7600.0] | 0 | 0
Siemens NH-2-250 | Siemens NH-2-250 | 250 | [4800.0, 120.0, 7.0, 0.1, 0.004] | 0 | 0 | [450.0, 800.0, 1650.0, 4000.0, 8500.0] | 0 | 0
Siemens NH-2-315 | Siemens NH-2-315 | 315 | [4800.0, 120.0, 7.0, 0.1, 0.004] | 0 | 0 | [550.0, 920.0, 1900.0, 5000.0, 11000.0] | 0 | 0
Siemens NH-2-355 | Siemens NH-2-355 | 355 | [4800.0, 120.0, 6.0, 0.1, 0.004] | 0 | 0 | [650.0, 1116.27, 2350.0, 5840.0, 12790.0] | 0 | 0
Siemens NH-2-400 | Siemens NH-2-400 | 400 | [4800.0, 120.0, 7.0, 0.1, 0.004] | 0 | 0 | [720.0, 1350.0, 2800.0, 6500.0, 15000.0] | 0 | 0
Siemens NH-2-425 | Siemens NH-2-425 | 425 | [4800.0, 120.0, 7.0, 0.1, 0.004] | 0 | 0 | [850.0, 1500.0, 3050.0, 7500.0, 16500.0] | 0 | 0
Siemens NH-2-630 | Siemens NH-2-630 | 630 | [4800.0, 120.0, 7.0, 0.1, 0.004] | 0 | 0 | [1200.0, 2000.0, 4800.0, 12000.0, 26000.0] | 0 | 0

## res_bus
| vm_pu | va_degree | p_mw | q_mvar
0 | 0.98593 | -0.27051 | 0.0035856 | 0.00089863
1 | 0.98638 | -0.26175 | 0 | 0
2 | 0.9857 | -0.27492 | 0 | 0
3 | 0.98628 | -0.26359 | 0 | 0
4 | 0.9875 | -0.23997 | 0.0026111 | 0.00065441
5 | 0.98557 | -0.27752 | 0.0003277 | 8.213e-05
6 | 0.98548 | -0.27935 | 0 | 0
7 | 0.98597 | -0.26971 | 0.002635 | 0.00066038
8 | 0.988 | -0.23035 | 0 | 0
9 | 0.98551 | -0.27877 | 0.0029578 | 0.0007413
10 | 0.98538 | -0.28113 | 0 | 0
11 | 0.98571 | -0.27471 | 0 | 0
12 | 0.98818 | -0.22672 | 0 | 0
13 | 0.98547 | -0.27946 | 0.00068397 | 0.00017142
14 | 0.98531 | -0.28265 | 0.00053808 | 0.00013485
15 | 0.98532 | -0.28249 | 0 | 0
16 | 0.98429 | -0.3024 | 0 | 0
17 | 0.98354 | -0.31705 | 0 | 0
18 | 0.98311 | -0.3255 | 0.0074019 | 0.0018551
19 | 0.98308 | -0.32614 | 0 | 0
20 | 0.99722 | -0.053512 | 0.00063087 | 0.00015811
21 | 0.99725 | -0.052942 | 0.0026041 | 0.00065264
22 | 0.98305 | -0.32666 | 0.0019337 | 0.00048463
23 | 0.98295 | -0.32865 | 0.0038345 | 0.00096102
24 | 0.97653 | -0.45402 | 0.00049651 | 0.00012444
25 | 0.97655 | -0.45365 | 0 | 0
26 | 0.97674 | -0.44978 | 0 | 0
27 | 0.97681 | -0.44827 | 0.00026716 | 6.6958e-05
28 | 0.98753 | -0.23848 | 0.00040421 | 0.0001013
29 | 0.98754 | -0.23842 | 0 | 0
30 | 0.98754 | -0.23837 | 0 | 0
31 | 0.98763 | -0.23655 | 0 | 0
32 | 0.98746 | -0.23997 | 0.0011984 | 0.00030035
33 | 0.98743 | -0.24047 | 0.0014835 | 0.0003718
34 | 0.98745 | -0.24004 | 0 | 0
35 | 0.98737 | -0.24168 | 0.0015071 | 0.00037771
36 | 0.98891 | -0.2118 | 0.0014791 | 0.00037071
37 | 0.98605 | -0.26723 | 0 | 0
38 | 0.97842 | -0.41628 | 0.00015633 | 3.918e-05
39 | 0.97842 | -0.41621 | 0.0020432 | 0.00051206
40 | 0.97835 | -0.41774 | 0 | 0
41 | 0.97715 | -0.44139 | 0 | 0
42 | 0.97865 | -0.41181 | 0 | 0
43 | 0.9771 | -0.44239 | 0 | 0
44 | 0.97712 | -0.44199 | 0 | 0
45 | 0.97706 | -0.44313 | 0 | 0
46 | 0.97707 | -0.443 | 0.0017872 | 0.00044791
47 | 0.97934 | -0.39823 | 0 | 0
48 | 0.98071 | -0.37122 | 0 | 0
49 | 0.97927 | -0.39956 | 0.00071531 | 0.00017927
50 | 0.9786 | -0.41268 | 0.0015126 | 0.00037908
51 | 0.97709 | -0.44248 | 0.0020049 | 0.00050249
52 | 0.97711 | -0.44213 | 0.0019251 | 0.00048248
53 | 0.97684 | -0.44749 | 0 | 0
54 | 0.98293 | -0.32797 | 0.00025449 | 6.3781e-05
55 | 0.97993 | -0.38664 | 0 | 0
56 | 0.97924 | -0.40016 | 0.0016694 | 0.00041838
57 | 0.9853 | -0.28273 | 0 | 0
58 | 0.98527 | -0.28328 | 0.00081773 | 0.00020494
59 | 0.98527 | -0.28341 | 0.00031837 | 7.979e-05
60 | 0.99867 | -0.025546 | 0 | 0
61 | 0.99888 | -0.021595 | 0 | 0
62 | 0.99839 | -0.030905 | 0.001176 | 0.00029473
63 | 0.99936 | -0.012233 | 0.00026202 | 6.5667e-05
64 | 0.99979 | -0.0039493 | 0.00099842 | 0.00025023
65 | 0.99932 | -0.012986 | 0 | 0
66 | 1 | 0 | -0.12793 | -0.032194
67 | 0.99931 | -0.013215 | 0.00040241 | 0.00010085
68 | 0.99924 | -0.014482 | 0 | 0
69 | 0.99929 | -0.013594 | 0.00047932 | 0.00012013
70 | 0.99883 | -0.022488 | 0.00099834 | 0.00025021
71 | 0.99673 | -0.061976 | 0.0009983 | 0.0002502
72 | 0.99769 | -0.043869 | 0.0028577 | 0.0007162
73 | 0.99881 | -0.022848 | 0.00069089 | 0.00017315
74 | 0.97984 | -0.38846 | 0.00062552 | 0.00015677
75 | 0.97982 | -0.38874 | 0.0019888 | 0.00049844
76 | 0.97971 | -0.39089 | 0.0024117 | 0.00060443
77 | 0.9791 | -0.40303 | 0 | 0
78 | 0.98376 | -0.31174 | 0.0010113 | 0.00025347
79 | 0.97905 | -0.40397 | 0.00039799 | 9.9746e-05
80 | 0.98532 | -0.28243 | 0.0052463 | 0.0013148
81 | 0.98567 | -0.27564 | 0 | 0
82 | 0.9913 | -0.16634 | 0 | 0
83 | 0.99 | -0.19152 | 0 | 0
84 | 0.99419 | -0.11084 | 0.0028575 | 0.00071617
85 | 0.98991 | -0.19332 | 0 | 0
86 | 0.98995 | -0.19257 | 0.002952 | 0.00073985
87 | 0.99617 | -0.072973 | 0.0028583 | 0.00071635
88 | 0.9786 | -0.41283 | 0.001236 | 0.00030978
89 | 0.97867 | -0.41137 | 0 | 0
90 | 0.97876 | -0.40959 | 0.0026189 | 0.00065637
91 | 0.97924 | -0.40023 | 0.0019352 | 0.000485
92 | 0.99726 | -0.052772 | 0.00070734 | 0.00017728
93 | 0.99739 | -0.050211 | 0.0024234 | 0.00060735
94 | 0.99757 | -0.046709 | 0.0021361 | 0.00053536
95 | 0.99797 | -0.03906 | 0.00072865 | 0.00018262
96 | 0.98599 | -0.26833 | 0.0020952 | 0.00052511
97 | 0.98525 | -0.28273 | 0.0015653 | 0.00039229
98 | 0.98484 | -0.29069 | 0.0016101 | 0.00040354
99 | 0.99049 | -0.18148 | 0.00094305 | 0.00023635
100 | 0.99169 | -0.15829 | 0.0011984 | 0.00030034
101 | 0.99258 | -0.14133 | 0.00099868 | 0.00025029
102 | 0.99299 | -0.13344 | 0.0011984 | 0.00030034
103 | 0.99373 | -0.11931 | 0.00099861 | 0.00025028
104 | 0.97622 | -0.45967 | 0.00043348 | 0.00010864
105 | 0.97624 | -0.45921 | 0.0014342 | 0.00035944
106 | 0.97633 | -0.4576 | 0 | 0
107 | 0.98535 | -0.28184 | 0.0031671 | 0.00079374
108 | 0.98534 | -0.28193 | 0.00033073 | 8.2888e-05
109 | 0.98808 | -0.22865 | 0.0026727 | 0.00066983
110 | 0.98802 | -0.22981 | 0.0028573 | 0.00071611
111 | 0.98986 | -0.19416 | 0.002609 | 0.00065387
112 | 0.97681 | -0.448 | 0.001925 | 0.00048246
113 | 0.97665 | -0.45121 | 0 | 0
114 | 0.97653 | -0.45358 | 0 | 0
115 | 0.97662 | -0.45169 | 0.0014344 | 0.0003595
116 | 0.97636 | -0.45693 | 0.0014345 | 0.00035952
117 | 0.97644 | -0.45537 | 0 | 0
118 | 0.9765 | -0.45419 | 0.0014344 | 0.00035949
119 | 0.99631 | -0.070134 | 0.0011984 | 0.00030034
120 | 0.99543 | -0.086893 | 0.0011986 | 0.0003004
121 | 0.99436 | -0.10732 | 0.0011989 | 0.00030048
122 | 0.99998 | 149.9956 | 0 | 0

## res_line
| p_from_mw | q_from_mvar | p_to_mw | q_to_mvar | pl_mw | ql_mvar | i_from_ka | i_to_ka | i_ka | vm_from_pu | va_from_degree | vm_to_pu | va_to_degree | loading_percent
0 | -0.025937 | -0.0065082 | 0.025948 | 0.0065149 | 1.0837e-05 | 6.6953e-06 | 0.039148 | 0.039148 | 0.039148 | 0.98593 | -0.27051 | 0.98638 | -0.26175 | 10.755
1 | 0.022351 | 0.0056095 | -0.022347 | -0.0056067 | 4.6979e-06 | 2.8663e-06 | 0.033737 | 0.033737 | 0.033737 | 0.98593 | -0.27051 | 0.9857 | -0.27492 | 9.2683
2 | 0.0078874 | 0.0019767 | -0.0078867 | -0.0019765 | 6.9264e-07 | 2.7678e-07 | 0.011899 | 0.011899 | 0.011899 | 0.98638 | -0.26175 | 0.98628 | -0.26359 | 3.2689
3 | -0.033835 | -0.0084916 | 0.03387 | 0.0085137 | 3.5191e-05 | 2.2062e-05 | 0.051047 | 0.051046 | 0.051047 | 0.98638 | -0.26175 | 0.9875 | -0.23997 | 14.0238
4 | 0.0074692 | 0.0018715 | -0.0074683 | -0.0018712 | 9.2563e-07 | 3.4495e-07 | 0.011275 | 0.011275 | 0.011275 | 0.9857 | -0.27492 | 0.98557 | -0.27752 | 3.0976
5 | 0.014877 | 0.0037351 | -0.014874 | -0.0037333 | 3.1438e-06 | 1.8003e-06 | 0.022461 | 0.022461 | 0.022461 | 0.9857 | -0.27492 | 0.98548 | -0.27935 | 6.1707
6 | 0.0078867 | 0.0019765 | -0.0078844 | -0.0019755 | 2.2978e-06 | 9.1844e-07 | 0.011899 | 0.011899 | 0.011899 | 0.98628 | -0.26359 | 0.98597 | -0.26971 | 3.2689
7 | -0.036481 | -0.0091681 | 0.036498 | 0.0091786 | 1.6759e-05 | 1.0537e-05 | 0.054981 | 0.054981 | 0.054981 | 0.9875 | -0.23997 | 0.988 | -0.23035 | 15.1047
8 | 0.0071406 | 0.0017891 | -0.0071401 | -0.0017889 | 4.2653e-07 | 1.4828e-07 | 0.010781 | 0.010781 | 0.010781 | 0.98557 | -0.27752 | 0.98551 | -0.27877 | 2.9617
9 | 0.014874 | 0.0037333 | -0.014873 | -0.0037326 | 1.2623e-06 | 7.2287e-07 | 0.022461 | 0.022461 | 0.022461 | 0.98548 | -0.27935 | 0.98538 | -0.28113 | 6.1707
10 | 0.0052495 | 0.0013152 | -0.0052482 | -0.001315 | 1.2498e-06 | 1.2282e-07 | 0.0079222 | 0.0079225 | 0.0079225 | 0.98597 | -0.26971 | 0.98571 | -0.27471 | 2.1765
11 | -0.036498 | -0.0091786 | 0.036505 | 0.0091826 | 6.3232e-06 | 3.9754e-06 | 0.054981 | 0.054981 | 0.054981 | 0.988 | -0.23035 | 0.98818 | -0.22672 | 15.1047
12 | 0.0041823 | 0.0010476 | -0.0041822 | -0.0010476 | 1.3711e-07 | -2.9077e-08 | 0.0063147 | 0.0063147 | 0.0063147 | 0.98551 | -0.27877 | 0.98547 | -0.27946 | 1.7348
13 | 0.013737 | 0.0034494 | -0.013736 | -0.0034489 | 9.9702e-07 | 5.5941e-07 | 0.020746 | 0.020746 | 0.020746 | 0.98538 | -0.28113 | 0.98531 | -0.28265 | 5.6995
14 | 0.0011362 | 0.00028318 | -0.0011361 | -0.00028399 | 7.3653e-08 | -8.0309e-07 | 0.0017152 | 0.0017155 | 0.0017155 | 0.98538 | -0.28113 | 0.98532 | -0.28249 | 0.4713
15 | 0.0052482 | 0.001315 | -0.005248 | -0.001315 | 2.3083e-07 | 2.2726e-08 | 0.0079225 | 0.0079225 | 0.0079225 | 0.98571 | -0.27471 | 0.98567 | -0.27564 | 2.1765
16 | -0.042035 | -0.010568 | 0.042102 | 0.010611 | 6.7159e-05 | 4.2408e-05 | 0.063309 | 0.063309 | 0.063309 | 0.98818 | -0.22672 | 0.98991 | -0.19332 | 17.3926
17 | 0.0055306 | 0.0013858 | -0.0055301 | -0.0013858 | 5.0702e-07 | 7.4775e-08 | 0.008328 | 0.0083281 | 0.0083281 | 0.98818 | -0.22672 | 0.98808 | -0.22865 | 2.2879
18 | 0.0034982 | 0.00087622 | -0.0034978 | -0.00087645 | 3.9675e-07 | -2.2917e-07 | 0.0052819 | 0.0052821 | 0.0052821 | 0.98547 | -0.27946 | 0.98535 | -0.28184 | 1.4511
19 | 0.013198 | 0.003314 | -0.013185 | -0.0033071 | 1.2427e-05 | 6.892e-06 | 0.019934 | 0.019934 | 0.019934 | 0.98531 | -0.28265 | 0.98429 | -0.3024 | 5.4764
20 | 0.0011361 | 0.00028399 | -0.0011361 | -0.00028412 | 1.2758e-08 | -1.3907e-07 | 0.0017155 | 0.0017156 | 0.0017156 | 0.98532 | -0.28249 | 0.9853 | -0.28273 | 0.47131
21 | 0.013185 | 0.0033071 | -0.013176 | -0.003302 | 9.1964e-06 | 5.1019e-06 | 0.019934 | 0.019934 | 0.019934 | 0.98429 | -0.3024 | 0.98354 | -0.31705 | 5.4765
22 | 0.0074049 | 0.0018562 | -0.0074019 | -0.0018551 | 2.9824e-06 | 1.1049e-06 | 0.011203 | 0.011203 | 0.011203 | 0.98354 | -0.31705 | 0.98311 | -0.3255 | 3.0779
23 | 0.0057712 | 0.0014458 | -0.0057687 | -0.0014453 | 2.4983e-06 | 4.904e-07 | 0.0087312 | 0.0087316 | 0.0087316 | 0.98354 | -0.31705 | 0.98308 | -0.32614 | 2.3988
24 | 0.003835 | 0.00096086 | -0.0038345 | -0.00096102 | 4.5817e-07 | -1.6646e-07 | 0.0058046 | 0.0058048 | 0.0058048 | 0.98308 | -0.32614 | 0.98295 | -0.32865 | 1.5947
25 | 0.0019338 | 0.00048447 | -0.0019337 | -0.00048463 | 4.7964e-08 | -1.5859e-07 | 0.0029269 | 0.002927 | 0.002927 | 0.98308 | -0.32614 | 0.98305 | -0.32666 | 0.80412
26 | -0.00063087 | -0.00015811 | 0.00063088 | 0.00015745 | 1.71e-08 | -6.6059e-07 | 0.00094136 | 0.00094112 | 0.00094136 | 0.99722 | -0.053512 | 0.99725 | -0.052942 | 0.25861
27 | -0.003235 | -0.00081009 | 0.003235 | 0.00081007 | 2.6239e-08 | -2.2393e-08 | 0.0048267 | 0.0048267 | 0.0048267 | 0.99725 | -0.052942 | 0.99726 | -0.052772 | 1.326
28 | -0.00049651 | -0.00012444 | 0.00049652 | 0.00012393 | 8.7336e-09 | -5.0356e-07 | 0.00075658 | 0.0007564 | 0.00075658 | 0.97653 | -0.45402 | 0.97655 | -0.45365 | 0.20785
29 | -0.00049652 | -0.00012393 | 0.00049661 | 0.00011873 | 8.9911e-08 | -5.1994e-06 | 0.0007564 | 0.00075455 | 0.0007564 | 0.97655 | -0.45365 | 0.97674 | -0.44978 | 0.2078
30 | -0.00049661 | -0.00011873 | 0.00049665 | 0.00011674 | 3.4362e-08 | -1.9944e-06 | 0.00075455 | 0.00075386 | 0.00075455 | 0.97674 | -0.44978 | 0.97681 | -0.44827 | 0.20729
31 | -0.00076381 | -0.0001837 | 0.00076399 | 0.00017935 | 1.7997e-07 | -4.3501e-06 | 0.0011608 | 0.0011593 | 0.0011608 | 0.97681 | -0.44827 | 0.97706 | -0.44313 | 0.31891
32 | -0.00040421 | -0.0001013 | 0.00040421 | 0.0001012 | 1.1549e-09 | -1.0549e-07 | 0.00060906 | 0.00060902 | 0.00060906 | 0.98753 | -0.23848 | 0.98754 | -0.23842 | 0.16732
33 | -0.00040421 | -0.0001012 | 0.00040421 | 0.00010111 | 9.7232e-10 | -8.8823e-08 | 0.00060902 | 0.00060899 | 0.00060902 | 0.98754 | -0.23842 | 0.98754 | -0.23837 | 0.16731
34 | -0.0045937 | -0.0011503 | 0.0045941 | 0.0011503 | 3.9792e-07 | -2.8764e-08 | 0.0069213 | 0.0069212 | 0.0069213 | 0.98754 | -0.23837 | 0.98763 | -0.23655 | 1.9015
35 | 0.0041895 | 0.0010492 | -0.0041891 | -0.0010493 | 3.1907e-07 | -6.8975e-08 | 0.0063124 | 0.0063125 | 0.0063125 | 0.98754 | -0.23837 | 0.98746 | -0.23997 | 1.7342
36 | -0.043321 | -0.01094 | 0.043372 | 0.010973 | 5.1442e-05 | 3.2511e-05 | 0.065299 | 0.065298 | 0.065299 | 0.98763 | -0.23655 | 0.98891 | -0.2118 | 17.9392
37 | 0.038727 | 0.00979 | -0.03867 | -0.0097541 | 5.6895e-05 | 3.5844e-05 | 0.058377 | 0.058378 | 0.058378 | 0.98763 | -0.23655 | 0.98605 | -0.26723 | 16.0378
38 | 0.0029907 | 0.00074891 | -0.0029907 | -0.00074893 | 1.1087e-08 | -1.1527e-08 | 0.0045065 | 0.0045066 | 0.0045066 | 0.98746 | -0.23997 | 0.98745 | -0.24004 | 1.2381
39 | -0.0029907 | -0.00074899 | 0.0029907 | 0.00074893 | 6.0844e-08 | -6.3254e-08 | 0.0045066 | 0.0045066 | 0.0045066 | 0.98743 | -0.24047 | 0.98745 | -0.24004 | 1.2381
40 | 0.0015072 | 0.00037719 | -0.0015071 | -0.00037771 | 8.6665e-08 | -5.1763e-07 | 0.002271 | 0.0022712 | 0.0022712 | 0.98743 | -0.24047 | 0.98737 | -0.24168 | 0.62397
41 | -0.044851 | -0.011343 | 0.044917 | 0.011385 | 6.5328e-05 | 4.1319e-05 | 0.067524 | 0.067524 | 0.067524 | 0.98891 | -0.2118 | 0.99049 | -0.18148 | 18.5506
42 | 0.036574 | 0.0092293 | -0.036547 | -0.0092122 | 2.7131e-05 | 1.7061e-05 | 0.055216 | 0.055216 | 0.055216 | 0.98605 | -0.26723 | 0.98525 | -0.28273 | 15.1692
43 | 0.0020953 | 0.00052481 | -0.0020952 | -0.00052511 | 1.1012e-07 | -3.0415e-07 | 0.0031619 | 0.003162 | 0.003162 | 0.98605 | -0.26723 | 0.98599 | -0.26833 | 0.86868
44 | -0.00015633 | -3.918e-05 | 0.00015633 | 3.8856e-05 | 5.4719e-10 | -3.2401e-07 | 0.00023775 | 0.00023764 | 0.00023775 | 0.97842 | -0.41628 | 0.97842 | -0.41621 | 0.065317
45 | -0.0021995 | -0.00055092 | 0.0021999 | 0.00055005 | 3.6895e-07 | -8.6862e-07 | 0.0033449 | 0.0033445 | 0.0033449 | 0.97842 | -0.41621 | 0.9786 | -0.41268 | 0.91893
46 | 0.014599 | 0.0036477 | -0.014582 | -0.0036383 | 1.6392e-05 | 9.3787e-06 | 0.0222 | 0.022201 | 0.022201 | 0.97835 | -0.41774 | 0.97715 | -0.44139 | 6.099
47 | -0.014599 | -0.0036477 | 0.014603 | 0.00365 | 4.1145e-06 | 2.3536e-06 | 0.0222 | 0.0222 | 0.0222 | 0.97835 | -0.41774 | 0.97865 | -0.41181 | 6.0989
48 | 0.0020051 | 0.00050218 | -0.002005 | -0.00050246 | 9.6187e-08 | -2.8308e-07 | 0.0030532 | 0.0030533 | 0.0030533 | 0.97715 | -0.44139 | 0.9771 | -0.44239 | 0.83883
49 | 0.0019252 | 0.00048226 | -0.0019251 | -0.00048244 | 5.5551e-08 | -1.8035e-07 | 0.0029316 | 0.0029317 | 0.0029317 | 0.97715 | -0.44139 | 0.97712 | -0.44199 | 0.80541
50 | 0.00076405 | 0.00017789 | -0.00076399 | -0.00017935 | 6.024e-08 | -1.4592e-06 | 0.0011588 | 0.0011593 | 0.0011593 | 0.97715 | -0.44139 | 0.97706 | -0.44313 | 0.31849
51 | 0.0098882 | 0.002476 | -0.0098874 | -0.0024756 | 7.5997e-07 | 3.7442e-07 | 0.015057 | 0.015057 | 0.015057 | 0.97715 | -0.44139 | 0.97707 | -0.443 | 4.1366
52 | 0.0037126 | 0.00092907 | -0.0037124 | -0.00092913 | 1.5477e-07 | -6.3711e-08 | 0.0056444 | 0.0056444 | 0.0056444 | 0.97865 | -0.41181 | 0.9786 | -0.41268 | 1.5507
53 | -0.018316 | -0.0045791 | 0.018327 | 0.0045861 | 1.1836e-05 | 7.0634e-06 | 0.027844 | 0.027844 | 0.027844 | 0.97865 | -0.41181 | 0.97934 | -0.39823 | 7.6496
54 | 0.002005 | 0.00050246 | -0.0020049 | -0.00050249 | 8.422e-09 | -2.4783e-08 | 0.0030533 | 0.0030533 | 0.0030533 | 0.9771 | -0.44239 | 0.97709 | -0.44248 | 0.83883
55 | 0.0019251 | 0.00048244 | -0.0019251 | -0.00048248 | 1.2899e-08 | -4.1872e-08 | 0.0029317 | 0.0029317 | 0.0029317 | 0.97712 | -0.44199 | 0.97711 | -0.44213 | 0.80542
56 | 0.0081002 | 0.0020277 | -0.0080985 | -0.0020269 | 1.7315e-06 | 7.282e-07 | 0.012335 | 0.012335 | 0.012335 | 0.97707 | -0.443 | 0.97684 | -0.44749 | 3.3889
57 | -0.022648 | -0.0056687 | 0.022677 | 0.0056865 | 2.9145e-05 | 1.7826e-05 | 0.034408 | 0.034408 | 0.034408 | 0.97934 | -0.39823 | 0.98071 | -0.37122 | 9.4528
58 | 0.0043202 | 0.0010825 | -0.00432 | -0.0010826 | 2.7517e-07 | -3.8159e-08 | 0.0065641 | 0.0065642 | 0.0065642 | 0.97934 | -0.39823 | 0.97927 | -0.39956 | 1.8034
59 | -0.031968 | -0.0080128 | 0.032034 | 0.0080541 | 6.6024e-05 | 4.1309e-05 | 0.048505 | 0.048504 | 0.048505 | 0.98071 | -0.37122 | 0.98293 | -0.32797 | 13.3255
60 | 0.0092913 | 0.0023263 | -0.0092844 | -0.0023231 | 6.8132e-06 | 3.2077e-06 | 0.014097 | 0.014097 | 0.014097 | 0.98071 | -0.37122 | 0.97993 | -0.38664 | 3.8728
61 | 0.0036046 | 0.00090331 | -0.0036045 | -0.00090336 | 1.0181e-07 | -4.8691e-08 | 0.0054773 | 0.0054773 | 0.0054773 | 0.97927 | -0.39956 | 0.97924 | -0.40016 | 1.5048
62 | 0.0061734 | 0.0015446 | -0.0061723 | -0.0015443 | 1.0923e-06 | 2.8674e-07 | 0.0094031 | 0.0094032 | 0.0094032 | 0.97684 | -0.44749 | 0.97665 | -0.45121 | 2.5833
63 | 0.0019251 | 0.00048231 | -0.001925 | -0.00048246 | 4.6673e-08 | -1.5131e-07 | 0.0029324 | 0.0029325 | 0.0029325 | 0.97684 | -0.44749 | 0.97681 | -0.448 | 0.80562
64 | -0.032289 | -0.0081179 | 0.032314 | 0.0081336 | 2.5036e-05 | 1.5669e-05 | 0.04889 | 0.048889 | 0.04889 | 0.98293 | -0.32797 | 0.98376 | -0.31174 | 13.4312
65 | 0.0066699 | 0.0016683 | -0.0066685 | -0.0016679 | 1.3507e-06 | 4.221e-07 | 0.010127 | 0.010127 | 0.010127 | 0.97993 | -0.38664 | 0.97971 | -0.39089 | 2.7822
66 | 0.0026146 | 0.00065479 | -0.0026143 | -0.00065513 | 2.2775e-07 | -3.3962e-07 | 0.00397 | 0.0039702 | 0.0039702 | 0.97993 | -0.38664 | 0.97984 | -0.38846 | 1.0907
67 | 0.0019352 | 0.00048498 | -0.0019352 | -0.000485 | 7.1343e-09 | -2.3112e-08 | 0.0029406 | 0.0029406 | 0.0029406 | 0.97924 | -0.40016 | 0.97924 | -0.40023 | 0.80787
68 | 0.0011361 | 0.00028412 | -0.0011361 | -0.00028445 | 2.9648e-08 | -3.2313e-07 | 0.0017156 | 0.0017157 | 0.0017157 | 0.9853 | -0.28273 | 0.98527 | -0.28328 | 0.47134
69 | 0.00031837 | 7.9507e-05 | -0.00031837 | -7.979e-05 | 1.9353e-09 | -2.8312e-07 | 0.00048071 | 0.00048082 | 0.00048082 | 0.98527 | -0.28328 | 0.98527 | -0.28341 | 0.13209
70 | -0.010417 | -0.0026118 | 0.010419 | 0.0026127 | 1.9616e-06 | 9.7129e-07 | 0.015522 | 0.015522 | 0.015522 | 0.99867 | -0.025546 | 0.99888 | -0.021595 | 4.2643
71 | 0.010417 | 0.0026118 | -0.010415 | -0.0026104 | 2.6592e-06 | 1.3169e-06 | 0.015522 | 0.015522 | 0.015522 | 0.99867 | -0.025546 | 0.99839 | -0.030905 | 4.2644
72 | 0.0016893 | 0.00042263 | -0.0016892 | -0.00042298 | 7.1735e-08 | -3.4952e-07 | 0.0025163 | 0.0025164 | 0.0025164 | 0.99888 | -0.021595 | 0.99883 | -0.022488 | 0.69133
73 | -0.012109 | -0.0030354 | 0.012114 | 0.003038 | 4.9691e-06 | 2.6469e-06 | 0.018038 | 0.018038 | 0.018038 | 0.99888 | -0.021595 | 0.99932 | -0.012986 | 4.9556
74 | 0.0092387 | 0.0023157 | -0.0092351 | -0.0023141 | 3.5884e-06 | 1.6369e-06 | 0.01377 | 0.01377 | 0.01377 | 0.99839 | -0.030905 | 0.99797 | -0.03906 | 3.7829
75 | -0.013258 | -0.0033241 | 0.013263 | 0.003327 | 5.2355e-06 | 2.8811e-06 | 0.019741 | 0.019741 | 0.019741 | 0.99936 | -0.012233 | 0.99979 | -0.0039493 | 5.4233
76 | 0.012996 | 0.0032585 | -0.012995 | -0.0032582 | 4.6632e-07 | 2.5494e-07 | 0.019351 | 0.019351 | 0.019351 | 0.99936 | -0.012233 | 0.99932 | -0.012986 | 5.3161
77 | -0.014261 | -0.0035773 | 0.014264 | 0.0035788 | 2.6854e-06 | 1.5102e-06 | 0.021227 | 0.021227 | 0.021227 | 0.99979 | -0.0039493 | 1 | 0 | 5.8315
78 | 0.00088175 | 0.00022021 | -0.00088174 | -0.0002204 | 9.6036e-09 | -1.8856e-07 | 0.0013127 | 0.0013127 | 0.0013127 | 0.99932 | -0.012986 | 0.99931 | -0.013215 | 0.36064
79 | 0.11201 | 0.028615 | -0.11193 | -0.028565 | 7.8369e-05 | 5.0058e-05 | 0.16687 | 0.16687 | 0.16687 | 1 | 0 | 0.99924 | -0.014482 | 45.8427
80 | 0.00047933 | 0.00011954 | -0.00047932 | -0.00012013 | 8.6405e-09 | -5.872e-07 | 0.00071353 | 0.00071374 | 0.00071374 | 0.99931 | -0.013215 | 0.99929 | -0.013594 | 0.19608
81 | 0.05526 | 0.014135 | -0.055133 | -0.014055 | 0.00012671 | 8.0444e-05 | 0.082392 | 0.082392 | 0.082392 | 0.99924 | -0.014482 | 0.99673 | -0.061976 | 22.6353
82 | 0.056673 | 0.01443 | -0.056593 | -0.014379 | 8.0191e-05 | 5.093e-05 | 0.084475 | 0.084476 | 0.084476 | 0.99924 | -0.014482 | 0.99769 | -0.043869 | 23.2076
83 | 0.0006909 | 0.00017277 | -0.00069089 | -0.00017315 | 1.1845e-08 | -3.827e-07 | 0.0010291 | 0.0010293 | 0.0010293 | 0.99883 | -0.022488 | 0.99881 | -0.022848 | 0.28277
84 | 0.054135 | 0.013805 | -0.054114 | -0.013791 | 2.1313e-05 | 1.3527e-05 | 0.080902 | 0.080902 | 0.080902 | 0.99673 | -0.061976 | 0.99631 | -0.070134 | 22.2258
85 | 0.053736 | 0.013662 | -0.05366 | -0.013615 | 7.522e-05 | 4.7734e-05 | 0.080213 | 0.080214 | 0.080214 | 0.99769 | -0.043869 | 0.99617 | -0.072973 | 22.0367
86 | 0.0019888 | 0.00049836 | -0.0019888 | -0.00049844 | 2.5739e-08 | -7.8301e-08 | 0.0030203 | 0.0030203 | 0.0030203 | 0.97984 | -0.38846 | 0.97982 | -0.38874 | 0.82975
87 | 0.0042568 | 0.0010634 | -0.0042544 | -0.0010638 | 2.4553e-06 | -4.0029e-07 | 0.0064642 | 0.0064649 | 0.0064649 | 0.97971 | -0.39089 | 0.9791 | -0.40303 | 1.7761
88 | 0.0042544 | 0.0010638 | -0.0042542 | -0.0010639 | 1.91e-07 | -3.1018e-08 | 0.0064649 | 0.0064649 | 0.0064649 | 0.9791 | -0.40303 | 0.97905 | -0.40397 | 1.7761
89 | -0.033325 | -0.008387 | 0.033358 | 0.0084081 | 3.3573e-05 | 2.1039e-05 | 0.050419 | 0.050419 | 0.050419 | 0.98376 | -0.31174 | 0.98484 | -0.29069 | 13.8514
90 | 0.0038562 | 0.00096411 | -0.0038552 | -0.00096446 | 1.0297e-06 | -3.4618e-07 | 0.00586 | 0.0058604 | 0.0058604 | 0.97905 | -0.40397 | 0.97876 | -0.40959 | 1.61
91 | -0.0052463 | -0.0013148 | 0.005248 | 0.001315 | 1.6973e-06 | 1.6752e-07 | 0.0079229 | 0.0079225 | 0.0079229 | 0.98532 | -0.28243 | 0.98567 | -0.27564 | 2.1766
92 | 0.047725 | 0.012043 | -0.047667 | -0.012007 | 5.7461e-05 | 3.6391e-05 | 0.071668 | 0.071668 | 0.071668 | 0.9913 | -0.16634 | 0.99 | -0.19152 | 19.689
93 | -0.047725 | -0.012043 | 0.047852 | 0.012124 | 0.00012722 | 8.0566e-05 | 0.071668 | 0.071667 | 0.071668 | 0.9913 | -0.16634 | 0.99419 | -0.11084 | 19.6889
94 | 0.044715 | 0.011267 | -0.044711 | -0.011265 | 3.8629e-06 | 2.4429e-06 | 0.067231 | 0.067231 | 0.067231 | 0.99 | -0.19152 | 0.98991 | -0.19332 | 18.47
95 | 0.0029522 | 0.00073969 | -0.002952 | -0.00073985 | 1.4811e-07 | -1.6313e-07 | 0.0044372 | 0.0044373 | 0.0044373 | 0.99 | -0.19152 | 0.98995 | -0.19257 | 1.219
96 | -0.05071 | -0.01284 | 0.050802 | 0.012898 | 9.2381e-05 | 5.8569e-05 | 0.075944 | 0.075944 | 0.075944 | 0.99419 | -0.11084 | 0.99617 | -0.072973 | 20.8638
97 | 0.0026091 | 0.00065371 | -0.002609 | -0.00065387 | 1.0354e-07 | -1.645e-07 | 0.0039219 | 0.0039219 | 0.0039219 | 0.98991 | -0.19332 | 0.98986 | -0.19416 | 1.0775
98 | -0.001236 | -0.00030978 | 0.0012361 | 0.00030902 | 8.5823e-08 | -7.5926e-07 | 0.0018795 | 0.0018792 | 0.0018795 | 0.9786 | -0.41283 | 0.97867 | -0.41137 | 0.51634
99 | -0.0012361 | -0.00030902 | 0.0012362 | 0.00030809 | 1.0484e-07 | -9.2802e-07 | 0.0018792 | 0.0018788 | 0.0018792 | 0.97867 | -0.41137 | 0.97876 | -0.40959 | 0.51626
100 | -0.0039423 | -0.00098734 | 0.0039428 | 0.00098717 | 4.8079e-07 | -1.7586e-07 | 0.0058821 | 0.0058819 | 0.0058821 | 0.99726 | -0.052772 | 0.99739 | -0.050211 | 1.616
101 | -0.0063662 | -0.0015945 | 0.0063672 | 0.0015948 | 1.0617e-06 | 2.6976e-07 | 0.0094974 | 0.0094973 | 0.0094974 | 0.99739 | -0.050211 | 0.99757 | -0.046709 | 2.6092
102 | -0.0085034 | -0.0021302 | 0.0085065 | 0.0021315 | 3.0983e-06 | 1.3121e-06 | 0.012684 | 0.012683 | 0.012684 | 0.99757 | -0.046709 | 0.99797 | -0.03906 | 3.4845
103 | 0.034982 | 0.00882 | -0.034969 | -0.0088116 | 1.3312e-05 | 8.3577e-06 | 0.052852 | 0.052852 | 0.052852 | 0.98525 | -0.28273 | 0.98484 | -0.29069 | 14.5197
104 | -0.04586 | -0.011621 | 0.045911 | 0.011654 | 5.1175e-05 | 3.2382e-05 | 0.068941 | 0.06894 | 0.068941 | 0.99049 | -0.18148 | 0.99169 | -0.15829 | 18.9397
105 | -0.047109 | -0.011954 | 0.047148 | 0.011978 | 3.845e-05 | 2.4343e-05 | 0.070739 | 0.070739 | 0.070739 | 0.99169 | -0.15829 | 0.99258 | -0.14133 | 19.4337
106 | -0.048146 | -0.012228 | 0.048165 | 0.01224 | 1.8284e-05 | 1.1581e-05 | 0.072236 | 0.072236 | 0.072236 | 0.99258 | -0.14133 | 0.99299 | -0.13344 | 19.845
107 | -0.049363 | -0.01254 | 0.049397 | 0.012562 | 3.3613e-05 | 2.1301e-05 | 0.074031 | 0.074031 | 0.074031 | 0.99299 | -0.13344 | 0.99373 | -0.11931 | 20.3383
108 | -0.050395 | -0.012812 | 0.050424 | 0.01283 | 2.9123e-05 | 1.8462e-05 | 0.075527 | 0.075527 | 0.075527 | 0.99373 | -0.11931 | 0.99436 | -0.10732 | 20.7491
109 | -0.00043348 | -0.00010864 | 0.00043349 | 0.00010792 | 9.4969e-09 | -7.1949e-07 | 0.00066074 | 0.00066048 | 0.00066074 | 0.97622 | -0.45967 | 0.97624 | -0.45921 | 0.18152
110 | -0.0018677 | -0.00046736 | 0.0018678 | 0.00046687 | 1.4319e-07 | -4.9766e-07 | 0.0028465 | 0.0028463 | 0.0028465 | 0.97624 | -0.45921 | 0.97633 | -0.4576 | 0.78201
111 | -0.0018678 | -0.00046687 | 0.0018679 | 0.00046666 | 5.9504e-08 | -2.0687e-07 | 0.0028463 | 0.0028462 | 0.0028463 | 0.97633 | -0.4576 | 0.97636 | -0.45693 | 0.78195
112 | 0.00033073 | 8.2708e-05 | -0.00033073 | -8.2888e-05 | 1.3293e-09 | -1.8018e-07 | 0.00049938 | 0.00049945 | 0.00049945 | 0.98535 | -0.28184 | 0.98534 | -0.28193 | 0.13721
113 | 0.0028575 | 0.00071592 | -0.0028573 | -0.00071611 | 1.5888e-07 | -1.9135e-07 | 0.0043032 | 0.0043033 | 0.0043033 | 0.98808 | -0.22865 | 0.98802 | -0.22981 | 1.1822
114 | 0.0047379 | 0.0011851 | -0.0047373 | -0.0011851 | 5.3406e-07 | -2.4552e-10 | 0.0072177 | 0.0072179 | 0.0072179 | 0.97665 | -0.45121 | 0.97653 | -0.45358 | 1.9829
115 | 0.0014345 | 0.0003593 | -0.0014344 | -0.0003595 | 3.2662e-08 | -2.0728e-07 | 0.0021855 | 0.0021856 | 0.0021856 | 0.97665 | -0.45121 | 0.97662 | -0.45169 | 0.60043
116 | 0.0033029 | 0.00082582 | -0.0033026 | -0.00082602 | 2.8152e-07 | -1.9067e-07 | 0.0050322 | 0.0050324 | 0.0050324 | 0.97653 | -0.45358 | 0.97644 | -0.45537 | 1.3825
117 | 0.0014344 | 0.00035923 | -0.0014344 | -0.00035949 | 4.1444e-08 | -2.6289e-07 | 0.0021857 | 0.0021858 | 0.0021858 | 0.97653 | -0.45358 | 0.9765 | -0.45419 | 0.60048
118 | -0.0033024 | -0.00082618 | 0.0033026 | 0.00082602 | 2.4403e-07 | -1.6521e-07 | 0.0050325 | 0.0050324 | 0.0050325 | 0.97636 | -0.45693 | 0.97644 | -0.45537 | 1.3825
119 | 0.052915 | 0.013491 | -0.052873 | -0.013464 | 4.2773e-05 | 2.7137e-05 | 0.079112 | 0.079112 | 0.079112 | 0.99631 | -0.070134 | 0.99543 | -0.086893 | 21.7342
120 | 0.051674 | 0.013163 | -0.051623 | -0.013131 | 5.0863e-05 | 3.2258e-05 | 0.077321 | 0.077321 | 0.077321 | 0.99543 | -0.086893 | 0.99436 | -0.10732 | 21.242

## res_trafo
| p_hv_mw | q_hv_mvar | p_lv_mw | q_lv_mvar | pl_mw | ql_mvar | i_hv_ka | i_lv_ka | vm_hv_pu | va_hv_degree | vm_lv_pu | va_lv_degree | loading_percent
0 | -1.2729e-15 | -1.3162e-15 | 0.00165 | 1.2699e-07 | 0.00165 | 1.2699e-07 | 5.2857e-17 | 0.0023815 | 0.99998 | 149.9956 | 1 | 0 | 0.2619

## res_ext_grid
| p_mw | q_mvar
0 | 0.12943 | 0.03257

## res_load
| p_mw | q_mvar
0 | 0.0035856 | 0.00089863
1 | 0.0026111 | 0.00065441
2 | 0.0003277 | 8.213e-05
3 | 0.002635 | 0.00066038
4 | 0.0029578 | 0.0007413
5 | 0.00068397 | 0.00017142
6 | 0.00053808 | 0.00013485
7 | 0.0074019 | 0.0018551
8 | 0.00063087 | 0.00015811
9 | 0.0026041 | 0.00065264
10 | 0.0019337 | 0.00048463
11 | 0.0038345 | 0.00096102
12 | 0.00049651 | 0.00012444
13 | 0.00026716 | 6.6958e-05
14 | 0.00040421 | 0.0001013
15 | 0.0011984 | 0.00030035
16 | 0.0014835 | 0.0003718
17 | 0.0015071 | 0.00037771
18 | 0.0014791 | 0.00037071
19 | 0.00015633 | 3.918e-05
20 | 0.0020432 | 0.00051206
21 | 0.0017872 | 0.00044791
22 | 0.00071531 | 0.00017927
23 | 0.0015126 | 0.00037908
24 | 0.0020049 | 0.00050249
25 | 0.0019251 | 0.00048248
26 | 0.00025449 | 6.3781e-05
27 | 0.0016694 | 0.00041838
28 | 0.00081773 | 0.00020494
29 | 0.00031837 | 7.979e-05
30 | 0.001176 | 0.00029473
31 | 0.00026202 | 6.5667e-05
32 | 0.00099842 | 0.00025023
33 | 0.0015004 | 0.00037603
34 | 0.00040241 | 0.00010085
35 | 0.00047932 | 0.00012013
36 | 0.00099834 | 0.00025021
37 | 0.0009983 | 0.0002502
38 | 0.0028577 | 0.0007162
39 | 0.00069089 | 0.00017315
40 | 0.00062552 | 0.00015677
41 | 0.0019888 | 0.00049844
42 | 0.0024117 | 0.00060443
43 | 0.0010113 | 0.00025347
44 | 0.00039799 | 9.9746e-05
45 | 0.0052463 | 0.0013148
46 | 0.0028575 | 0.00071617
47 | 0.002952 | 0.00073985
48 | 0.0028583 | 0.00071635
49 | 0.001236 | 0.00030978
50 | 0.0026189 | 0.00065637
51 | 0.0019352 | 0.000485
52 | 0.00070734 | 0.00017728
53 | 0.0024234 | 0.00060735
54 | 0.0021361 | 0.00053536
55 | 0.00072865 | 0.00018262
56 | 0.0020952 | 0.00052511
57 | 0.0015653 | 0.00039229
58 | 0.0016101 | 0.00040354
59 | 0.00094305 | 0.00023635
60 | 0.0011984 | 0.00030034
61 | 0.00099868 | 0.00025029
62 | 0.0011984 | 0.00030034
63 | 0.00099861 | 0.00025028
64 | 0.00043348 | 0.00010864
65 | 0.0014342 | 0.00035944
66 | 0.0031671 | 0.00079374
67 | 0.00033073 | 8.2888e-05
68 | 0.0026727 | 0.00066983
69 | 0.0028573 | 0.00071611
70 | 0.002609 | 0.00065387
71 | 0.001925 | 0.00048246
72 | 0.0014344 | 0.0003595
73 | 0.0014345 | 0.00035952
74 | 0.0014344 | 0.00035949
75 | 0.0011984 | 0.00030034
76 | 0.0011986 | 0.0003004
77 | 0.0011989 | 0.00030048

## dtypes
| element | column | dtype
0 | bus | name | object
1 | bus | vn_kv | float64
2 | bus | type | object
3 | bus | zone | object
4 | bus | in_service | bool
5 | load | name | object
6 | load | bus | uint32
7 | load | p_mw | float64
8 | load | q_mvar | float64
9 | load | const_z_percent | float64
10 | load | const_i_percent | float64
11 | load | sn_mva | float64
12 | load | scaling | float64
13 | load | in_service | bool
14 | load | type | object
15 | ext_grid | name | object
16 | ext_grid | bus | uint32
17 | ext_grid | vm_pu | float64
18 | ext_grid | va_degree | float64
19 | ext_grid | slack_weight | float64
20 | ext_grid | in_service | bool
21 | line | name | object
22 | line | std_type | object
23 | line | from_bus | uint32
24 | line | to_bus | uint32
25 | line | length_km | float64
26 | line | r_ohm_per_km | float64
27 | line | x_ohm_per_km | float64
28 | line | c_nf_per_km | float64
29 | line | g_us_per_km | float64
30 | line | max_i_ka | float64
31 | line | df | float64
32 | line | parallel | uint32
33 | line | type | object
34 | line | in_service | bool
35 | trafo | name | object
36 | trafo | std_type | object
37 | trafo | hv_bus | uint32
38 | trafo | lv_bus | uint32
39 | trafo | sn_mva | float64
40 | trafo | vn_hv_kv | float64
41 | trafo | vn_lv_kv | float64
42 | trafo | vk_percent | float64
43 | trafo | vkr_percent | float64
44 | trafo | pfe_kw | float64
45 | trafo | i0_percent | float64
46 | trafo | shift_degree | float64
47 | trafo | tap_side | object
48 | trafo | tap_neutral | int32
49 | trafo | tap_min | int32
50 | trafo | tap_max | int32
51 | trafo | tap_step_percent | float64
52 | trafo | tap_step_degree | float64
53 | trafo | tap_pos | int32
54 | trafo | tap_phase_shifter | bool
55 | trafo | parallel | uint32
56 | trafo | df | float64
57 | trafo | in_service | bool
58 | line_geodata | coords | object
59 | bus_geodata | x | float64
60 | bus_geodata | y | float64
61 | bus_geodata | coords | object
62 | res_bus | vm_pu | float64
63 | res_bus | va_degree | float64
64 | res_bus | p_mw | float64
65 | res_bus | q_mvar | float64
66 | res_line | p_from_mw | float64
67 | res_line | q_from_mvar | float64
68 | res_line | p_to_mw | float64
69 | res_line | q_to_mvar | float64
70 | res_line | pl_mw | float64
71 | res_line | ql_mvar | float64
72 | res_line | i_from_ka | float64
73 | res_line | i_to_ka | float64
74 | res_line | i_ka | float64
75 | res_line | vm_from_pu | float64
76 | res_line | va_from_degree | float64
77 | res_line | vm_to_pu | float64
78 | res_line | va_to_degree | float64
79 | res_line | loading_percent | float64
80 | res_trafo | p_hv_mw | float64
81 | res_trafo | q_hv_mvar | float64
82 | res_trafo | p_lv_mw | float64
83 | res_trafo | q_lv_mvar | float64
84 | res_trafo | pl_mw | float64
85 | res_trafo | ql_mvar | float64
86 | res_trafo | i_hv_ka | float64
87 | res_trafo | i_lv_ka | float64
88 | res_trafo | vm_hv_pu | float64
89 | res_trafo | va_hv_degree | float64
90 | res_trafo | vm_lv_pu | float64
91 | res_trafo | va_lv_degree | float64
92 | res_trafo | loading_percent | float64
93 | res_ext_grid | p_mw | float64
94 | res_ext_grid | q_mvar | float64
95 | res_load | p_mw | float64
96 | res_load | q_mvar | float64

## parameters
| version | format_version | converged | OPF_converged | name | f_hz | sn_mva
0 | 2.14.6 | 2.14.0 | TRUE | FALSE |  | 50 | 1