## bus
| name | vn_kv | type | zone | in_service
0 | bus_LV_1023-5_0_4_node_0 | 0.4 | n |  | TRUE
1 | bus_LV_1023-5_0_4_node_2 | 0.4 | n |  | TRUE
2 | bus_LV_1023-5_0_4_node_7 | 0.4 | n |  | TRUE
3 | bus_LV_1023-5_0_4_node_3 | 0.4 | n |  | TRUE
4 | bus_LV_1023-5_0_4_node_19 | 0.4 | n |  | TRUE
5 | bus_LV_1023-5_0_4_node_15 | 0.4 | n |  | TRUE
6 | bus_LV_1023-5_0_4_node_4 | 0.4 | n |  | TRUE
7 | bus_LV_1023-5_0_4_node_43 | 0.4 | n |  | TRUE
8 | bus_LV_1023-5_0_4_node_40 | 0.4 | n |  | TRUE
9 | bus_LV_1023-5_0_4_node_5 | 0.4 | n |  | TRUE
10 | bus_LV_1023-5_0_4_node_99 | 0.4 | n |  | TRUE
11 | bus_LV_1023-5_0_4_node_102 | 0.4 | n |  | TRUE
12 | bus_LV_1023-5_0_4_node_6 | 0.4 | n |  | TRUE
13 | bus_LV_1023-5_0_4_node_13 | 0.4 | n |  | TRUE
14 | bus_LV_1023-5_0_4_node_12 | 0.4 | n |  | TRUE
15 | bus_LV_1023-5_0_4_node_8 | 0.4 | n |  | TRUE
16 | bus_LV_1023-5_0_4_node_97 | 0.4 | n |  | TRUE
17 | bus_LV_1023-5_0_4_node_132 | 0.4 | n |  | TRUE
18 | bus_LV_1023-5_0_4_node_9 | 0.4 | n |  | TRUE
19 | bus_LV_1023-5_0_4_node_114 | 0.4 | n |  | TRUE
20 | bus_LV_1023-5_0_4_node_113 | 0.4 | n |  | TRUE
21 | bus_LV_1023-5_0_4_node_10 | 0.4 | n |  | TRUE
22 | bus_LV_1023-5_0_4_node_98 | 0.4 | n |  | TRUE
23 | bus_LV_1023-5_0_4_node_11 | 0.4 | n |  | TRUE
24 | bus_LV_1023-5_0_4_node_96 | 0.4 | n |  | TRUE
25 | bus_LV_1023-5_0_4_node_14 | 0.4 | n |  | TRUE
26 | bus_LV_1023-5_0_4_node_17 | 0.4 | n |  | TRUE
27 | bus_LV_1023-5_0_4_node_41 | 0.4 | n |  | TRUE
28 | bus_LV_1023-5_0_4_node_46 | 0.4 | n |  | TRUE
29 | bus_LV_1023-5_0_4_node_100 | 0.4 | n |  | TRUE
30 | bus_LV_1023-5_0_4_node_91 | 0.4 | n |  | TRUE
31 | bus_LV_1023-5_0_4_node_85 | 0.4 | n |  | TRUE
32 | bus_LV_1023-5_0_4_node_123 | 0.4 | n |  | TRUE
33 | bus_LV_1023-5_0_4_node_108 | 0.4 | n |  | TRUE
34 | bus_LV_1023-5_0_4_node_16 | 0.4 | n |  | TRUE
35 | bus_LV_1023-5_0_4_node_18 | 0.4 | n |  | TRUE
36 | bus_LV_1023-5_0_4_node_92 | 0.4 | n |  | TRUE
37 | bus_LV_1023-5_0_4_node_116 | 0.4 | n |  | TRUE
38 | bus_LV_1023-5_0_4_node_122 | 0.4 | n |  | TRUE
39 | bus_LV_1023-5_0_4_node_94 | 0.4 | n |  | TRUE
40 | bus_LV_1023-5_0_4_node_95 | 0.4 | n |  | TRUE
41 | bus_LV_1023-5_0_4_node_20 | 0.4 | n |  | TRUE
42 | bus_LV_1023-5_0_4_node_72 | 0.4 | n |  | TRUE
43 | bus_LV_1023-5_0_4_node_83 | 0.4 | n |  | TRUE
44 | bus_LV_1023-5_0_4_node_125 | 0.4 | n |  | TRUE
45 | bus_LV_1023-5_0_4_node_58 | 0.4 | n |  | TRUE
46 | bus_LV_1023-5_0_4_node_82 | 0.4 | n |  | TRUE
47 | bus_LV_1023-5_0_4_node_21 | 0.4 | n |  | TRUE
48 | bus_LV_1023-5_0_4_node_22 | 0.4 | n |  | TRUE
49 | bus_LV_1023-5_0_4_node_23 | 0.4 | n |  | TRUE
50 | bus_LV_1023-5_0_4_node_25 | 0.4 | n |  | TRUE
51 | bus_LV_1023-5_0_4_node_24 | 0.4 | n |  | TRUE
52 | bus_LV_1023-5_0_4_node_142 | 0.4 | n |  | TRUE
53 | bus_LV_1023-5_0_4_node_71 | 0.4 | n |  | TRUE
54 | bus_LV_1023-5_0_4_node_26 | 0.4 | n |  | TRUE
55 | bus_LV_1023-5_0_4_node_138 | 0.4 | n |  | TRUE
56 | bus_LV_1023-5_0_4_node_27 | 0.4 | n |  | TRUE
57 | bus_LV_1023-5_0_4_node_139 | 0.4 | n |  | TRUE
58 | bus_LV_1023-5_0_4_node_32 | 0.4 | n |  | TRUE
59 | bus_LV_1023-5_0_4_node_29 | 0.4 | n |  | TRUE
60 | bus_LV_1023-5_0_4_node_112 | 0.4 | n |  | TRUE
61 | bus_LV_1023-5_0_4_node_115 | 0.4 | n |  | TRUE
62 | bus_LV_1023-5_0_4_node_130 | 0.4 | n |  | TRUE
63 | bus_LV_1023-5_0_4_node_70 | 0.4 | n |  | TRUE
64 | bus_LV_1023-5_0_4_node_34 | 0.4 | n |  | TRUE
65 | bus_LV_1023-5_0_4_node_37 | 0.4 | n |  | TRUE
66 | bus_LV_1023-5_0_4_node_111 | 0.4 | n |  | TRUE
67 | bus_LV_1023-5_0_4_node_110 | 0.4 | n |  | TRUE
68 | bus_LV_1023-5_0_4_node_39 | 0.4 | n |  | TRUE
69 | bus_LV_1023-5_0_4_node_35 | 0.4 | n |  | TRUE
70 | bus_LV_1023-5_0_4_node_36 | 0.4 | n |  | TRUE
71 | bus_LV_1023-5_0_4_node_38 | 0.4 | n |  | TRUE
72 | bus_LV_1023-5_0_4_node_68 | 0.4 | n |  | TRUE
73 | bus_LV_1023-5_0_4_node_129 | 0.4 | n |  | TRUE
74 | bus_LV_1023-5_0_4_node_128 | 0.4 | n |  | TRUE
75 | bus_LV_1023-5_0_4_node_69 | 0.4 | n |  | TRUE
76 | bus_LV_1023-5_0_4_node_79 | 0.4 | n |  | TRUE
77 | bus_LV_1023-5_0_4_node_61 | 0.4 | n |  | TRUE
78 | bus_LV_1023-5_0_4_node_105 | 0.4 | n |  | TRUE
79 | bus_LV_1023-5_0_4_node_42 | 0.4 | n |  | TRUE
80 | bus_LV_1023-5_0_4_node_47 | 0.4 | n |  | TRUE
81 | bus_LV_1023-5_0_4_node_44 | 0.4 | n |  | TRUE
82 | bus_LV_1023-5_0_4_node_143 | 0.4 | n |  | TRUE
83 | bus_LV_1023-5_0_4_node_49 | 0.4 | n |  | TRUE
84 | bus_LV_1023-5_0_4_node_48 | 0.4 | n |  | TRUE
85 | bus_LV_1023-5_0_4_node_50 | 0.4 | n |  | TRUE
86 | bus_LV_1023-5_0_4_node_52 | 0.4 | n |  | TRUE
87 | bus_LV_1023-5_0_4_node_93 | 0.4 | n |  | TRUE
88 | bus_LV_1023-5_0_4_node_53 | 0.4 | n |  | TRUE
89 | bus_LV_1023-5_0_4_node_54 | 0.4 | n |  | TRUE
90 | bus_LV_1023-5_0_4_node_56 | 0.4 | n |  | TRUE
91 | bus_LV_1023-5_0_4_node_140 | 0.4 | n |  | TRUE
92 | bus_LV_1023-5_0_4_node_57 | 0.4 | n |  | TRUE
93 | bus_LV_1023-5_0_4_node_59 | 0.4 | n |  | TRUE
94 | bus_LV_1023-5_0_4_node_141 | 0.4 | n |  | TRUE
95 | bus_LV_1023-5_0_4_node_60 | 0.4 | n |  | TRUE
96 | bus_LV_1023-5_0_4_node_80 | 0.4 | n |  | TRUE
97 | bus_LV_1023-5_0_4_node_145 | 0.4 | n |  | TRUE
98 | bus_LV_1023-5_0_4_node_144 | 0.4 | n |  | TRUE
99 | bus_LV_1023-5_0_4_node_81 | 0.4 | n |  | TRUE
100 | bus_LV_1023-5_0_4_node_62 | 0.4 | n |  | TRUE
101 | bus_LV_1023-5_0_4_node_63 | 0.4 | n |  | TRUE
102 | bus_LV_1023-5_0_4_node_65 | 0.4 | n |  | TRUE
103 | bus_LV_1023-5_0_4_node_109 | 0.4 | n |  | TRUE
104 | bus_LV_1023-5_0_4_node_67 | 0.4 | n |  | TRUE
105 | bus_LV_1023-5_0_4_node_134 | 0.4 | n |  | TRUE
106 | bus_LV_1023-5_0_4_node_88 | 0.4 | n |  | TRUE
107 | bus_LV_1023-5_0_4_node_126 | 0.4 | n |  | TRUE
108 | bus_LV_1023-5_0_4_node_135 | 0.4 | n |  | TRUE
109 | bus_LV_1023-5_0_4_node_136 | 0.4 | n |  | TRUE
110 | bus_LV_1023-5_0_4_node_73 | 0.4 | n |  | TRUE
111 | bus_LV_1023-5_0_4_node_74 | 0.4 | n |  | TRUE
112 | bus_LV_1023-5_0_4_node_75 | 0.4 | n |  | TRUE
113 | bus_LV_1023-5_0_4_node_76 | 0.4 | n |  | TRUE
114 | bus_LV_1023-5_0_4_node_77 | 0.4 | n |  | TRUE
115 | bus_LV_1023-5_0_4_node_78 | 0.4 | n |  | TRUE
116 | bus_LV_1023-5_0_4_node_87 | 0.4 | n |  | TRUE
117 | bus_LV_1023-5_0_4_node_84 | 0.4 | n |  | TRUE
118 | bus_LV_1023-5_0_4_node_86 | 0.4 | n |  | TRUE
119 | bus_LV_1023-5_0_4_node_137 | 0.4 | n |  | TRUE
120 | bus_LV_1023-5_0_4_node_104 | 0.4 | n |  | TRUE
121 | bus_LV_1023-5_0_4_node_106 | 0.4 | n |  | TRUE
122 | bus_LV_1023-5_0_4_node_117 | 0.4 | n |  | TRUE
123 | bus_LV_1023-5_0_4_node_120 | 0.4 | n |  | TRUE
124 | bus_LV_1023-5_0_4_node_89 | 0.4 | n |  | TRUE
125 | bus_LV_1023-5_0_4_node_90 | 0.4 | n |  | TRUE
126 | bus_LV_1023-5_0_4_node_101 | 0.4 | n |  | TRUE
127 | bus_LV_1023-5_0_4_node_103 | 0.4 | n |  | TRUE
128 | bus_LV_1023-5_0_4_node_107 | 0.4 | n |  | TRUE
129 | bus_LV_1023-5_0_4_node_133 | 0.4 | n |  | TRUE
130 | bus_LV_1023-5_0_4_node_131 | 0.4 | n |  | TRUE
131 | bus_LV_1023-5_0_4_node_121 | 0.4 | n |  | TRUE
132 | bus_LV_1023-5_0_4_node_118 | 0.4 | n |  | TRUE
133 | bus_LV_1023-5_0_4_node_124 | 0.4 | n |  | TRUE
134 | bus_MV_353_0_node_17 | 20 | n |  | TRUE

## load
| name | bus | p_mw | q_mvar | const_z_percent | const_i_percent | sn_mva | scaling | in_service | type
0 | LV_1023-5_0_4_load_0 | 0 | 0.021744 | 0.0054496 | 0 | 0 |  | 1 | TRUE | wye
1 | LV_1023-5_0_4_load_15 | 5 | 0.0041566 | 0.0010417 | 0 | 0 |  | 1 | TRUE | wye
2 | LV_1023-5_0_4_load_43 | 7 | 0.0012996 | 0.00032572 | 0 | 0 |  | 1 | TRUE | wye
3 | LV_1023-5_0_4_load_40 | 8 | 0.0066522 | 0.0016672 | 0 | 0 |  | 1 | TRUE | wye
4 | LV_1023-5_0_4_load_99 | 10 | 0.015009 | 0.0037616 | 0 | 0 |  | 1 | TRUE | wye
5 | LV_1023-5_0_4_load_102 | 11 | 0.018182 | 0.0045569 | 0 | 0 |  | 1 | TRUE | wye
6 | LV_1023-5_0_4_load_13 | 13 | 0.0033026 | 0.00082771 | 0 | 0 |  | 1 | TRUE | wye
7 | LV_1023-5_0_4_load_12 | 14 | 0.0025765 | 0.00064573 | 0 | 0 |  | 1 | TRUE | wye
8 | LV_1023-5_0_4_load_132 | 17 | 0.0086889 | 0.0021776 | 0 | 0 |  | 1 | TRUE | wye
9 | LV_1023-5_0_4_load_113 | 20 | 0.0014626 | 0.00036656 | 0 | 0 |  | 1 | TRUE | wye
10 | LV_1023-5_0_4_load_98 | 22 | 0.022063 | 0.0055295 | 0 | 0 |  | 1 | TRUE | wye
11 | LV_1023-5_0_4_load_96 | 24 | 0.023239 | 0.0058244 | 0 | 0 |  | 1 | TRUE | wye
12 | LV_1023-5_0_4_load_14 | 25 | 0.003046 | 0.00076341 | 0 | 0 |  | 1 | TRUE | wye
13 | LV_1023-5_0_4_load_41 | 27 | 0.0040911 | 0.0010253 | 0 | 0 |  | 1 | TRUE | wye
14 | LV_1023-5_0_4_load_46 | 28 | 0.0023366 | 0.00058562 | 0 | 0 |  | 1 | TRUE | wye
15 | LV_1023-5_0_4_load_100 | 29 | 0.0023798 | 0.00059643 | 0 | 0 |  | 1 | TRUE | wye
16 | LV_1023-5_0_4_load_91 | 30 | 0.001037 | 0.00025991 | 0 | 0 |  | 1 | TRUE | wye
17 | LV_1023-5_0_4_load_85 | 31 | 0.0030384 | 0.00076148 | 0 | 0 |  | 1 | TRUE | wye
18 | LV_1023-5_0_4_load_92 | 36 | 0.0078656 | 0.0019713 | 0 | 0 |  | 1 | TRUE | wye
19 | LV_1023-5_0_4_load_116 | 37 | 0.0099514 | 0.0024941 | 0 | 0 |  | 1 | TRUE | wye
20 | LV_1023-5_0_4_load_122 | 38 | 0.0060322 | 0.0015118 | 0 | 0 |  | 1 | TRUE | wye
21 | LV_1023-5_0_4_load_94 | 39 | 0.005785 | 0.0014499 | 0 | 0 |  | 1 | TRUE | wye
22 | LV_1023-5_0_4_load_125 | 44 | 0.0072074 | 0.0018063 | 0 | 0 |  | 1 | TRUE | wye
23 | LV_1023-5_0_4_load_82 | 46 | 0.002086 | 0.00052279 | 0 | 0 |  | 1 | TRUE | wye
24 | LV_1023-5_0_4_load_21 | 47 | 0.0053486 | 0.0013405 | 0 | 0 |  | 1 | TRUE | wye
25 | LV_1023-5_0_4_load_23 | 49 | 0.0024268 | 0.00060821 | 0 | 0 |  | 1 | TRUE | wye
26 | LV_1023-5_0_4_load_71 | 53 | 0.0059773 | 0.0014981 | 0 | 0 |  | 1 | TRUE | wye
27 | LV_1023-5_0_4_load_138 | 55 | 0.0044127 | 0.0011059 | 0 | 0 |  | 1 | TRUE | wye
28 | LV_1023-5_0_4_load_139 | 57 | 0.0061144 | 0.0015324 | 0 | 0 |  | 1 | TRUE | wye
29 | LV_1023-5_0_4_load_32 | 58 | 0.0042953 | 0.0010765 | 0 | 0 |  | 1 | TRUE | wye
30 | LV_1023-5_0_4_load_112 | 60 | 0.013737 | 0.0034428 | 0 | 0 |  | 1 | TRUE | wye
31 | LV_1023-5_0_4_load_115 | 61 | 0.0044416 | 0.0011132 | 0 | 0 |  | 1 | TRUE | wye
32 | LV_1023-5_0_4_load_130 | 62 | 0.0066111 | 0.0016569 | 0 | 0 |  | 1 | TRUE | wye
33 | LV_1023-5_0_4_load_70 | 63 | 0.0056608 | 0.0014187 | 0 | 0 |  | 1 | TRUE | wye
34 | LV_1023-5_0_4_load_110 | 67 | 0.013737 | 0.0034428 | 0 | 0 |  | 1 | TRUE | wye
35 | LV_1023-5_0_4_load_35 | 69 | 0.0022932 | 0.00057474 | 0 | 0 |  | 1 | TRUE | wye
36 | LV_1023-5_0_4_load_36 | 70 | 0.0056639 | 0.0014195 | 0 | 0 |  | 1 | TRUE | wye
37 | LV_1023-5_0_4_load_68 | 72 | 0.004106 | 0.0010291 | 0 | 0 |  | 1 | TRUE | wye
38 | LV_1023-5_0_4_load_129 | 73 | 0.0083189 | 0.0020849 | 0 | 0 |  | 1 | TRUE | wye
39 | LV_1023-5_0_4_load_128 | 74 | 0.0029839 | 0.00074784 | 0 | 0 |  | 1 | TRUE | wye
40 | LV_1023-5_0_4_load_79 | 76 | 0.0093368 | 0.00234 | 0 | 0 |  | 1 | TRUE | wye
41 | LV_1023-5_0_4_load_44 | 81 | 0.0081828 | 0.0020508 | 0 | 0 |  | 1 | TRUE | wye
42 | LV_1023-5_0_4_load_143 | 82 | 0.010243 | 0.0025672 | 0 | 0 |  | 1 | TRUE | wye
43 | LV_1023-5_0_4_load_48 | 84 | 0.0089582 | 0.0022451 | 0 | 0 |  | 1 | TRUE | wye
44 | LV_1023-5_0_4_load_52 | 86 | 0.0089566 | 0.0022447 | 0 | 0 |  | 1 | TRUE | wye
45 | LV_1023-5_0_4_load_93 | 87 | 0.0026036 | 0.00065253 | 0 | 0 |  | 1 | TRUE | wye
46 | LV_1023-5_0_4_load_53 | 88 | 0.0048477 | 0.0012149 | 0 | 0 |  | 1 | TRUE | wye
47 | LV_1023-5_0_4_load_54 | 89 | 0.0031018 | 0.00077738 | 0 | 0 |  | 1 | TRUE | wye
48 | LV_1023-5_0_4_load_140 | 91 | 0.0050192 | 0.0012579 | 0 | 0 |  | 1 | TRUE | wye
49 | LV_1023-5_0_4_load_57 | 92 | 0.0032071 | 0.00080378 | 0 | 0 |  | 1 | TRUE | wye
50 | LV_1023-5_0_4_load_60 | 95 | 0.0055421 | 0.001389 | 0 | 0 |  | 1 | TRUE | wye
51 | LV_1023-5_0_4_load_145 | 97 | 0.006129 | 0.0015361 | 0 | 0 |  | 1 | TRUE | wye
52 | LV_1023-5_0_4_load_144 | 98 | 0.012481 | 0.0031281 | 0 | 0 |  | 1 | TRUE | wye
53 | LV_1023-5_0_4_load_81 | 99 | 0.0047767 | 0.0011971 | 0 | 0 |  | 1 | TRUE | wye
54 | LV_1023-5_0_4_load_62 | 100 | 0.0056679 | 0.0014205 | 0 | 0 |  | 1 | TRUE | wye
55 | LV_1023-5_0_4_load_63 | 101 | 0.0059014 | 0.001479 | 0 | 0 |  | 1 | TRUE | wye
56 | LV_1023-5_0_4_load_65 | 102 | 0.0050294 | 0.0012605 | 0 | 0 |  | 1 | TRUE | wye
57 | LV_1023-5_0_4_load_109 | 103 | 0.0054539 | 0.0013669 | 0 | 0 |  | 1 | TRUE | wye
58 | LV_1023-5_0_4_load_67 | 104 | 0.0036961 | 0.00092633 | 0 | 0 |  | 1 | TRUE | wye
59 | LV_1023-5_0_4_load_88 | 106 | 0.0023111 | 0.00057921 | 0 | 0 |  | 1 | TRUE | wye
60 | LV_1023-5_0_4_load_126 | 107 | 0.014196 | 0.0035579 | 0 | 0 |  | 1 | TRUE | wye
61 | LV_1023-5_0_4_load_136 | 109 | 0.0069434 | 0.0017402 | 0 | 0 |  | 1 | TRUE | wye
62 | LV_1023-5_0_4_load_73 | 110 | 0.0016605 | 0.00041615 | 0 | 0 |  | 1 | TRUE | wye
63 | LV_1023-5_0_4_load_74 | 111 | 0.0028839 | 0.00072278 | 0 | 0 |  | 1 | TRUE | wye
64 | LV_1023-5_0_4_load_76 | 113 | 0.0026052 | 0.00065293 | 0 | 0 |  | 1 | TRUE | wye
65 | LV_1023-5_0_4_load_77 | 114 | 0.0060983 | 0.0015284 | 0 | 0 |  | 1 | TRUE | wye
66 | LV_1023-5_0_4_load_78 | 115 | 0.0040924 | 0.0010256 | 0 | 0 |  | 1 | TRUE | wye
67 | LV_1023-5_0_4_load_87 | 116 | 0.0026916 | 0.00067458 | 0 | 0 |  | 1 | TRUE | wye
68 | LV_1023-5_0_4_load_86 | 118 | 0.0015022 | 0.00037649 | 0 | 0 |  | 1 | TRUE | wye
69 | LV_1023-5_0_4_load_137 | 119 | 0.01679 | 0.0042081 | 0 | 0 |  | 1 | TRUE | wye
70 | LV_1023-5_0_4_load_106 | 121 | 0.0092798 | 0.0023257 | 0 | 0 |  | 1 | TRUE | wye
71 | LV_1023-5_0_4_load_117 | 122 | 0.0078547 | 0.0019686 | 0 | 0 |  | 1 | TRUE | wye
72 | LV_1023-5_0_4_load_89 | 124 | 0.0033041 | 0.00082808 | 0 | 0 |  | 1 | TRUE | wye
73 | LV_1023-5_0_4_load_90 | 125 | 0.00090008 | 0.00022558 | 0 | 0 |  | 1 | TRUE | wye
74 | LV_1023-5_0_4_load_101 | 126 | 0.0039164 | 0.00098155 | 0 | 0 |  | 1 | TRUE | wye
75 | LV_1023-5_0_4_load_133 | 129 | 0.0028427 | 0.00071246 | 0 | 0 |  | 1 | TRUE | wye
76 | LV_1023-5_0_4_load_118 | 132 | 0.00039115 | 9.8032e-05 | 0 | 0 |  | 1 | TRUE | wye
77 | LV_1023-5_0_4_load_124 | 133 | 0.0007182 | 0.00018 | 0 | 0 |  | 1 | TRUE | wye

## ext_grid
| name | bus | vm_pu | va_degree | slack_weight | in_service
0 |  | 17 | 1 | 0 | 1 | TRUE

## line
| name | std_type | from_bus | to_bus | length_km | r_ohm_per_km | x_ohm_per_km | c_nf_per_km | g_us_per_km | max_i_ka | df | parallel | type | in_service
0 | LV_1023-5_0_4_line_0 |  | 0 | 1 | 0.0020449 | 0.125 | 0.08 | 261 | 0 | 0.364 | 1 | 1 | cs | TRUE
1 | LV_1023-5_0_4_line_1 |  | 1 | 2 | 0.044187 | 0.125 | 0.08 | 261 | 0 | 0.364 | 1 | 1 | cs | TRUE
2 | LV_1023-5_0_4_line_2 |  | 2 | 14 | 0.00089749 | 0.125 | 0.08 | 261 | 0 | 0.364 | 1 | 1 | cs | TRUE
3 | LV_1023-5_0_4_line_3 |  | 3 | 4 | 0.018256 | 0.125 | 0.08 | 261 | 0 | 0.364 | 1 | 1 | cs | TRUE
4 | LV_1023-5_0_4_line_4 |  | 3 | 5 | 0.011403 | 0.125 | 0.08 | 261 | 0 | 0.364 | 1 | 1 | cs | TRUE
5 | LV_1023-5_0_4_line_5 |  | 4 | 13 | 0.01089 | 0.125 | 0.08 | 261 | 0 | 0.364 | 1 | 1 | cs | TRUE
6 | LV_1023-5_0_4_line_6 |  | 5 | 25 | 0.0025203 | 0.125 | 0.08 | 261 | 0 | 0.364 | 1 | 1 | cs | TRUE
7 | LV_1023-5_0_4_line_7 |  | 6 | 7 | 0.0017 | 0.125 | 0.08 | 261 | 0 | 0.364 | 1 | 1 | cs | TRUE
8 | LV_1023-5_0_4_line_8 |  | 6 | 8 | 0.034954 | 0.125 | 0.08 | 261 | 0 | 0.364 | 1 | 1 | cs | TRUE
9 | LV_1023-5_0_4_line_9 |  | 7 | 26 | 0.025007 | 0.125 | 0.08 | 261 | 0 | 0.364 | 1 | 1 | cs | TRUE
10 | LV_1023-5_0_4_line_10 |  | 8 | 27 | 0.024724 | 0.125 | 0.08 | 261 | 0 | 0.364 | 1 | 1 | cs | TRUE
11 | LV_1023-5_0_4_line_11 |  | 9 | 10 | 0.056634 | 0.125 | 0.08 | 261 | 0 | 0.364 | 1 | 1 | cs | TRUE
12 | LV_1023-5_0_4_line_12 |  | 9 | 11 | 0.0084042 | 0.125 | 0.08 | 261 | 0 | 0.364 | 1 | 1 | cs | TRUE
13 | LV_1023-5_0_4_line_13 |  | 10 | 28 | 0.025323 | 0.125 | 0.08 | 261 | 0 | 0.364 | 1 | 1 | cs | TRUE
14 | LV_1023-5_0_4_line_14 |  | 11 | 29 | 0.040381 | 0.125 | 0.08 | 261 | 0 | 0.364 | 1 | 1 | cs | TRUE
15 | LV_1023-5_0_4_line_15 |  | 12 | 13 | 0.024276 | 0.125 | 0.08 | 261 | 0 | 0.364 | 1 | 1 | cs | TRUE
16 | LV_1023-5_0_4_line_16 |  | 12 | 14 | 0.0047989 | 0.125 | 0.08 | 261 | 0 | 0.364 | 1 | 1 | cs | TRUE
17 | LV_1023-5_0_4_line_17 |  | 15 | 16 | 0.01024 | 0.125 | 0.08 | 261 | 0 | 0.364 | 1 | 1 | cs | TRUE
18 | LV_1023-5_0_4_line_18 |  | 15 | 17 | 0.023661 | 0.125 | 0.08 | 261 | 0 | 0.364 | 1 | 1 | cs | TRUE
19 | LV_1023-5_0_4_line_19 |  | 16 | 30 | 0.0081438 | 0.125 | 0.08 | 261 | 0 | 0.364 | 1 | 1 | cs | TRUE
20 | LV_1023-5_0_4_line_20 |  | 16 | 23 | 0.026224 | 0.125 | 0.08 | 261 | 0 | 0.364 | 1 | 1 | cs | TRUE
21 | LV_1023-5_0_4_line_21 |  | 17 | 31 | 0.0045814 | 0.125 | 0.08 | 261 | 0 | 0.364 | 1 | 3 | cs | TRUE
22 | LV_1023-5_0_4_line_22 |  | 18 | 19 | 0.009674 | 0.125 | 0.08 | 261 | 0 | 0.364 | 1 | 1 | cs | TRUE
23 | LV_1023-5_0_4_line_23 |  | 18 | 20 | 0.021517 | 0.125 | 0.08 | 261 | 0 | 0.364 | 1 | 1 | cs | TRUE
24 | LV_1023-5_0_4_line_24 |  | 19 | 32 | 0.004403 | 0.125 | 0.08 | 261 | 0 | 0.364 | 1 | 1 | cs | TRUE
25 | LV_1023-5_0_4_line_25 |  | 19 | 22 | 0.023942 | 0.125 | 0.08 | 261 | 0 | 0.364 | 1 | 1 | cs | TRUE
26 | LV_1023-5_0_4_line_26 |  | 20 | 33 | 0.025479 | 0.125 | 0.08 | 261 | 0 | 0.364 | 1 | 1 | cs | TRUE
27 | LV_1023-5_0_4_line_27 |  | 21 | 22 | 0.025003 | 0.125 | 0.08 | 261 | 0 | 0.364 | 1 | 1 | cs | TRUE
28 | LV_1023-5_0_4_line_28 |  | 21 | 23 | 0.035092 | 0.125 | 0.08 | 261 | 0 | 0.364 | 1 | 1 | cs | TRUE
29 | LV_1023-5_0_4_line_29 |  | 21 | 24 | 0.03504 | 0.125 | 0.08 | 261 | 0 | 0.364 | 1 | 1 | cs | TRUE
30 | LV_1023-5_0_4_line_30 |  | 25 | 34 | 0.011948 | 0.125 | 0.08 | 261 | 0 | 0.364 | 1 | 1 | cs | TRUE
31 | LV_1023-5_0_4_line_31 |  | 26 | 36 | 0.0073387 | 0.125 | 0.08 | 261 | 0 | 0.364 | 1 | 1 | cs | TRUE
32 | LV_1023-5_0_4_line_32 |  | 26 | 34 | 0.017478 | 0.125 | 0.08 | 261 | 0 | 0.364 | 1 | 1 | cs | TRUE
33 | LV_1023-5_0_4_line_33 |  | 27 | 79 | 0.042203 | 0.125 | 0.08 | 261 | 0 | 0.364 | 1 | 1 | cs | TRUE
34 | LV_1023-5_0_4_line_34 |  | 29 | 126 | 0.010022 | 0.125 | 0.08 | 261 | 0 | 0.364 | 1 | 1 | cs | TRUE
35 | LV_1023-5_0_4_line_35 |  | 30 | 125 | 0.0052316 | 0.125 | 0.08 | 261 | 0 | 0.364 | 1 | 1 | cs | TRUE
36 | LV_1023-5_0_4_line_36 |  | 31 | 43 | 0.01944 | 0.125 | 0.08 | 261 | 0 | 0.364 | 1 | 3 | cs | TRUE
37 | LV_1023-5_0_4_line_37 |  | 32 | 107 | 0.028945 | 0.125 | 0.08 | 261 | 0 | 0.364 | 1 | 1 | cs | TRUE
38 | LV_1023-5_0_4_line_38 |  | 33 | 127 | 0.038584 | 0.125 | 0.08 | 261 | 0 | 0.364 | 1 | 1 | cs | TRUE
39 | LV_1023-5_0_4_line_39 |  | 34 | 35 | 0.021137 | 0.125 | 0.08 | 261 | 0 | 0.364 | 1 | 1 | cs | TRUE
40 | LV_1023-5_0_4_line_40 |  | 35 | 37 | 0.022112 | 0.125 | 0.08 | 261 | 0 | 0.364 | 1 | 1 | cs | TRUE
41 | LV_1023-5_0_4_line_41 |  | 35 | 38 | 0.014778 | 0.125 | 0.08 | 261 | 0 | 0.364 | 1 | 2 | cs | TRUE
42 | LV_1023-5_0_4_line_42 |  | 36 | 39 | 0.010796 | 0.125 | 0.08 | 261 | 0 | 0.364 | 1 | 1 | cs | TRUE
43 | LV_1023-5_0_4_line_43 |  | 37 | 40 | 0.02142 | 0.125 | 0.08 | 261 | 0 | 0.364 | 1 | 1 | cs | TRUE
44 | LV_1023-5_0_4_line_44 |  | 38 | 41 | 0.010623 | 0.125 | 0.08 | 261 | 0 | 0.364 | 1 | 3 | cs | TRUE
45 | LV_1023-5_0_4_line_45 |  | 39 | 87 | 0.022947 | 0.125 | 0.08 | 261 | 0 | 0.364 | 1 | 1 | cs | TRUE
46 | LV_1023-5_0_4_line_46 |  | 40 | 61 | 0.017176 | 0.125 | 0.08 | 261 | 0 | 0.364 | 1 | 1 | cs | TRUE
47 | LV_1023-5_0_4_line_47 |  | 41 | 42 | 0.051776 | 0.125 | 0.08 | 261 | 0 | 0.364 | 1 | 3 | cs | TRUE
48 | LV_1023-5_0_4_line_48 |  | 42 | 43 | 0.030264 | 0.125 | 0.08 | 261 | 0 | 0.364 | 1 | 3 | cs | TRUE
49 | LV_1023-5_0_4_line_49 |  | 42 | 44 | 0.0063422 | 0.125 | 0.08 | 261 | 0 | 0.364 | 1 | 1 | cs | TRUE
50 | LV_1023-5_0_4_line_50 |  | 42 | 45 | 0.007252 | 0.125 | 0.08 | 261 | 0 | 0.364 | 1 | 1 | cs | TRUE
51 | LV_1023-5_0_4_line_51 |  | 43 | 46 | 0.01275 | 0.125 | 0.08 | 261 | 0 | 0.364 | 1 | 1 | cs | TRUE
52 | LV_1023-5_0_4_line_52 |  | 45 | 63 | 0.03335 | 0.125 | 0.08 | 261 | 0 | 0.364 | 1 | 1 | cs | TRUE
53 | LV_1023-5_0_4_line_53 |  | 46 | 117 | 0.026983 | 0.125 | 0.08 | 261 | 0 | 0.364 | 1 | 1 | cs | TRUE
54 | LV_1023-5_0_4_line_54 |  | 47 | 48 | 0.021431 | 0.125 | 0.08 | 261 | 0 | 0.364 | 1 | 1 | cs | TRUE
55 | LV_1023-5_0_4_line_55 |  | 47 | 49 | 0.014985 | 0.125 | 0.08 | 261 | 0 | 0.364 | 1 | 1 | cs | TRUE
56 | LV_1023-5_0_4_line_56 |  | 48 | 50 | 0.038548 | 0.125 | 0.08 | 261 | 0 | 0.364 | 1 | 1 | cs | TRUE
57 | LV_1023-5_0_4_line_57 |  | 50 | 54 | 0.022777 | 0.125 | 0.08 | 261 | 0 | 0.364 | 1 | 1 | cs | TRUE
58 | LV_1023-5_0_4_line_58 |  | 50 | 55 | 0.026709 | 0.125 | 0.08 | 261 | 0 | 0.364 | 1 | 1 | cs | TRUE
59 | LV_1023-5_0_4_line_59 |  | 51 | 52 | 0.012051 | 0.125 | 0.08 | 261 | 0 | 0.364 | 1 | 1 | cs | TRUE
60 | LV_1023-5_0_4_line_60 |  | 51 | 53 | 0.022194 | 0.125 | 0.08 | 261 | 0 | 0.364 | 1 | 1 | cs | TRUE
61 | LV_1023-5_0_4_line_61 |  | 52 | 62 | 0.01176 | 0.125 | 0.08 | 261 | 0 | 0.364 | 1 | 1 | cs | TRUE
62 | LV_1023-5_0_4_line_62 |  | 53 | 63 | 0.022041 | 0.125 | 0.08 | 261 | 0 | 0.364 | 1 | 1 | cs | TRUE
63 | LV_1023-5_0_4_line_63 |  | 54 | 56 | 0.018269 | 0.125 | 0.08 | 261 | 0 | 0.364 | 1 | 1 | cs | TRUE
64 | LV_1023-5_0_4_line_64 |  | 54 | 57 | 0.010843 | 0.125 | 0.08 | 261 | 0 | 0.364 | 1 | 1 | cs | TRUE
65 | LV_1023-5_0_4_line_65 |  | 56 | 58 | 0.031264 | 0.125 | 0.08 | 261 | 0 | 0.364 | 1 | 1 | cs | TRUE
66 | LV_1023-5_0_4_line_66 |  | 57 | 64 | 0.019295 | 0.125 | 0.08 | 261 | 0 | 0.364 | 1 | 1 | cs | TRUE
67 | LV_1023-5_0_4_line_67 |  | 59 | 60 | 0.017883 | 0.125 | 0.08 | 261 | 0 | 0.364 | 1 | 1 | cs | TRUE
68 | LV_1023-5_0_4_line_68 |  | 59 | 61 | 0.03844 | 0.125 | 0.08 | 261 | 0 | 0.364 | 1 | 1 | cs | TRUE
69 | LV_1023-5_0_4_line_69 |  | 60 | 66 | 0.021165 | 0.125 | 0.08 | 261 | 0 | 0.364 | 1 | 1 | cs | TRUE
70 | LV_1023-5_0_4_line_70 |  | 62 | 68 | 0.021087 | 0.125 | 0.08 | 261 | 0 | 0.364 | 1 | 1 | cs | TRUE
71 | LV_1023-5_0_4_line_71 |  | 64 | 65 | 0.004858 | 0.125 | 0.08 | 261 | 0 | 0.364 | 1 | 1 | cs | TRUE
72 | LV_1023-5_0_4_line_72 |  | 65 | 68 | 0.020598 | 0.125 | 0.08 | 261 | 0 | 0.364 | 1 | 1 | cs | TRUE
73 | LV_1023-5_0_4_line_73 |  | 65 | 69 | 0.01617 | 0.125 | 0.08 | 261 | 0 | 0.364 | 1 | 1 | cs | TRUE
74 | LV_1023-5_0_4_line_74 |  | 66 | 67 | 0.010149 | 0.125 | 0.08 | 261 | 0 | 0.364 | 1 | 1 | cs | TRUE
75 | LV_1023-5_0_4_line_75 |  | 68 | 73 | 0.0032416 | 0.125 | 0.08 | 261 | 0 | 0.364 | 1 | 1 | cs | TRUE
76 | LV_1023-5_0_4_line_76 |  | 69 | 70 | 0.039815 | 0.125 | 0.08 | 261 | 0 | 0.364 | 1 | 1 | cs | TRUE
77 | LV_1023-5_0_4_line_77 |  | 70 | 71 | 0.035843 | 0.125 | 0.08 | 261 | 0 | 0.364 | 1 | 1 | cs | TRUE
78 | LV_1023-5_0_4_line_78 |  | 71 | 72 | 0.040273 | 0.125 | 0.08 | 261 | 0 | 0.364 | 1 | 1 | cs | TRUE
79 | LV_1023-5_0_4_line_79 |  | 72 | 74 | 0.0021314 | 0.125 | 0.08 | 261 | 0 | 0.364 | 1 | 1 | cs | TRUE
80 | LV_1023-5_0_4_line_80 |  | 73 | 78 | 0.028898 | 0.125 | 0.08 | 261 | 0 | 0.364 | 1 | 1 | cs | TRUE
81 | LV_1023-5_0_4_line_81 |  | 75 | 76 | 0.0039466 | 0.125 | 0.08 | 261 | 0 | 0.364 | 1 | 1 | cs | TRUE
82 | LV_1023-5_0_4_line_82 |  | 75 | 77 | 0.03907 | 0.125 | 0.08 | 261 | 0 | 0.364 | 1 | 1 | cs | TRUE
83 | LV_1023-5_0_4_line_83 |  | 76 | 96 | 0.027136 | 0.125 | 0.08 | 261 | 0 | 0.364 | 1 | 1 | cs | TRUE
84 | LV_1023-5_0_4_line_84 |  | 77 | 97 | 0.01571 | 0.125 | 0.08 | 261 | 0 | 0.364 | 1 | 1 | cs | TRUE
85 | LV_1023-5_0_4_line_85 |  | 77 | 98 | 0.019484 | 0.125 | 0.08 | 261 | 0 | 0.364 | 1 | 1 | cs | TRUE
86 | LV_1023-5_0_4_line_86 |  | 78 | 130 | 0.017914 | 0.125 | 0.08 | 261 | 0 | 0.364 | 1 | 1 | cs | TRUE
87 | LV_1023-5_0_4_line_87 |  | 78 | 120 | 0.025947 | 0.125 | 0.08 | 261 | 0 | 0.364 | 1 | 1 | cs | TRUE
88 | LV_1023-5_0_4_line_88 |  | 79 | 80 | 0.032047 | 0.125 | 0.08 | 261 | 0 | 0.364 | 1 | 1 | cs | TRUE
89 | LV_1023-5_0_4_line_89 |  | 79 | 81 | 0.036344 | 0.125 | 0.08 | 261 | 0 | 0.364 | 1 | 1 | cs | TRUE
90 | LV_1023-5_0_4_line_90 |  | 80 | 82 | 0.007231 | 0.125 | 0.08 | 261 | 0 | 0.364 | 1 | 1 | cs | TRUE
91 | LV_1023-5_0_4_line_91 |  | 80 | 83 | 0.014979 | 0.125 | 0.08 | 261 | 0 | 0.364 | 1 | 1 | cs | TRUE
92 | LV_1023-5_0_4_line_92 |  | 83 | 84 | 0.022247 | 0.125 | 0.08 | 261 | 0 | 0.364 | 1 | 1 | cs | TRUE
93 | LV_1023-5_0_4_line_93 |  | 84 | 85 | 0.02367 | 0.125 | 0.08 | 261 | 0 | 0.364 | 1 | 1 | cs | TRUE
94 | LV_1023-5_0_4_line_94 |  | 85 | 86 | 0.0161 | 0.125 | 0.08 | 261 | 0 | 0.364 | 1 | 1 | cs | TRUE
95 | LV_1023-5_0_4_line_95 |  | 88 | 89 | 0.0058236 | 0.125 | 0.08 | 261 | 0 | 0.364 | 1 | 1 | cs | TRUE
96 | LV_1023-5_0_4_line_96 |  | 89 | 90 | 0.01122 | 0.125 | 0.08 | 261 | 0 | 0.364 | 1 | 1 | cs | TRUE
97 | LV_1023-5_0_4_line_97 |  | 90 | 91 | 0.013176 | 0.125 | 0.08 | 261 | 0 | 0.364 | 1 | 1 | cs | TRUE
98 | LV_1023-5_0_4_line_98 |  | 91 | 94 | 0.0092919 | 0.125 | 0.08 | 261 | 0 | 0.364 | 1 | 1 | cs | TRUE
99 | LV_1023-5_0_4_line_99 |  | 92 | 93 | 0.016128 | 0.125 | 0.08 | 261 | 0 | 0.364 | 1 | 1 | cs | TRUE
100 | LV_1023-5_0_4_line_100 |  | 93 | 95 | 0.018093 | 0.125 | 0.08 | 261 | 0 | 0.364 | 1 | 1 | cs | TRUE
101 | LV_1023-5_0_4_line_101 |  | 94 | 130 | 0.015659 | 0.125 | 0.08 | 261 | 0 | 0.364 | 1 | 1 | cs | TRUE
102 | LV_1023-5_0_4_line_102 |  | 95 | 96 | 0.03336 | 0.125 | 0.08 | 261 | 0 | 0.364 | 1 | 1 | cs | TRUE
103 | LV_1023-5_0_4_line_103 |  | 96 | 99 | 0.009696 | 0.125 | 0.08 | 261 | 0 | 0.364 | 1 | 1 | cs | TRUE
104 | LV_1023-5_0_4_line_104 |  | 99 | 120 | 0.0041682 | 0.125 | 0.08 | 261 | 0 | 0.364 | 1 | 1 | cs | TRUE
105 | LV_1023-5_0_4_line_105 |  | 100 | 101 | 0.020452 | 0.125 | 0.08 | 261 | 0 | 0.364 | 1 | 1 | cs | TRUE
106 | LV_1023-5_0_4_line_106 |  | 101 | 102 | 0.020591 | 0.125 | 0.08 | 261 | 0 | 0.364 | 1 | 1 | cs | TRUE
107 | LV_1023-5_0_4_line_107 |  | 102 | 103 | 0.017553 | 0.125 | 0.08 | 261 | 0 | 0.364 | 1 | 1 | cs | TRUE
108 | LV_1023-5_0_4_line_108 |  | 103 | 106 | 0.016478 | 0.125 | 0.08 | 261 | 0 | 0.364 | 1 | 1 | cs | TRUE
109 | LV_1023-5_0_4_line_109 |  | 104 | 105 | 0.027968 | 0.125 | 0.08 | 261 | 0 | 0.364 | 1 | 1 | cs | TRUE
110 | LV_1023-5_0_4_line_110 |  | 105 | 108 | 0.008308 | 0.125 | 0.08 | 261 | 0 | 0.364 | 1 | 1 | cs | TRUE
111 | LV_1023-5_0_4_line_111 |  | 105 | 109 | 0.012746 | 0.125 | 0.08 | 261 | 0 | 0.364 | 1 | 1 | cs | TRUE
112 | LV_1023-5_0_4_line_112 |  | 106 | 122 | 0.027244 | 0.125 | 0.08 | 261 | 0 | 0.364 | 1 | 1 | cs | TRUE
113 | LV_1023-5_0_4_line_113 |  | 106 | 116 | 0.019349 | 0.125 | 0.08 | 261 | 0 | 0.364 | 1 | 1 | cs | TRUE
114 | LV_1023-5_0_4_line_114 |  | 108 | 119 | 0.014369 | 0.125 | 0.08 | 261 | 0 | 0.364 | 1 | 1 | cs | TRUE
115 | LV_1023-5_0_4_line_115 |  | 108 | 115 | 0.033545 | 0.125 | 0.08 | 261 | 0 | 0.364 | 1 | 1 | cs | TRUE
116 | LV_1023-5_0_4_line_116 |  | 110 | 111 | 0.027838 | 0.125 | 0.08 | 261 | 0 | 0.364 | 1 | 1 | cs | TRUE
117 | LV_1023-5_0_4_line_117 |  | 110 | 112 | 0.00633 | 0.125 | 0.08 | 261 | 0 | 0.364 | 1 | 1 | cs | TRUE
118 | LV_1023-5_0_4_line_118 |  | 111 | 113 | 0.020332 | 0.125 | 0.08 | 261 | 0 | 0.364 | 1 | 1 | cs | TRUE
119 | LV_1023-5_0_4_line_119 |  | 112 | 114 | 0.029149 | 0.125 | 0.08 | 261 | 0 | 0.364 | 1 | 1 | cs | TRUE
120 | LV_1023-5_0_4_line_120 |  | 112 | 115 | 0.026759 | 0.125 | 0.08 | 261 | 0 | 0.364 | 1 | 1 | cs | TRUE
121 | LV_1023-5_0_4_line_121 |  | 113 | 116 | 0.024733 | 0.125 | 0.08 | 261 | 0 | 0.364 | 1 | 1 | cs | TRUE
122 | LV_1023-5_0_4_line_122 |  | 114 | 117 | 0.0027172 | 0.125 | 0.08 | 261 | 0 | 0.364 | 1 | 1 | cs | TRUE
123 | LV_1023-5_0_4_line_123 |  | 117 | 118 | 0.01297 | 0.125 | 0.08 | 261 | 0 | 0.364 | 1 | 1 | cs | TRUE
124 | LV_1023-5_0_4_line_124 |  | 120 | 121 | 0.014934 | 0.125 | 0.08 | 261 | 0 | 0.364 | 1 | 1 | cs | TRUE
125 | LV_1023-5_0_4_line_125 |  | 122 | 123 | 0.05261 | 0.125 | 0.08 | 261 | 0 | 0.364 | 1 | 1 | cs | TRUE
126 | LV_1023-5_0_4_line_126 |  | 123 | 131 | 0.006674 | 0.125 | 0.08 | 261 | 0 | 0.364 | 1 | 1 | cs | TRUE
127 | LV_1023-5_0_4_line_127 |  | 123 | 132 | 0.014171 | 0.125 | 0.08 | 261 | 0 | 0.364 | 1 | 1 | cs | TRUE
128 | LV_1023-5_0_4_line_128 |  | 124 | 125 | 0.0056266 | 0.125 | 0.08 | 261 | 0 | 0.364 | 1 | 1 | cs | TRUE
129 | LV_1023-5_0_4_line_129 |  | 126 | 127 | 0.05055 | 0.125 | 0.08 | 261 | 0 | 0.364 | 1 | 1 | cs | TRUE
130 | LV_1023-5_0_4_line_130 |  | 127 | 128 | 0.014735 | 0.125 | 0.08 | 261 | 0 | 0.364 | 1 | 1 | cs | TRUE
131 | LV_1023-5_0_4_line_131 |  | 128 | 129 | 0.057361 | 0.125 | 0.08 | 261 | 0 | 0.364 | 1 | 1 | cs | TRUE
132 | LV_1023-5_0_4_line_132 |  | 131 | 133 | 0.015763 | 0.125 | 0.08 | 261 | 0 | 0.364 | 1 | 1 | cs | TRUE

## trafo
| name | std_type | hv_bus | lv_bus | sn_mva | vn_hv_kv | vn_lv_kv | vk_percent | vkr_percent | pfe_kw | i0_percent | shift_degree | tap_side | tap_neutral | tap_min | tap_max | tap_step_percent | tap_step_degree | tap_pos | tap_phase_shifter | parallel | df | in_service
0 | LV_1023-5_0_4_trafo_132 | 0.63 MVA 20/0.4 kV | 134 | 17 | 0.63 | 20 | 0.4 | 6 | 1.206 | 1.65 | 0.2619 | 150 | hv | 0 | -2 | 2 | 2.5 | 0 | 0 | FALSE | 1 | 1 | TRUE

## line_geodata
| x0 | y0 | x1 | y1 | x2 | y2 | x3 | y3 | x4 | y4 | x5 | y5 | x6 | y6
0 | 2666880.3483 | 1222725.2851 | 2666880.5349 | 1222723.2488
1 | 2666865.7557 | 1222756.3301 | 2666865.9112 | 1222751.9401 | 2666866.7199 | 1222747.4685 | 2666878.1946 | 1222748.8761 | 2666878.9816 | 1222740.2683 | 2666879.8986 | 1222730.2054 | 2666880.3483 | 1222725.2851
2 | 2666865.7557 | 1222756.3301 | 2666865.6799 | 1222757.2244
3 | 2666846.1239 | 1222746.4701 | 2666843.4759 | 1222747.9079 | 2666839.4709 | 1222756.046 | 2666834.4323 | 1222759.6473
4 | 2666846.1239 | 1222746.4701 | 2666846.3483 | 1222743.3706 | 2666845.6013 | 1222741.0051 | 2666840.0164 | 1222739.3871
5 | 2666834.4323 | 1222759.6473 | 2666843.3176 | 1222762.6823 | 2666844.7109 | 1222763.2384
6 | 2666837.5957 | 1222738.6857 | 2666840.0164 | 1222739.3871
7 | 2666849.4972 | 1222702.0572 | 2666848.133 | 1222703.0717
8 | 2666849.4972 | 1222702.0572 | 2666860.0605 | 1222690.0903 | 2666866.4896 | 1222679.5224 | 2666868.9669 | 1222673.3816
9 | 2666828.0663 | 1222717.9936 | 2666848.133 | 1222703.0717
10 | 2666878.6199 | 1222650.6289 | 2666875.2589 | 1222657.7847 | 2666868.9669 | 1222673.3816
11 | 2666939.2243 | 1222744.4366 | 2666937.6193 | 1222738.1034 | 2666935.3852 | 1222705.4351 | 2666934.3543 | 1222688.1094
12 | 2666939.2243 | 1222744.4366 | 2666947.5319 | 1222743.1665
13 | 2666933.2374 | 1222662.8131 | 2666933.7011 | 1222677.1314 | 2666934.3543 | 1222688.1094
14 | 2666987.2768 | 1222748.3512 | 2666971.0202 | 1222745.6503 | 2666953.7889 | 1222742.21 | 2666947.5319 | 1222743.1665
15 | 2666865.2748 | 1222762.0061 | 2666864.3927 | 1222764.9092 | 2666861.5604 | 1222767.2233 | 2666858.1364 | 1222767.5295 | 2666852.5747 | 1222766.3774 | 2666844.7109 | 1222763.2384
16 | 2666865.2748 | 1222762.0061 | 2666865.6799 | 1222757.2244
17 | 2666864.7624 | 1222802.8932 | 2666872.5833 | 1222809.5297
18 | 2666864.7624 | 1222802.8932 | 2666850.5748 | 1222808.7043 | 2666842.7102 | 1222811.4488
19 | 2666872.5833 | 1222809.5297 | 2666874.5548 | 1222815.6447 | 2666875.1157 | 1222817.2695
20 | 2666872.5833 | 1222809.5297 | 2666878.896 | 1222810.6569 | 2666898.17 | 1222805.7702
21 | 2666838.3846 | 1222812.9582 | 2666842.7102 | 1222811.4488
22 | 2666981.4964 | 1222785.9162 | 2666981.4255 | 1222795.5883
23 | 2666981.4964 | 1222785.9162 | 2667003.0062 | 1222786.479
24 | 2666981.4255 | 1222795.5883 | 2666981.3911 | 1222799.9907
25 | 2666981.4255 | 1222795.5883 | 2666973.0057 | 1222797.0278 | 2666957.6515 | 1222798.2207
26 | 2667028.4761 | 1222787.1455 | 2667003.0062 | 1222786.479
27 | 2666932.7402 | 1222800.3551 | 2666945.5031 | 1222799.1645 | 2666957.6515 | 1222798.2207
28 | 2666898.17 | 1222805.7702 | 2666911.8457 | 1222802.3105 | 2666932.7402 | 1222800.3551
29 | 2666932.7402 | 1222800.3551 | 2666933.613 | 1222821.2116 | 2666919.5862 | 1222823.1849
30 | 2666826.1192 | 1222735.3607 | 2666837.5957 | 1222738.6857
31 | 2666828.0663 | 1222717.9936 | 2666824.4339 | 1222711.6169
32 | 2666826.1192 | 1222735.3607 | 2666828.0663 | 1222717.9936
33 | 2666900.8301 | 1222614.9778 | 2666889.3174 | 1222629.7468 | 2666883.7211 | 1222639.7682 | 2666878.6199 | 1222650.6289
34 | 2666987.2768 | 1222748.3512 | 2666989.0378 | 1222748.6438 | 2666997.2503 | 1222749.2785
35 | 2666875.1157 | 1222817.2695 | 2666876.8228 | 1222822.2148
36 | 2666819.5954 | 1222817.8848 | 2666834.5543 | 1222814.2948 | 2666838.3846 | 1222812.9582
37 | 2666981.3911 | 1222799.9907 | 2666981.1642 | 1222828.935
38 | 2667043.8891 | 1222766.1611 | 2667044.893 | 1222771.9761 | 2667044.2673 | 1222780.3856 | 2667045.4224 | 1222787.5921 | 2667028.4761 | 1222787.1455
39 | 2666822.6317 | 1222756.1793 | 2666825.0571 | 1222744.8437 | 2666826.1192 | 1222735.3607
40 | 2666822.6317 | 1222756.1793 | 2666807.245 | 1222751.9262 | 2666801.285 | 1222750.4147
41 | 2666822.6317 | 1222756.1793 | 2666819.1698 | 1222770.5459
42 | 2666817.3135 | 1222703.6082 | 2666817.3135 | 1222703.6082 | 2666823.0754 | 1222709.232 | 2666824.4339 | 1222711.6169
43 | 2666780.4852 | 1222745.2997 | 2666792.429 | 1222748.1688 | 2666801.285 | 1222750.4147
44 | 2666816.6813 | 1222780.8728 | 2666819.1698 | 1222770.5459
45 | 2666796.6129 | 1222693.7052 | 2666817.3135 | 1222703.6082
46 | 2666780.4852 | 1222745.2997 | 2666777.1829 | 1222756.392 | 2666774.3979 | 1222761.2527
47 | 2666789.4207 | 1222816.8679 | 2666794.1935 | 1222817.3551 | 2666800.557 | 1222818.0158 | 2666802.064 | 1222812.14 | 2666808.475 | 1222798.4365 | 2666816.6813 | 1222780.8728
48 | 2666789.4207 | 1222816.8679 | 2666794.1935 | 1222817.3551 | 2666800.557 | 1222818.0158 | 2666810.8439 | 1222818.4759 | 2666819.5954 | 1222817.8848
49 | 2666789.4207 | 1222816.8679 | 2666783.1601 | 1222815.8542
50 | 2666789.4207 | 1222816.8679 | 2666785.2434 | 1222822.8027
51 | 2666819.5954 | 1222817.8848 | 2666822.7414 | 1222825.4583 | 2666825.8495 | 1222828.7797
52 | 2666785.2434 | 1222822.8027 | 2666754.435 | 1222835.5713
53 | 2666841.7774 | 1222850.5324 | 2666839.4694 | 1222847.36 | 2666828.8394 | 1222832.1977 | 2666826.9683 | 1222829.9753 | 2666825.8495 | 1222828.7797
54 | 2666662.9688 | 1222821.9657 | 2666684.0894 | 1222825.5982
55 | 2666698.8575 | 1222828.1381 | 2666684.0894 | 1222825.5982
56 | 2666662.9688 | 1222821.9657 | 2666655.8373 | 1222839.0857 | 2666653.9566 | 1222844.4792 | 2666667.591 | 1222848.7568
57 | 2666667.591 | 1222848.7568 | 2666663.4349 | 1222861.6074 | 2666660.8702 | 1222870.5177
58 | 2666667.591 | 1222848.7568 | 2666693.0741 | 1222856.7545
59 | 2666713.5712 | 1222852.5074 | 2666713.4667 | 1222859.7998 | 2666711.9448 | 1222864.3078
60 | 2666713.5712 | 1222852.5074 | 2666734.0739 | 1222844.01
61 | 2666708.1794 | 1222875.4506 | 2666711.9448 | 1222864.3078
62 | 2666754.435 | 1222835.5713 | 2666734.0739 | 1222844.01
63 | 2666647.3258 | 1222871.7558 | 2666647.7419 | 1222867.1131 | 2666651.5137 | 1222867.5778 | 2666660.8702 | 1222870.5177
64 | 2666660.8702 | 1222870.5177 | 2666671.0782 | 1222873.9564 | 2666671.1279 | 1222874.0076
65 | 2666647.3258 | 1222871.7558 | 2666643.1659 | 1222876.1454 | 2666634.2617 | 1222899.7375
66 | 2666677.0658 | 1222887.8546 | 2666680.0811 | 1222880.706 | 2666676.8216 | 1222879.8689 | 2666671.1279 | 1222874.0076
67 | 2666747.9734 | 1222780.1909 | 2666737.0864 | 1222778.4567 | 2666732.3693 | 1222777.7367 | 2666730.3072 | 1222777.4183
68 | 2666747.9734 | 1222780.1909 | 2666750.4348 | 1222769.0113 | 2666753.2016 | 1222765.0954 | 2666757.0343 | 1222764.1933 | 2666766.3029 | 1222764.8421 | 2666770.4102 | 1222763.7986 | 2666774.3979 | 1222761.2527
69 | 2666709.3901 | 1222774.1881 | 2666730.3072 | 1222777.4183
70 | 2666701.4329 | 1222895.4323 | 2666708.1794 | 1222875.4506
71 | 2666681.6512 | 1222889.4959 | 2666677.0658 | 1222887.8546
72 | 2666681.6512 | 1222889.4959 | 2666701.4329 | 1222895.4323
73 | 2666681.6512 | 1222889.4959 | 2666678.0646 | 1222905.2627
74 | 2666709.3901 | 1222774.1881 | 2666709.0692 | 1222776.4304 | 2666708.1054 | 1222784.2551
75 | 2666701.4329 | 1222895.4323 | 2666704.4962 | 1222896.4927
76 | 2666683.8179 | 1222944.3782 | 2666678.4023 | 1222922.236 | 2666677.7663 | 1222906.5744 | 2666678.0646 | 1222905.2627
77 | 2666692.3336 | 1222979.1952 | 2666683.8179 | 1222944.3782
78 | 2666692.3336 | 1222979.1952 | 2666720.763 | 1222970.0744 | 2666730.0521 | 1222965.3606
79 | 2666731.9527 | 1222964.3961 | 2666730.0521 | 1222965.3606
80 | 2666731.8041 | 1222905.9459 | 2666704.4962 | 1222896.4927
81 | 2666778.4135 | 1222956.3228 | 2666776.5128 | 1222952.864
82 | 2666778.4135 | 1222956.3228 | 2666785.8952 | 1222955.3283 | 2666790.8921 | 1222957.4524 | 2666802.3615 | 1222967.4096 | 2666807.1957 | 1222968.4978 | 2666813.0955 | 1222967.2076
83 | 2666763.4443 | 1222929.082 | 2666776.5128 | 1222952.864
84 | 2666813.0955 | 1222967.2076 | 2666817.0735 | 1222982.4065
85 | 2666803.9369 | 1222950.7054 | 2666810.6012 | 1222957.6736 | 2666813.0955 | 1222967.2076
86 | 2666731.8041 | 1222905.9459 | 2666737.7879 | 1222889.0577
87 | 2666731.8041 | 1222905.9459 | 2666735.763 | 1222907.3133 | 2666753.6208 | 1222917.7535 | 2666754.362 | 1222918.6068
88 | 2666900.8301 | 1222614.9778 | 2666872.4425 | 1222599.9494
89 | 2666900.8301 | 1222614.9778 | 2666923.1076 | 1222586.2624
90 | 2666872.4425 | 1222599.9494 | 2666876.2735 | 1222593.8107
91 | 2666859.1722 | 1222592.9292 | 2666872.4425 | 1222599.9494
92 | 2666859.1722 | 1222592.9292 | 2666854.1855 | 1222612.1522 | 2666852.6835 | 1222614.0089
93 | 2666846.9768 | 1222636.7538 | 2666851.3243 | 1222615.6891 | 2666852.6835 | 1222614.0089
94 | 2666846.9768 | 1222636.7538 | 2666843.7285 | 1222652.5231
95 | 2666775.8124 | 1222865.426 | 2666770.3327 | 1222867.3974
96 | 2666767.4963 | 1222876.8495 | 2666769.7481 | 1222874.8846 | 2666771.6143 | 1222872.1371 | 2666770.3327 | 1222867.3974 | 2666770.3327 | 1222867.3974
97 | 2666767.4963 | 1222876.8495 | 2666762.6778 | 1222876.384 | 2666760.0799 | 1222873.3641 | 2666756.0392 | 1222874.9783
98 | 2666747.4103 | 1222878.4253 | 2666756.0392 | 1222874.9783
99 | 2666810.0646 | 1222910.2038 | 2666812.5438 | 1222904.8726 | 2666810.2318 | 1222894.888
100 | 2666810.0646 | 1222910.2038 | 2666792.4383 | 1222914.2865
101 | 2666737.7879 | 1222889.0577 | 2666743.7357 | 1222882.8203 | 2666745.6943 | 1222877.928 | 2666747.4103 | 1222878.4253
102 | 2666763.4443 | 1222929.082 | 2666784.0263 | 1222922.4863 | 2666792.4383 | 1222914.2865
103 | 2666763.4443 | 1222929.082 | 2666757.0926 | 1222921.7561
104 | 2666754.362 | 1222918.6068 | 2666757.0926 | 1222921.7561
105 | 2666947.9824 | 1222943.6913 | 2666929.2467 | 1222951.8933
106 | 2666910.3838 | 1222960.151 | 2666929.2467 | 1222951.8933
107 | 2666910.3838 | 1222960.151 | 2666894.3045 | 1222967.1901
108 | 2666879.2093 | 1222973.7984 | 2666894.3045 | 1222967.1901
109 | 2666901.8361 | 1222904.7082 | 2666910.7734 | 1222904.4528 | 2666925.0782 | 1222900.3331 | 2666929.1997 | 1222899.9286
110 | 2666901.8361 | 1222904.7082 | 2666901.7399 | 1222896.4017
111 | 2666901.8361 | 1222904.7082 | 2666901.9811 | 1222917.4513
112 | 2666879.2093 | 1222973.7984 | 2666891.4073 | 1222998.159
113 | 2666879.2093 | 1222973.7984 | 2666870.8112 | 1222957.8049 | 2666870.3592 | 1222956.6023
114 | 2666901.7399 | 1222896.4017 | 2666916.1465 | 1222896.0523
115 | 2666901.7399 | 1222896.4017 | 2666901.632 | 1222887.1057 | 2666900.4845 | 1222881.2335 | 2666894.9777 | 1222878.581 | 2666882.8253 | 1222878.511
116 | 2666857.2376 | 1222885.2264 | 2666859.6474 | 1222898.3637 | 2666860.4732 | 1222907.2231 | 2666860.9901 | 1222912.7831
117 | 2666856.0955 | 1222879.0003 | 2666857.2376 | 1222885.2264
118 | 2666863.406 | 1222932.949 | 2666862.4017 | 1222927.9691 | 2666860.9901 | 1222912.7831
119 | 2666856.0955 | 1222879.0003 | 2666849.0506 | 1222864.7343 | 2666843.016 | 1222852.9509
120 | 2666856.0955 | 1222879.0003 | 2666862.4656 | 1222878.3936 | 2666882.8253 | 1222878.511
121 | 2666863.406 | 1222932.949 | 2666865.6489 | 1222944.0715 | 2666870.3592 | 1222956.6023
122 | 2666841.7774 | 1222850.5324 | 2666843.016 | 1222852.9509
123 | 2666841.7774 | 1222850.5324 | 2666853.1825 | 1222844.3556
124 | 2666754.362 | 1222918.6068 | 2666760.5512 | 1222910.4598 | 2666759.9223 | 1222905.7989
125 | 2666914.9627 | 1223045.2013 | 2666891.4073 | 1222998.159
126 | 2666917.952 | 1223051.1721 | 2666914.9627 | 1223045.2013
127 | 2666914.9627 | 1223045.2013 | 2666927.8499 | 1223039.3083
128 | 2666881.6301 | 1222821.1968 | 2666877.0669 | 1222822.922 | 2666876.8228 | 1222822.2148
129 | 2667043.8891 | 1222766.1611 | 2667032.5568 | 1222760.1852 | 2667021.2326 | 1222753.498 | 2667007.4295 | 1222749.3845 | 2666998.9724 | 1222749.4116 | 2666997.2503 | 1222749.2785
130 | 2667043.8891 | 1222766.1611 | 2667048.8237 | 1222752.2744
131 | 2667048.8237 | 1222752.2744 | 2667050.1993 | 1222740.5824 | 2667053.3704 | 1222695.1043
132 | 2666917.952 | 1223051.1721 | 2666904.0576 | 1223058.6164

## bus_geodata
| x | y | coords
0 | 2666880.5349 | 1222723.2488
1 | 2666880.3483 | 1222725.2851
2 | 2666865.7557 | 1222756.3301
3 | 2666846.1239 | 1222746.4701
4 | 2666834.4323 | 1222759.6473
5 | 2666840.0164 | 1222739.3871
6 | 2666849.4972 | 1222702.0572
7 | 2666848.133 | 1222703.0717
8 | 2666868.9669 | 1222673.3816
9 | 2666939.2243 | 1222744.4366
10 | 2666934.3543 | 1222688.1094
11 | 2666947.5319 | 1222743.1665
12 | 2666865.2748 | 1222762.0061
13 | 2666844.7109 | 1222763.2384
14 | 2666865.6799 | 1222757.2244
15 | 2666864.7624 | 1222802.8932
16 | 2666872.5833 | 1222809.5297
17 | 2666842.7102 | 1222811.4488
18 | 2666981.4964 | 1222785.9162
19 | 2666981.4255 | 1222795.5883
20 | 2667003.0062 | 1222786.479
21 | 2666932.7402 | 1222800.3551
22 | 2666957.6515 | 1222798.2207
23 | 2666898.17 | 1222805.7702
24 | 2666919.5862 | 1222823.1849
25 | 2666837.5957 | 1222738.6857
26 | 2666828.0663 | 1222717.9936
27 | 2666878.6199 | 1222650.6289
28 | 2666933.2374 | 1222662.8131
29 | 2666987.2768 | 1222748.3512
30 | 2666875.1157 | 1222817.2695
31 | 2666838.3846 | 1222812.9582
32 | 2666981.3911 | 1222799.9907
33 | 2667028.4761 | 1222787.1455
34 | 2666826.1192 | 1222735.3607
35 | 2666822.6317 | 1222756.1793
36 | 2666824.4339 | 1222711.6169
37 | 2666801.285 | 1222750.4147
38 | 2666819.1698 | 1222770.5459
39 | 2666817.3135 | 1222703.6082
40 | 2666780.4852 | 1222745.2997
41 | 2666816.6813 | 1222780.8728
42 | 2666789.4207 | 1222816.8679
43 | 2666819.5954 | 1222817.8848
44 | 2666783.1601 | 1222815.8542
45 | 2666785.2434 | 1222822.8027
46 | 2666825.8495 | 1222828.7797
47 | 2666684.0894 | 1222825.5982
48 | 2666662.9688 | 1222821.9657
49 | 2666698.8575 | 1222828.1381
50 | 2666667.591 | 1222848.7568
51 | 2666713.5712 | 1222852.5074
52 | 2666711.9448 | 1222864.3078
53 | 2666734.0739 | 1222844.01
54 | 2666660.8702 | 1222870.5177
55 | 2666693.0741 | 1222856.7545
56 | 2666647.3258 | 1222871.7558
57 | 2666671.1279 | 1222874.0076
58 | 2666634.2617 | 1222899.7375
59 | 2666747.9734 | 1222780.1909
60 | 2666730.3072 | 1222777.4183
61 | 2666774.3979 | 1222761.2527
62 | 2666708.1794 | 1222875.4506
63 | 2666754.435 | 1222835.5713
64 | 2666677.0658 | 1222887.8546
65 | 2666681.6512 | 1222889.4959
66 | 2666709.3901 | 1222774.1881
67 | 2666708.1054 | 1222784.2551
68 | 2666701.4329 | 1222895.4323
69 | 2666678.0646 | 1222905.2627
70 | 2666683.8179 | 1222944.3782
71 | 2666692.3336 | 1222979.1952
72 | 2666730.0521 | 1222965.3606
73 | 2666704.4962 | 1222896.4927
74 | 2666731.9527 | 1222964.3961
75 | 2666778.4135 | 1222956.3228
76 | 2666776.5128 | 1222952.864
77 | 2666813.0955 | 1222967.2076
78 | 2666731.8041 | 1222905.9459
79 | 2666900.8301 | 1222614.9778
80 | 2666872.4425 | 1222599.9494
81 | 2666923.1076 | 1222586.2624
82 | 2666876.2735 | 1222593.8107
83 | 2666859.1722 | 1222592.9292
84 | 2666852.6835 | 1222614.0089
85 | 2666846.9768 | 1222636.7538
86 | 2666843.7285 | 1222652.5231
87 | 2666796.6129 | 1222693.7052
88 | 2666775.8124 | 1222865.426
89 | 2666770.3327 | 1222867.3974
90 | 2666767.4963 | 1222876.8495
91 | 2666756.0392 | 1222874.9783
92 | 2666810.2318 | 1222894.888
93 | 2666810.0646 | 1222910.2038
94 | 2666747.4103 | 1222878.4253
95 | 2666792.4383 | 1222914.2865
96 | 2666763.4443 | 1222929.082
97 | 2666817.0735 | 1222982.4065
98 | 2666803.9369 | 1222950.7054
99 | 2666757.0926 | 1222921.7561
100 | 2666947.9824 | 1222943.6913
101 | 2666929.2467 | 1222951.8933
102 | 2666910.3838 | 1222960.151
103 | 2666894.3045 | 1222967.1901
104 | 2666929.1997 | 1222899.9286
105 | 2666901.8361 | 1222904.7082
106 | 2666879.2093 | 1222973.7984
107 | 2666981.1642 | 1222828.935
108 | 2666901.7399 | 1222896.4017
109 | 2666901.9811 | 1222917.4513
110 | 2666857.2376 | 1222885.2264
111 | 2666860.9901 | 1222912.7831
112 | 2666856.0955 | 1222879.0003
113 | 2666863.406 | 1222932.949
114 | 2666843.016 | 1222852.9509
115 | 2666882.8253 | 1222878.511
116 | 2666870.3592 | 1222956.6023
117 | 2666841.7774 | 1222850.5324
118 | 2666853.1825 | 1222844.3556
119 | 2666916.1465 | 1222896.0523
120 | 2666754.362 | 1222918.6068
121 | 2666759.9223 | 1222905.7989
122 | 2666891.4073 | 1222998.159
123 | 2666914.9627 | 1223045.2013
124 | 2666881.6301 | 1222821.1968
125 | 2666876.8228 | 1222822.2148
126 | 2666997.2503 | 1222749.2785
127 | 2667043.8891 | 1222766.1611
128 | 2667048.8237 | 1222752.2744
129 | 2667053.3704 | 1222695.1043
130 | 2666737.7879 | 1222889.0577
131 | 2666917.952 | 1223051.1721
132 | 2666927.8499 | 1223039.3083
133 | 2666904.0576 | 1223058.6164
134 | 2666864.7624 | 1222802.8932

## line_std_types
| c_nf_per_km | r_ohm_per_km | x_ohm_per_km | max_i_ka | type | q_mm2 | alpha | voltage_rating
NAYY 4x50 SE | 210 | 0.642 | 0.083 | 0.142 | cs | 50 | 0.00403 | LV
NAYY 4x120 SE | 264 | 0.225 | 0.08 | 0.242 | cs | 120 | 0.00403 | LV
NAYY 4x150 SE | 261 | 0.208 | 0.08 | 0.27 | cs | 150 | 0.00403 | LV
NA2XS2Y 1x95 RM/25 12/20 kV | 216 | 0.313 | 0.132 | 0.252 | cs | 95 | 0.00403 | MV
NA2XS2Y 1x185 RM/25 12/20 kV | 273 | 0.161 | 0.117 | 0.362 | cs | 185 | 0.00403 | MV
NA2XS2Y 1x240 RM/25 12/20 kV | 304 | 0.122 | 0.112 | 0.421 | cs | 240 | 0.00403 | MV
NA2XS2Y 1x95 RM/25 6/10 kV | 315 | 0.313 | 0.123 | 0.249 | cs | 95 | 0.00403 | MV
NA2XS2Y 1x185 RM/25 6/10 kV | 406 | 0.161 | 0.11 | 0.358 | cs | 185 | 0.00403 | MV
NA2XS2Y 1x240 RM/25 6/10 kV | 456 | 0.122 | 0.105 | 0.416 | cs | 240 | 0.00403 | MV
NA2XS2Y 1x150 RM/25 12/20 kV | 250 | 0.206 | 0.116 | 0.319 | cs | 150 | 0.00403 | MV
NA2XS2Y 1x120 RM/25 12/20 kV | 230 | 0.253 | 0.119 | 0.283 | cs | 120 | 0.00403 | MV
NA2XS2Y 1x70 RM/25 12/20 kV | 190 | 0.443 | 0.132 | 0.22 | cs | 70 | 0.00403 | MV
NA2XS2Y 1x150 RM/25 6/10 kV | 360 | 0.206 | 0.11 | 0.315 | cs | 150 | 0.00403 | MV
NA2XS2Y 1x120 RM/25 6/10 kV | 340 | 0.253 | 0.113 | 0.28 | cs | 120 | 0.00403 | MV
NA2XS2Y 1x70 RM/25 6/10 kV | 280 | 0.443 | 0.123 | 0.217 | cs | 70 | 0.00403 | MV
N2XS(FL)2Y 1x120 RM/35 64/110 kV | 112 | 0.153 | 0.166 | 0.366 | cs | 120 | 0.00393 | HV
N2XS(FL)2Y 1x185 RM/35 64/110 kV | 125 | 0.099 | 0.156 | 0.457 | cs | 185 | 0.00393 | HV
N2XS(FL)2Y 1x240 RM/35 64/110 kV | 135 | 0.075 | 0.149 | 0.526 | cs | 240 | 0.00393 | HV
N2XS(FL)2Y 1x300 RM/35 64/110 kV | 144 | 0.06 | 0.144 | 0.588 | cs | 300 | 0.00393 | HV
15-AL1/3-ST1A 0.4 | 11 | 1.8769 | 0.35 | 0.105 | ol | 16 | 0.00403 | LV
24-AL1/4-ST1A 0.4 | 11.25 | 1.2012 | 0.335 | 0.14 | ol | 24 | 0.00403 | LV
48-AL1/8-ST1A 0.4 | 12.2 | 0.5939 | 0.3 | 0.21 | ol | 48 | 0.00403 | LV
94-AL1/15-ST1A 0.4 | 13.2 | 0.306 | 0.29 | 0.35 | ol | 94 | 0.00403 | LV
34-AL1/6-ST1A 10.0 | 9.7 | 0.8342 | 0.36 | 0.17 | ol | 34 | 0.00403 | MV
48-AL1/8-ST1A 10.0 | 10.1 | 0.5939 | 0.35 | 0.21 | ol | 48 | 0.00403 | MV
70-AL1/11-ST1A 10.0 | 10.4 | 0.4132 | 0.339 | 0.29 | ol | 70 | 0.00403 | MV
94-AL1/15-ST1A 10.0 | 10.75 | 0.306 | 0.33 | 0.35 | ol | 94 | 0.00403 | MV
122-AL1/20-ST1A 10.0 | 11.1 | 0.2376 | 0.323 | 0.41 | ol | 122 | 0.00403 | MV
149-AL1/24-ST1A 10.0 | 11.25 | 0.194 | 0.315 | 0.47 | ol | 149 | 0.00403 | MV
34-AL1/6-ST1A 20.0 | 9.15 | 0.8342 | 0.382 | 0.17 | ol | 34 | 0.00403 | MV
48-AL1/8-ST1A 20.0 | 9.5 | 0.5939 | 0.372 | 0.21 | ol | 48 | 0.00403 | MV
70-AL1/11-ST1A 20.0 | 9.7 | 0.4132 | 0.36 | 0.29 | ol | 70 | 0.00403 | MV
94-AL1/15-ST1A 20.0 | 10 | 0.306 | 0.35 | 0.35 | ol | 94 | 0.00403 | MV
122-AL1/20-ST1A 20.0 | 10.3 | 0.2376 | 0.344 | 0.41 | ol | 122 | 0.00403 | MV
149-AL1/24-ST1A 20.0 | 10.5 | 0.194 | 0.337 | 0.47 | ol | 149 | 0.00403 | MV
184-AL1/30-ST1A 20.0 | 10.75 | 0.1571 | 0.33 | 0.535 | ol | 184 | 0.00403 | MV
243-AL1/39-ST1A 20.0 | 11 | 0.1188 | 0.32 | 0.645 | ol | 243 | 0.00403 | MV
48-AL1/8-ST1A 110.0 | 8 | 0.5939 | 0.46 | 0.21 | ol | 48 | 0.00403 | HV
70-AL1/11-ST1A 110.0 | 8.4 | 0.4132 | 0.45 | 0.29 | ol | 70 | 0.00403 | HV
94-AL1/15-ST1A 110.0 | 8.65 | 0.306 | 0.44 | 0.35 | ol | 94 | 0.00403 | HV
122-AL1/20-ST1A 110.0 | 8.5 | 0.2376 | 0.43 | 0.41 | ol | 122 | 0.00403 | HV
149-AL1/24-ST1A 110.0 | 8.75 | 0.194 | 0.41 | 0.47 | ol | 149 | 0.00403 | HV
184-AL1/30-ST1A 110.0 | 8.8 | 0.1571 | 0.4 | 0.535 | ol | 184 | 0.00403 | HV
243-AL1/39-ST1A 110.0 | 9 | 0.1188 | 0.39 | 0.645 | ol | 243 | 0.00403 | HV
305-AL1/39-ST1A 110.0 | 9.2 | 0.0949 | 0.38 | 0.74 | ol | 305 | 0.00403 | HV
490-AL1/64-ST1A 110.0 | 9.75 | 0.059 | 0.37 | 0.96 | ol | 490 | 0.00403 | HV
679-AL1/86-ST1A 110.0 | 9.95 | 0.042 | 0.36 | 1.15 | ol | 679 | 0.00403 | HV
490-AL1/64-ST1A 220.0 | 10 | 0.059 | 0.285 | 0.96 | ol | 490 | 0.00403 | HV
679-AL1/86-ST1A 220.0 | 11.7 | 0.042 | 0.275 | 1.15 | ol | 679 | 0.00403 | HV
490-AL1/64-ST1A 380.0 | 11 | 0.059 | 0.253 | 0.96 | ol | 490 | 0.00403 | HV
679-AL1/86-ST1A 380.0 | 14.6 | 0.042 | 0.25 | 1.15 | ol | 679 | 0.00403 | HV

## trafo_std_types
| i0_percent | pfe_kw | vkr_percent | sn_mva | vn_lv_kv | vn_hv_kv | vk_percent | shift_degree | vector_group | tap_side | tap_neutral | tap_min | tap_max | tap_step_degree | tap_step_percent | tap_phase_shifter
160 MVA 380/110 kV | 0.06 | 60 | 0.25 | 160 | 110 | 380 | 12.2 | 0 | Yy0 | hv | 0 | -9 | 9 | 0 | 1.5 | FALSE
100 MVA 220/110 kV | 0.06 | 55 | 0.26 | 100 | 110 | 220 | 12 | 0 | Yy0 | hv | 0 | -9 | 9 | 0 | 1.5 | FALSE
63 MVA 110/20 kV | 0.04 | 22 | 0.32 | 63 | 20 | 110 | 18 | 150 | YNd5 | hv | 0 | -9 | 9 | 0 | 1.5 | FALSE
40 MVA 110/20 kV | 0.05 | 18 | 0.34 | 40 | 20 | 110 | 16.2 | 150 | YNd5 | hv | 0 | -9 | 9 | 0 | 1.5 | FALSE
25 MVA 110/20 kV | 0.07 | 14 | 0.41 | 25 | 20 | 110 | 12 | 150 | YNd5 | hv | 0 | -9 | 9 | 0 | 1.5 | FALSE
63 MVA 110/10 kV | 0.04 | 22 | 0.32 | 63 | 10 | 110 | 18 | 150 | YNd5 | hv | 0 | -9 | 9 | 0 | 1.5 | FALSE
40 MVA 110/10 kV | 0.05 | 18 | 0.34 | 40 | 10 | 110 | 16.2 | 150 | YNd5 | hv | 0 | -9 | 9 | 0 | 1.5 | FALSE
25 MVA 110/10 kV | 0.07 | 14 | 0.41 | 25 | 10 | 110 | 12 | 150 | YNd5 | hv | 0 | -9 | 9 | 0 | 1.5 | FALSE
0.25 MVA 20/0.4 kV | 0.32 | 0.8 | 1.44 | 0.25 | 0.4 | 20 | 6 | 150 | Yzn5 | hv | 0 | -2 | 2 | 0 | 2.5 | FALSE
0.4 MVA 20/0.4 kV | 0.3375 | 1.35 | 1.425 | 0.4 | 0.4 | 20 | 6 | 150 | Dyn5 | hv | 0 | -2 | 2 | 0 | 2.5 | FALSE
0.63 MVA 20/0.4 kV | 0.2619 | 1.65 | 1.206 | 0.63 | 0.4 | 20 | 6 | 150 | Dyn5 | hv | 0 | -2 | 2 | 0 | 2.5 | FALSE
0.25 MVA 10/0.4 kV | 0.24 | 0.6 | 1.2 | 0.25 | 0.4 | 10 | 4 | 150 | Dyn5 | hv | 0 | -2 | 2 | 0 | 2.5 | FALSE
0.4 MVA 10/0.4 kV | 0.2375 | 0.95 | 1.325 | 0.4 | 0.4 | 10 | 4 | 150 | Dyn5 | hv | 0 | -2 | 2 | 0 | 2.5 | FALSE
0.63 MVA 10/0.4 kV | 0.1873 | 1.18 | 1.0794 | 0.63 | 0.4 | 10 | 4 | 150 | Dyn5 | hv | 0 | -2 | 2 | 0 | 2.5 | FALSE

## trafo3w_std_types
| sn_hv_mva | sn_mv_mva | sn_lv_mva | vn_hv_kv | vn_mv_kv | vn_lv_kv | vk_hv_percent | vk_mv_percent | vk_lv_percent | vkr_hv_percent | vkr_mv_percent | vkr_lv_percent | pfe_kw | i0_percent | shift_mv_degree | shift_lv_degree | vector_group | tap_side | tap_neutral | tap_min | tap_max | tap_step_percent
63/25/38 MVA 110/20/10 kV | 63 | 25 | 38 | 110 | 20 | 10 | 10.4 | 10.4 | 10.4 | 0.28 | 0.32 | 0.35 | 35 | 0.89 | 0 | 0 | YN0yn0yn0 | hv | 0 | -10 | 10 | 1.2
63/25/38 MVA 110/10/10 kV | 63 | 25 | 38 | 110 | 10 | 10 | 10.4 | 10.4 | 10.4 | 0.28 | 0.32 | 0.35 | 35 | 0.89 | 0 | 0 | YN0yn0yn0 | hv | 0 | -10 | 10 | 1.2

## fuse_std_types
| fuse_type | i_rated_a | t_avg | t_min | t_total | x_avg | x_min | x_total
HV 100A | HV 100A | 100 | 0 | [10.0, 3.64, 0.854, 0.281, 0.1, 0.0531, 0.022, 0.01] | [10.0, 4.267, 1.21, 0.403, 0.1, 0.058, 0.022, 0.01] | 0 | [300.0, 350.0, 450.0, 550.0, 700.0, 850.0, 1200.0, 1752.0] | [600.0, 700.0, 900.0, 1150.0, 1665.0, 2000.0, 3000.0, 4313.0]
HV 10A | HV 10A | 10 | 0 | [10.0, 1675.0, 0.344, 0.156, 0.1, 0.0417, 0.0171, 0.01] | [10.0, 1.3, 0.3, 0.155, 0.1, 0.0555, 0.023, 0.01] | 0 | [30.0, 32.0, 35.0, 37.0, 39.0, 50.0, 70.0, 88.0] | [60.0, 70.0, 80.0, 87.0, 94.0, 110.0, 150.0, 216.0]
HV 125A | HV 125A | 125 | 0 | [10.0, 1.82, 0.344, 0.1, 0.0467, 0.0269, 0.01] | [10.0, 2.478, 0.426, 0.1, 0.0427, 0.0211, 0.01] | 0 | [375.0, 500.0, 700.0, 925.0, 1200.0, 1500.0, 2341.0] | [750.0, 1000.0, 1500.0, 2200.0, 3000.0, 4000.0, 5765.0]
HV 160A | HV 160A | 160 | 0 | [10.0, 4.15, 1.03, 0.198, 0.1, 0.051, 0.0172, 0.01] | [10.0, 2.3, 0.734, 0.274, 0.1, 0.046, 0.0177, 0.01] | 0 | [480.0, 550.0, 700.0, 1000.0, 1260.0, 1600.0, 2500.0, 3227.0] | [960.0, 1300.0, 1700.0, 2200.0, 2996.0, 4000.0, 6000.0, 7946.0]
HV 16A | HV 16A | 16 | 0 | [10.0, 0.352, 0.164, 0.1, 0.0649, 0.0342, 0.01] | [10.0, 2.34, 0.722, 0.181, 0.1, 0.055, 0.0296, 0.01] | 0 | [48.0, 60.0, 65.0, 71.0, 80.0, 100.0, 162.0] | [96.0, 110.0, 125.0, 150.0, 168.0, 200.0, 250.0, 398.0]
HV 200A | HV 200A | 200 | 0 | [10.0, 4.267, 1.21, 0.403, 0.1, 0.058, 0.022, 0.01] | [10.0, 3.73, 1.654, 0.328, 0.1, 0.0531, 0.019, 0.01] | 0 | [600.0, 700.0, 900.0, 1150.0, 1665.0, 2000.0, 3000.0, 4313.0] | [1200.0, 1500.0, 1800.0, 2700.0, 3960.0, 5000.0, 7500.0, 10620.0]
HV 20A | HV 20A | 20 | 0 | [10.0, 1.3, 0.3, 0.155, 0.1, 0.0555, 0.023, 0.01] | [10.0, 1.3, 0.161, 0.1, 0.0611, 0.0399, 0.0141, 0.01] | 0 | [60.0, 70.0, 80.0, 87.0, 94.0, 110.0, 150.0, 216.0] | [120.0, 150.0, 200.0, 223.0, 260.0, 300.0, 450.0, 532.0]
HV 25A | HV 25A | 25 | 0 | [10.0, 2.512, 0.833, 0.299, 0.1, 0.0372, 0.0223, 0.01] | [10.0, 3.125, 0.597, 0.198, 0.1, 0.0378, 0.022, 0.01] | 0 | [75.0, 82.0, 90.0, 100.0, 124.0, 170.0, 200.0, 289.0] | [150.0, 170.0, 210.0, 250.0, 294.0, 400.0, 500.0, 711.0]
HV 31.5A | HV 31.5A | 31.5 | 0 | [10.0, 2.34, 0.722, 0.181, 0.1, 0.055, 0.0296, 0.01] | [10.0, 2.84, 0.368, 0.164, 0.1, 0.0621, 0.0378, 0.0195, 0.01] | 0 | [95.0, 110.0, 125.0, 150.0, 165.0, 200.0, 250.0, 390.0] | [189.0, 220.0, 300.0, 350.0, 393.0, 450.0, 530.0, 700.0, 960.0]
HV 40A | HV 40A | 40 | 0 | [10.0, 1.3, 0.161, 0.1, 0.0611, 0.0399, 0.0141, 0.01] | [10.0, 2.05, 0.369, 0.198, 0.1, 0.051, 0.0298, 0.01] | 0 | [120.0, 150.0, 200.0, 223.0, 260.0, 300.0, 450.0, 532.0] | [240.0, 300.0, 400.0, 450.0, 530.0, 650.0, 800.0, 1311.0]
HV 50A | HV 50A | 50 | 0 | [10.0, 3.215, 0.597, 0.198, 0.1, 0.0378, 0.022, 0.01] | [10.0, 3.64, 0.854, 0.281, 0.1, 0.0531, 0.022, 0.01] | 0 | [150.0, 170.0, 210.0, 250.0, 294.0, 400.0, 500.0, 711.0] | [300.0, 350.0, 450.0, 550.0, 700.0, 850.0, 1200.0, 1752.0]
HV 6.3A | HV 6.3A | 6.3 | 0 | [10.0, 1.39, 0.344, 0.168, 0.1, 0.056, 0.0263, 0.01] | [10.0, 1.711, 0.516, 0.198, 0.1, 0.0634, 0.0303, 0.01] | 0 | [19.0, 19.5, 20.4, 20.8, 22.0, 25.0, 32.0, 48.0] | [38.0, 40.0, 43.0, 48.0, 53.0, 60.0, 75.0, 118.0]
HV 63A | HV 63A | 63 | 0 | [10.0, 2.84, 0.368, 0.164, 0.1, 0.0621, 0.0378, 0.0195, 0.01] | [10.0, 1.82, 0.344, 0.1, 0.0467, 0.0269, 0.01] | 0 | [189.0, 220.0, 300.0, 350.0, 393.0, 450.0, 530.0, 700.0, 961.0] | [378.0, 500.0, 700.0, 934.0, 1200.0, 1500.0, 2366.0]
HV 80A | HV 80A | 80 | 0 | [10.0, 2.05, 0.369, 0.198, 0.1, 0.051, 0.0298, 0.01] | [10.0, 4.15, 1.03, 0.198, 0.1, 0.051, 0.0172, 0.01] | 0 | [240.0, 300.0, 400.0, 450.0, 530.0, 650.0, 800.0, 1311.0] | [480.0, 550.0, 700.0, 1000.0, 1260.0, 1600.0, 2500.0, 3227.0]
Siemens NH-1-100 | Siemens NH-1-100 | 100 | [5400.0, 2000.0, 400.0, 20.0, 1.0, 0.2, 0.012, 0.004] | 0 | 0 | [150.0, 190.0, 250.0, 430.0, 900.0, 1250.0, 2700.0, 3600.0] | 0 | 0
Siemens NH-1-125 | Siemens NH-1-125 | 125 | [4800.0, 120.0, 7.0, 0.1, 0.004] | 0 | 0 | [180.0, 400.0, 740.0, 2000.0, 4250.0] | 0 | 0
Siemens NH-1-16 | Siemens NH-1-16 | 16 | [4000.0, 400.0, 2.0, 0.1, 0.04, 0.01] | 0 | 0 | [26.0, 35.0, 75.0, 150.0, 200.0, 300.0] | 0 | 0
Siemens NH-1-160 | Siemens NH-1-160 | 160 | [4800.0, 120.0, 7.0, 0.1, 0.004] | 0 | 0 | [210.0, 500.0, 900.0, 2300.0, 5000.0] | 0 | 0
Siemens NH-1-25 | Siemens NH-1-25 | 25 | [4000.0, 1000.0, 10.0, 0.2, 0.02, 0.01] | 0 | 0 | [40.0, 50.0, 100.0, 210.0, 400.0, 500.0] | 0 | 0
Siemens NH-1-50 | Siemens NH-1-50 | 50 | [4000.0, 40.0, 4.0, 1.0, 0.02, 0.01] | 0 | 0 | [86.0, 200.0, 300.0, 400.0, 1000.0, 1280.0] | 0 | 0
Siemens NH-1-63 | Siemens NH-1-63 | 63 | [4000.0, 100.0, 10.0, 2.0, 0.04, 0.01] | 0 | 0 | [100.0, 200.0, 300.0, 400.0, 1000.0, 1500.0] | 0 | 0
Siemens NH-1-80 | Siemens NH-1-80 | 80 | [4800.0, 120.0, 7.0, 0.1, 0.01] | 0 | 0 | [150.58, 250.0, 450.0, 1150.0, 2470.0] | 0 | 0
Siemens NH-2-1000 | Siemens NH-2-1000 | 1000 | [4800.0, 120.0, 7.0, 0.1, 0.004] | 0 | 0 | [1900.0, 3500.0, 8400.0, 24000.0, 52000.0] | 0 | 0
Siemens NH-2-200 | Siemens NH-2-200 | 200 | [4800.0, 120.0, 7.0, 0.1, 0.004] | 0 | 0 | [280.0, 650.0, 1200.0, 3000.0, 7000.0] | 0 | 0
Siemens NH-2-224 | Siemens NH-2-224 | 224 | [4800.0, 120.0, 7.0, 0.2, 0.04, 0.004] | 0 | 0 | [400.0, 750.0, 1453.0, 3025.0, 4315.0, 7600.0] | 0 | 0
Siemens NH-2-250 | Siemens NH-2-250 | 250 | [4800.0, 120.0, 7.0, 0.1, 0.004] | 0 | 0 | [450.0, 800.0, 1650.0, 4000.0, 8500.0] | 0 | 0
Siemens NH-2-315 | Siemens NH-2-315 | 315 | [4800.0, 120.0, 7.0, 0.1, 0.004] | 0 | 0 | [550.0, 920.0, 1900.0, 5000.0, 11000.0] | 0 | 0
Siemens NH-2-355 | Siemens NH-2-355 | 355 | [4800.0, 120.0, 6.0, 0.1, 0.004] | 0 | 0 | [650.0, 1116.27, 2350.0, 5840.0, 12790.0] | 0 | 0
Siemens NH-2-400 | Siemens NH-2-400 | 400 | [4800.0, 120.0, 7.0, 0.1, 0.004] | 0 | 0 | [720.0, 1350.0, 2800.0, 6500.0, 15000.0] | 0 | 0
Siemens NH-2-425 | Siemens NH-2-425 | 425 | [4800.0, 120.0, 7.0, 0.1, 0.004] | 0 | 0 | [850.0, 1500.0, 3050.0, 7500.0, 16500.0] | 0 | 0
Siemens NH-2-630 | Siemens NH-2-630 | 630 | [4800.0, 120.0, 7.0, 0.1, 0.004] | 0 | 0 | [1200.0, 2000.0, 4800.0, 12000.0, 26000.0] | 0 | 0

## res_bus
| vm_pu | va_degree | p_mw | q_mvar
0 | 0.98586 | -0.27147 | 0.021744 | 0.0054496
1 | 0.9859 | -0.27067 | 0 | 0
2 | 0.98678 | -0.25345 | 0 | 0
3 | 0.98819 | -0.22607 | 0 | 0
4 | 0.98773 | -0.23508 | 0 | 0
5 | 0.98848 | -0.22045 | 0.0041566 | 0.0010417
6 | 0.9867 | -0.25483 | 0 | 0
7 | 0.98678 | -0.2534 | 0.0012996 | 0.00032572
8 | 0.98519 | -0.28435 | 0.0066522 | 0.0016672
9 | 0.97958 | -0.39353 | 0 | 0
10 | 0.97867 | -0.41139 | 0.015009 | 0.0037616
11 | 0.97972 | -0.39088 | 0.018182 | 0.0045569
12 | 0.98691 | -0.25102 | 0 | 0
13 | 0.98745 | -0.24046 | 0.0033026 | 0.00082771
14 | 0.9868 | -0.2531 | 0.0025765 | 0.00064573
15 | 0.99758 | -0.045841 | 0 | 0
16 | 0.99654 | -0.065749 | 0 | 0
17 | 1 | 0 | -0.48923 | -0.12481
18 | 0.98692 | -0.25057 | 0 | 0
19 | 0.98733 | -0.24258 | 0 | 0
20 | 0.986 | -0.26835 | 0.0014626 | 0.00036656
21 | 0.99057 | -0.18012 | 0 | 0
22 | 0.98867 | -0.21679 | 0.022063 | 0.0055295
23 | 0.99398 | -0.1145 | 0 | 0
24 | 0.98982 | -0.1946 | 0.023239 | 0.0058244
25 | 0.98855 | -0.21902 | 0.003046 | 0.00076341
26 | 0.9879 | -0.23176 | 0 | 0
27 | 0.98426 | -0.30232 | 0.0040911 | 0.0010253
28 | 0.97862 | -0.41247 | 0.0023366 | 0.00058562
29 | 0.98104 | -0.36487 | 0.0023798 | 0.00059643
30 | 0.9965 | -0.066498 | 0.001037 | 0.00025991
31 | 0.99948 | -0.0098535 | 0.0030384 | 0.00076148
32 | 0.98728 | -0.2437 | 0 | 0
33 | 0.98495 | -0.28878 | 0 | 0
34 | 0.98894 | -0.2116 | 0 | 0
35 | 0.99087 | -0.1742 | 0 | 0
36 | 0.98779 | -0.23389 | 0.0078656 | 0.0019713
37 | 0.99002 | -0.19065 | 0.0099514 | 0.0024941
38 | 0.99183 | -0.15568 | 0.0060322 | 0.0015118
39 | 0.9877 | -0.23551 | 0.005785 | 0.0014499
40 | 0.9894 | -0.20282 | 0 | 0
41 | 0.99231 | -0.14644 | 0 | 0
42 | 0.99465 | -0.10152 | 0 | 0
43 | 0.99729 | -0.051434 | 0 | 0
44 | 0.99461 | -0.10232 | 0.0072074 | 0.0018063
45 | 0.99379 | -0.11788 | 0 | 0
46 | 0.9963 | -0.070309 | 0.002086 | 0.00052279
47 | 0.97814 | -0.4204 | 0.0053486 | 0.0013405
48 | 0.9783 | -0.41737 | 0 | 0
49 | 0.97811 | -0.42107 | 0.0024268 | 0.00060821
50 | 0.97858 | -0.41191 | 0 | 0
51 | 0.98494 | -0.28784 | 0 | 0
52 | 0.98364 | -0.31305 | 0 | 0
53 | 0.98733 | -0.24157 | 0.0059773 | 0.0014981
54 | 0.97883 | -0.40686 | 0 | 0
55 | 0.97847 | -0.41406 | 0.0044127 | 0.0011059
56 | 0.97876 | -0.40828 | 0 | 0
57 | 0.979 | -0.40361 | 0.0061144 | 0.0015324
58 | 0.97864 | -0.41073 | 0.0042953 | 0.0010765
59 | 0.98792 | -0.23143 | 0 | 0
60 | 0.98747 | -0.24021 | 0.013737 | 0.0034428
61 | 0.98889 | -0.21259 | 0.0044416 | 0.0011132
62 | 0.98237 | -0.33773 | 0.0066111 | 0.0016569
63 | 0.98983 | -0.19349 | 0.0056608 | 0.0014187
64 | 0.9794 | -0.39568 | 0 | 0
65 | 0.9795 | -0.39368 | 0 | 0
66 | 0.9872 | -0.24541 | 0 | 0
67 | 0.98708 | -0.2479 | 0.013737 | 0.0034428
68 | 0.98022 | -0.3796 | 0 | 0
69 | 0.97928 | -0.3981 | 0.0022932 | 0.00057474
70 | 0.97881 | -0.40734 | 0.0056639 | 0.0014195
71 | 0.97857 | -0.41197 | 0 | 0
72 | 0.97831 | -0.41716 | 0.004106 | 0.0010291
73 | 0.98001 | -0.38384 | 0.0083189 | 0.0020849
74 | 0.9783 | -0.41728 | 0.0029839 | 0.00074784
75 | 0.97581 | -0.46621 | 0 | 0
76 | 0.97588 | -0.46487 | 0.0093368 | 0.00234
77 | 0.97513 | -0.47953 | 0 | 0
78 | 0.9783 | -0.41732 | 0 | 0
79 | 0.98285 | -0.32995 | 0 | 0
80 | 0.98201 | -0.34625 | 0 | 0
81 | 0.98257 | -0.33532 | 0.0081828 | 0.0020508
82 | 0.98194 | -0.34759 | 0.010243 | 0.0025672
83 | 0.98176 | -0.3511 | 0 | 0
84 | 0.9814 | -0.35831 | 0.0089582 | 0.0022451
85 | 0.9812 | -0.36215 | 0 | 0
86 | 0.98107 | -0.36476 | 0.0089566 | 0.0022447
87 | 0.98765 | -0.23658 | 0.0026036 | 0.00065253
88 | 0.97757 | -0.4315 | 0.0048477 | 0.0012149
89 | 0.9776 | -0.43099 | 0.0031018 | 0.00077738
90 | 0.97768 | -0.42936 | 0 | 0
91 | 0.97778 | -0.42745 | 0.0050192 | 0.0012579
92 | 0.97621 | -0.45834 | 0.0032071 | 0.00080378
93 | 0.97626 | -0.45739 | 0 | 0
94 | 0.97789 | -0.42525 | 0 | 0
95 | 0.97631 | -0.45633 | 0.0055421 | 0.001389
96 | 0.97658 | -0.45099 | 0 | 0
97 | 0.97504 | -0.48129 | 0.006129 | 0.0015361
98 | 0.9749 | -0.48399 | 0.012481 | 0.0031281
99 | 0.97691 | -0.44449 | 0.0047767 | 0.0011971
100 | 0.9877 | -0.23641 | 0.0056679 | 0.0014205
101 | 0.98781 | -0.23433 | 0.0059014 | 0.001479
102 | 0.98803 | -0.23008 | 0.0050294 | 0.0012605
103 | 0.9883 | -0.22488 | 0.0054539 | 0.0013669
104 | 0.99028 | -0.18644 | 0.0036961 | 0.00092633
105 | 0.99037 | -0.1846 | 0 | 0
106 | 0.98863 | -0.2184 | 0.0023111 | 0.00057921
107 | 0.9869 | -0.25105 | 0.014196 | 0.0035579
108 | 0.99045 | -0.18303 | 0 | 0
109 | 0.99029 | -0.18617 | 0.0069434 | 0.0017402
110 | 0.99182 | -0.15659 | 0.0016605 | 0.00041615
111 | 0.99076 | -0.17709 | 0.0028839 | 0.00072278
112 | 0.99207 | -0.15174 | 0 | 0
113 | 0.99004 | -0.19104 | 0.0026052 | 0.00065293
114 | 0.99406 | -0.11326 | 0.0060983 | 0.0015284
115 | 0.9913 | -0.1667 | 0.0040924 | 0.0010256
116 | 0.98922 | -0.2069 | 0.0026916 | 0.00067458
117 | 0.99427 | -0.10939 | 0 | 0
118 | 0.99425 | -0.10973 | 0.0015022 | 0.00037649
119 | 0.99023 | -0.18732 | 0.01679 | 0.0042081
120 | 0.97707 | -0.44134 | 0 | 0
121 | 0.97694 | -0.44387 | 0.0092798 | 0.0023257
122 | 0.9884 | -0.22275 | 0.0078547 | 0.0019686
123 | 0.98835 | -0.2238 | 0 | 0
124 | 0.99646 | -0.06721 | 0.0033041 | 0.00082808
125 | 0.99648 | -0.066884 | 0.00090008 | 0.00022558
126 | 0.9814 | -0.35799 | 0.0039164 | 0.00098155
127 | 0.98335 | -0.3198 | 0 | 0
128 | 0.98331 | -0.32056 | 0 | 0
129 | 0.98316 | -0.3235 | 0.0028427 | 0.00071246
130 | 0.97808 | -0.42155 | 0 | 0
131 | 0.98835 | -0.22388 | 0 | 0
132 | 0.98835 | -0.2239 | 0.00039115 | 9.8032e-05
133 | 0.98834 | -0.22408 | 0.0007182 | 0.00018
134 | 0.99998 | 149.9956 | 0 | 0

## res_line
| p_from_mw | q_from_mvar | p_to_mw | q_to_mvar | pl_mw | ql_mvar | i_from_ka | i_to_ka | i_ka | vm_from_pu | va_from_degree | vm_to_pu | va_to_degree | loading_percent
0 | -0.021744 | -0.0054496 | 0.021745 | 0.0054501 | 8.2598e-07 | 5.0256e-07 | 0.03282 | 0.03282 | 0.03282 | 0.98586 | -0.27147 | 0.9859 | -0.27067 | 9.0165
1 | -0.021745 | -0.0054501 | 0.021763 | 0.005461 | 1.7848e-05 | 1.0859e-05 | 0.03282 | 0.03282 | 0.03282 | 0.9859 | -0.27067 | 0.98678 | -0.25345 | 9.0164
2 | -0.021763 | -0.005461 | 0.021763 | 0.0054612 | 3.6252e-07 | 2.2055e-07 | 0.03282 | 0.03282 | 0.03282 | 0.98678 | -0.25345 | 0.9868 | -0.2531 | 9.0164
3 | 0.027676 | 0.0069554 | -0.027664 | -0.0069481 | 1.1894e-05 | 7.3783e-06 | 0.041681 | 0.041681 | 0.041681 | 0.98819 | -0.22607 | 0.98773 | -0.23508 | 11.4509
4 | -0.027676 | -0.0069554 | 0.027683 | 0.0069601 | 7.4288e-06 | 4.6083e-06 | 0.041681 | 0.041681 | 0.041681 | 0.98819 | -0.22607 | 0.98848 | -0.22045 | 11.4509
5 | 0.027664 | 0.0069481 | -0.027657 | -0.0069437 | 7.0946e-06 | 4.4012e-06 | 0.041681 | 0.041681 | 0.041681 | 0.98773 | -0.23508 | 0.98745 | -0.24046 | 11.451
6 | -0.03184 | -0.0080018 | 0.031842 | 0.0080032 | 2.1719e-06 | 1.3577e-06 | 0.047938 | 0.047938 | 0.047938 | 0.98848 | -0.22045 | 0.98855 | -0.21902 | 13.1699
7 | -0.047271 | -0.011917 | 0.047275 | 0.011919 | 3.2421e-06 | 2.0533e-06 | 0.071313 | 0.071313 | 0.071313 | 0.9867 | -0.25483 | 0.98678 | -0.2534 | 19.5915
8 | 0.047271 | 0.011917 | -0.047205 | -0.011875 | 6.666e-05 | 4.2217e-05 | 0.071313 | 0.071313 | 0.071313 | 0.9867 | -0.25483 | 0.98519 | -0.28435 | 19.5916
9 | -0.048574 | -0.012245 | 0.048625 | 0.012277 | 5.0347e-05 | 3.1902e-05 | 0.073273 | 0.073273 | 0.073273 | 0.98678 | -0.2534 | 0.9879 | -0.23176 | 20.1299
10 | 0.040553 | 0.010208 | -0.040518 | -0.010186 | 3.4801e-05 | 2.1958e-05 | 0.061266 | 0.061266 | 0.061266 | 0.98519 | -0.28435 | 0.98426 | -0.30232 | 16.8313
11 | 0.01736 | 0.0043557 | -0.017346 | -0.0043469 | 1.4771e-05 | 8.7414e-06 | 0.026373 | 0.026373 | 0.026373 | 0.97958 | -0.39353 | 0.97867 | -0.41139 | 7.2453
12 | -0.01736 | -0.0043557 | 0.017363 | 0.004357 | 2.192e-06 | 1.297e-06 | 0.026373 | 0.026373 | 0.026373 | 0.97958 | -0.39353 | 0.97972 | -0.39088 | 7.2452
13 | 0.0023368 | 0.00058537 | -0.0023366 | -0.00058562 | 1.1987e-07 | -2.4147e-07 | 0.0035528 | 0.0035529 | 0.0035529 | 0.97867 | -0.41139 | 0.97862 | -0.41247 | 0.97608
14 | -0.035545 | -0.0089139 | 0.035589 | 0.0089416 | 4.4136e-05 | 2.7738e-05 | 0.053988 | 0.053988 | 0.053988 | 0.97972 | -0.39088 | 0.98104 | -0.36487 | 14.8319
15 | -0.024342 | -0.0061084 | 0.024354 | 0.006116 | 1.2265e-05 | 7.539e-06 | 0.036705 | 0.036705 | 0.036705 | 0.98691 | -0.25102 | 0.98745 | -0.24046 | 10.0837
16 | 0.024342 | 0.0061084 | -0.02434 | -0.0061069 | 2.4245e-06 | 1.4903e-06 | 0.036705 | 0.036705 | 0.036705 | 0.98691 | -0.25102 | 0.9868 | -0.2531 | 10.0837
17 | 0.11212 | 0.028582 | -0.11202 | -0.028513 | 0.00010763 | 6.8749e-05 | 0.16742 | 0.16742 | 0.16742 | 0.99758 | -0.045841 | 0.99654 | -0.065749 | 45.9936
18 | -0.11212 | -0.028582 | 0.11237 | 0.028741 | 0.00024869 | 0.00015885 | 0.16742 | 0.16742 | 0.16742 | 0.99758 | -0.045841 | 1 | 0 | 45.9936
19 | 0.0052415 | 0.0013135 | -0.0052413 | -0.0013135 | 1.8707e-07 | 1.3625e-08 | 0.0078265 | 0.0078266 | 0.0078266 | 0.99654 | -0.065749 | 0.9965 | -0.066498 | 2.1502
20 | 0.10677 | 0.0272 | -0.10652 | -0.02704 | 0.00025046 | 0.00015996 | 0.15959 | 0.15959 | 0.15959 | 0.99654 | -0.065749 | 0.99398 | -0.1145 | 43.8435
21 | 0.37521 | 0.096066 | -0.37503 | -0.095952 | 0.00017898 | 0.00011436 | 0.55904 | 0.55904 | 0.55904 | 1 | 0 | 0.99948 | -0.0098535 | 51.194
22 | -0.04643 | -0.011749 | 0.046448 | 0.01176 | 1.7799e-05 | 1.1267e-05 | 0.070044 | 0.070044 | 0.070044 | 0.98692 | -0.25057 | 0.98733 | -0.24258 | 19.243
23 | 0.04643 | 0.011749 | -0.04639 | -0.011724 | 3.9588e-05 | 2.5062e-05 | 0.070044 | 0.070044 | 0.070044 | 0.98692 | -0.25057 | 0.986 | -0.26835 | 19.243
24 | 0.014202 | 0.0035611 | -0.014201 | -0.0035607 | 7.5644e-07 | 4.2782e-07 | 0.021404 | 0.021404 | 0.021404 | 0.98733 | -0.24258 | 0.98728 | -0.2437 | 5.8803
25 | -0.06065 | -0.015322 | 0.060725 | 0.015369 | 7.5085e-05 | 4.7748e-05 | 0.091448 | 0.091448 | 0.091448 | 0.98733 | -0.24258 | 0.98867 | -0.21679 | 25.1232
26 | 0.044928 | 0.011358 | -0.044884 | -0.01133 | 4.3969e-05 | 2.7815e-05 | 0.067837 | 0.067837 | 0.067837 | 0.986 | -0.26835 | 0.98495 | -0.28878 | 18.6366
27 | 0.082933 | 0.020992 | -0.082788 | -0.020899 | 0.0001457 | 9.2924e-05 | 0.12465 | 0.12465 | 0.12465 | 0.99057 | -0.18012 | 0.98867 | -0.21679 | 34.2458
28 | -0.10619 | -0.026826 | 0.10652 | 0.02704 | 0.00033516 | 0.00021405 | 0.15959 | 0.15959 | 0.15959 | 0.99057 | -0.18012 | 0.99398 | -0.1145 | 43.8436
29 | 0.023255 | 0.0058342 | -0.023239 | -0.0058244 | 1.6038e-05 | 9.8134e-06 | 0.034936 | 0.034936 | 0.034936 | 0.99057 | -0.18012 | 0.98982 | -0.1946 | 9.5979
30 | -0.034888 | -0.0087666 | 0.034901 | 0.0087743 | 1.2361e-05 | 7.7577e-06 | 0.052523 | 0.052523 | 0.052523 | 0.98855 | -0.21902 | 0.98894 | -0.2116 | 14.4295
31 | 0.016257 | 0.0040747 | -0.016255 | -0.0040738 | 1.6501e-06 | 9.6212e-07 | 0.024487 | 0.024487 | 0.024487 | 0.9879 | -0.23176 | 0.98779 | -0.23389 | 6.7271
32 | -0.064881 | -0.016351 | 0.064944 | 0.016391 | 6.2639e-05 | 3.9865e-05 | 0.09776 | 0.09776 | 0.09776 | 0.9879 | -0.23176 | 0.98894 | -0.2116 | 26.857
33 | 0.036427 | 0.0091603 | -0.036379 | -0.0091301 | 4.8016e-05 | 3.0194e-05 | 0.055081 | 0.055081 | 0.055081 | 0.98426 | -0.30232 | 0.98285 | -0.32995 | 15.1322
34 | -0.037969 | -0.009538 | 0.037981 | 0.0095459 | 1.2468e-05 | 7.853e-06 | 0.057597 | 0.057597 | 0.057597 | 0.98104 | -0.36487 | 0.9814 | -0.35799 | 15.8235
35 | 0.0042043 | 0.0010536 | -0.0042042 | -0.0010536 | 7.7323e-08 | -1.8667e-08 | 0.006278 | 0.006278 | 0.006278 | 0.9965 | -0.066498 | 0.99648 | -0.066884 | 1.7247
36 | 0.37199 | 0.09519 | -0.37125 | -0.094713 | 0.00074721 | 0.00047745 | 0.55452 | 0.55452 | 0.55452 | 0.99948 | -0.0098535 | 0.99729 | -0.051434 | 50.7798
37 | 0.014201 | 0.0035607 | -0.014196 | -0.0035579 | 4.9729e-06 | 2.8126e-06 | 0.021404 | 0.021404 | 0.021404 | 0.98728 | -0.2437 | 0.9869 | -0.25105 | 5.8803
38 | 0.044884 | 0.01133 | -0.044817 | -0.011288 | 6.6586e-05 | 4.2125e-05 | 0.067837 | 0.067838 | 0.067838 | 0.98495 | -0.28878 | 0.98335 | -0.3198 | 18.6367
39 | -0.099845 | -0.025166 | 0.10002 | 0.02528 | 0.00017902 | 0.0001143 | 0.15028 | 0.15028 | 0.15028 | 0.98894 | -0.2116 | 0.99087 | -0.1742 | 41.2865
40 | 0.041975 | 0.01056 | -0.041942 | -0.010539 | 3.2963e-05 | 2.0812e-05 | 0.063049 | 0.063049 | 0.063049 | 0.99087 | -0.1742 | 0.99002 | -0.19065 | 17.3212
41 | -0.142 | -0.03584 | 0.14212 | 0.03592 | 0.0001261 | 8.0324e-05 | 0.21333 | 0.21333 | 0.21333 | 0.99087 | -0.1742 | 0.99183 | -0.15568 | 29.3038
42 | 0.0083894 | 0.0021024 | -0.0083887 | -0.0021022 | 6.4662e-07 | 2.7565e-07 | 0.012638 | 0.012638 | 0.012638 | 0.98779 | -0.23389 | 0.9877 | -0.23551 | 3.472
43 | 0.031991 | 0.0080451 | -0.031972 | -0.0080335 | 1.8578e-05 | 1.1615e-05 | 0.048092 | 0.048092 | 0.048092 | 0.99002 | -0.19065 | 0.9894 | -0.20282 | 13.2121
44 | -0.14816 | -0.037432 | 0.14822 | 0.037474 | 6.5666e-05 | 4.1614e-05 | 0.22238 | 0.22238 | 0.22238 | 0.99183 | -0.15568 | 0.99231 | -0.14644 | 20.3646
45 | 0.0026037 | 0.00065232 | -0.0026036 | -0.00065253 | 1.3241e-07 | -2.0894e-07 | 0.0039226 | 0.0039227 | 0.0039227 | 0.9877 | -0.23551 | 0.98765 | -0.23658 | 1.0777
46 | 0.031972 | 0.0080335 | -0.031957 | -0.0080241 | 1.4897e-05 | 9.3134e-06 | 0.048092 | 0.048092 | 0.048092 | 0.9894 | -0.20282 | 0.98889 | -0.21259 | 13.2121
47 | -0.14822 | -0.037474 | 0.14854 | 0.037676 | 0.00032006 | 0.00020283 | 0.22238 | 0.22238 | 0.22238 | 0.99231 | -0.14644 | 0.99465 | -0.10152 | 20.3646
48 | -0.2856 | -0.072765 | 0.2863 | 0.073206 | 0.00069198 | 0.00044169 | 0.42769 | 0.42769 | 0.42769 | 0.99465 | -0.10152 | 0.99729 | -0.051434 | 39.1658
49 | 0.0072076 | 0.0018064 | -0.0072074 | -0.0018063 | 2.7652e-07 | 9.4659e-08 | 0.010783 | 0.010783 | 0.010783 | 0.99465 | -0.10152 | 0.99461 | -0.10232 | 2.9623
50 | 0.12985 | 0.033282 | -0.12975 | -0.033216 | 0.00010291 | 6.5767e-05 | 0.19453 | 0.19453 | 0.19453 | 0.99465 | -0.10152 | 0.99379 | -0.11788 | 53.4415
51 | 0.084949 | 0.021506 | -0.084872 | -0.021457 | 7.6905e-05 | 4.9053e-05 | 0.12683 | 0.12683 | 0.12683 | 0.99729 | -0.051434 | 0.9963 | -0.070309 | 34.8424
52 | 0.12975 | 0.033216 | -0.12928 | -0.032914 | 0.00047324 | 0.00030244 | 0.19453 | 0.19453 | 0.19453 | 0.99379 | -0.11788 | 0.98983 | -0.19349 | 53.4416
53 | 0.082787 | 0.020935 | -0.082632 | -0.020836 | 0.00015486 | 9.876e-05 | 0.12371 | 0.12371 | 0.12371 | 0.9963 | -0.070309 | 0.99427 | -0.10939 | 33.9866
54 | -0.0077755 | -0.0019486 | 0.0077766 | 0.001949 | 1.1244e-06 | 4.5058e-07 | 0.011829 | 0.011828 | 0.011829 | 0.97814 | -0.4204 | 0.9783 | -0.41737 | 3.2496
55 | 0.0024268 | 0.00060807 | -0.0024268 | -0.00060821 | 7.659e-08 | -1.3907e-07 | 0.0036918 | 0.0036919 | 0.0036919 | 0.97814 | -0.4204 | 0.97811 | -0.42107 | 1.0143
56 | -0.0077766 | -0.001949 | 0.0077786 | 0.0019498 | 2.0224e-06 | 8.1022e-07 | 0.011828 | 0.011828 | 0.011828 | 0.9783 | -0.41737 | 0.97858 | -0.41191 | 3.2496
57 | -0.012192 | -0.0030557 | 0.012195 | 0.0030573 | 2.9355e-06 | 1.5925e-06 | 0.018539 | 0.018539 | 0.018539 | 0.97858 | -0.41191 | 0.97883 | -0.40686 | 5.0931
58 | 0.0044131 | 0.0011059 | -0.0044127 | -0.0011059 | 4.5103e-07 | -4.6849e-08 | 0.0067105 | 0.0067107 | 0.0067107 | 0.97858 | -0.41191 | 0.97847 | -0.41406 | 1.8436
59 | 0.11709 | 0.029648 | -0.11695 | -0.029557 | 0.00014159 | 9.0467e-05 | 0.17701 | 0.17701 | 0.17701 | 0.98494 | -0.28784 | 0.98364 | -0.31305 | 48.629
60 | -0.11709 | -0.029648 | 0.11735 | 0.029814 | 0.00026077 | 0.00016661 | 0.17701 | 0.17701 | 0.17701 | 0.98494 | -0.28784 | 0.98733 | -0.24157 | 48.629
61 | 0.11695 | 0.029557 | -0.11681 | -0.029469 | 0.00013818 | 8.8283e-05 | 0.17701 | 0.17701 | 0.17701 | 0.98364 | -0.31305 | 0.98237 | -0.33773 | 48.629
62 | -0.12333 | -0.031312 | 0.12362 | 0.031495 | 0.000286 | 0.00018276 | 0.18602 | 0.18602 | 0.18602 | 0.98733 | -0.24157 | 0.98983 | -0.19349 | 51.1038
63 | 0.0042961 | 0.0010764 | -0.0042958 | -0.0010764 | 2.922e-07 | -4.2614e-08 | 0.0065308 | 0.0065308 | 0.0065308 | 0.97883 | -0.40686 | 0.97876 | -0.40828 | 1.7942
64 | -0.016491 | -0.0041337 | 0.016493 | 0.0041352 | 2.5554e-06 | 1.4992e-06 | 0.025069 | 0.025069 | 0.025069 | 0.97883 | -0.40686 | 0.979 | -0.40361 | 6.8872
65 | 0.0042958 | 0.0010764 | -0.0042953 | -0.0010765 | 5.0006e-07 | -7.2835e-08 | 0.0065308 | 0.006531 | 0.006531 | 0.97876 | -0.40828 | 0.97864 | -0.41073 | 1.7942
66 | -0.022608 | -0.0056676 | 0.022616 | 0.0056728 | 8.544e-06 | 5.2255e-06 | 0.034363 | 0.034363 | 0.034363 | 0.979 | -0.40361 | 0.9794 | -0.39568 | 9.4404
67 | 0.027491 | 0.0068956 | -0.027479 | -0.0068885 | 1.1499e-05 | 7.1303e-06 | 0.041409 | 0.041409 | 0.041409 | 0.98792 | -0.23143 | 0.98747 | -0.24021 | 11.3761
68 | -0.027491 | -0.0068956 | 0.027515 | 0.006911 | 2.4717e-05 | 1.5326e-05 | 0.041409 | 0.041409 | 0.041409 | 0.98792 | -0.23143 | 0.98889 | -0.21259 | 11.376
69 | 0.013742 | 0.0034457 | -0.013739 | -0.0034438 | 3.4037e-06 | 1.9077e-06 | 0.020709 | 0.020709 | 0.020709 | 0.98747 | -0.24021 | 0.9872 | -0.24541 | 5.6892
70 | 0.1102 | 0.027812 | -0.10998 | -0.027671 | 0.00022052 | 0.00014087 | 0.167 | 0.167 | 0.167 | 0.98237 | -0.33773 | 0.98022 | -0.3796 | 45.8779
71 | -0.022616 | -0.0056728 | 0.022618 | 0.0056741 | 2.1511e-06 | 1.3156e-06 | 0.034363 | 0.034363 | 0.034363 | 0.9794 | -0.39568 | 0.9795 | -0.39368 | 9.4404
72 | -0.037678 | -0.0094514 | 0.037703 | 0.0094673 | 2.5309e-05 | 1.5938e-05 | 0.057241 | 0.057241 | 0.057241 | 0.9795 | -0.39368 | 0.98022 | -0.3796 | 15.7256
73 | 0.015059 | 0.0037772 | -0.015056 | -0.0037754 | 3.1738e-06 | 1.8278e-06 | 0.022878 | 0.022878 | 0.022878 | 0.9795 | -0.39368 | 0.97928 | -0.3981 | 6.2853
74 | 0.013739 | 0.0034438 | -0.013737 | -0.0034428 | 1.6321e-06 | 9.1482e-07 | 0.020709 | 0.020709 | 0.020709 | 0.9872 | -0.24541 | 0.98708 | -0.2479 | 5.6892
75 | 0.072279 | 0.018204 | -0.072265 | -0.018194 | 1.4643e-05 | 9.3308e-06 | 0.10975 | 0.10975 | 0.10975 | 0.98022 | -0.3796 | 0.98001 | -0.38384 | 30.1523
76 | 0.012763 | 0.0032007 | -0.012757 | -0.0031976 | 5.6157e-06 | 3.0934e-06 | 0.019394 | 0.019394 | 0.019394 | 0.97928 | -0.3981 | 0.97881 | -0.40734 | 5.328
77 | 0.0070933 | 0.0017781 | -0.0070917 | -0.0017775 | 1.563e-06 | 5.4992e-07 | 0.010784 | 0.010784 | 0.010784 | 0.97881 | -0.40734 | 0.97857 | -0.41197 | 2.9625
78 | 0.0070917 | 0.0017775 | -0.0070899 | -0.0017769 | 1.7563e-06 | 6.1819e-07 | 0.010784 | 0.010784 | 0.010784 | 0.97857 | -0.41197 | 0.97831 | -0.41716 | 2.9626
79 | 0.0029839 | 0.00074782 | -0.0029839 | -0.00074784 | 1.6464e-08 | -1.6225e-08 | 0.0045386 | 0.0045386 | 0.0045386 | 0.97831 | -0.41716 | 0.9783 | -0.41728 | 1.2469
80 | 0.063946 | 0.016109 | -0.063843 | -0.016044 | 0.00010222 | 6.5059e-05 | 0.097123 | 0.097123 | 0.097123 | 0.98001 | -0.38384 | 0.9783 | -0.41732 | 26.6823
81 | -0.018625 | -0.0046728 | 0.018626 | 0.0046735 | 1.194e-06 | 7.1485e-07 | 0.028404 | 0.028404 | 0.028404 | 0.97581 | -0.46621 | 0.97588 | -0.46487 | 7.8032
82 | 0.018625 | 0.0046728 | -0.018613 | -0.0046658 | 1.182e-05 | 7.0772e-06 | 0.028404 | 0.028404 | 0.028404 | 0.97581 | -0.46621 | 0.97513 | -0.47953 | 7.8032
83 | -0.027963 | -0.0070136 | 0.027982 | 0.0070251 | 1.8502e-05 | 1.1502e-05 | 0.04264 | 0.04264 | 0.04264 | 0.97588 | -0.46487 | 0.97658 | -0.45099 | 11.7144
84 | 0.0061295 | 0.0015362 | -0.006129 | -0.0015361 | 5.154e-07 | 1.339e-07 | 0.0093534 | 0.0093534 | 0.0093534 | 0.97513 | -0.47953 | 0.97504 | -0.48129 | 2.5696
85 | 0.012484 | 0.0031296 | -0.012481 | -0.0031281 | 2.6517e-06 | 1.4541e-06 | 0.01905 | 0.01905 | 0.01905 | 0.97513 | -0.47953 | 0.9749 | -0.48399 | 5.2336
86 | 0.012976 | 0.0032543 | -0.012974 | -0.0032528 | 2.6172e-06 | 1.4501e-06 | 0.019738 | 0.019738 | 0.019738 | 0.9783 | -0.41732 | 0.97808 | -0.42155 | 5.4226
87 | 0.050867 | 0.01279 | -0.050809 | -0.012753 | 5.8269e-05 | 3.6967e-05 | 0.077385 | 0.077385 | 0.077385 | 0.9783 | -0.41732 | 0.97707 | -0.44134 | 21.2597
88 | 0.028194 | 0.0070784 | -0.028172 | -0.0070648 | 2.1901e-05 | 1.3611e-05 | 0.042689 | 0.042689 | 0.042689 | 0.98285 | -0.32995 | 0.98201 | -0.34625 | 11.7279
89 | 0.0081849 | 0.0020517 | -0.0081828 | -0.0020508 | 2.0929e-06 | 8.79e-07 | 0.012392 | 0.012392 | 0.012392 | 0.98285 | -0.32995 | 0.98257 | -0.33532 | 3.4044
90 | 0.010244 | 0.0025675 | -0.010243 | -0.0025672 | 6.5334e-07 | 3.2666e-07 | 0.015522 | 0.015522 | 0.015522 | 0.98201 | -0.34625 | 0.98194 | -0.34759 | 4.2644
91 | 0.017928 | 0.0044973 | -0.017924 | -0.0044948 | 4.1458e-06 | 2.4638e-06 | 0.027167 | 0.027167 | 0.027167 | 0.98201 | -0.34625 | 0.98176 | -0.3511 | 7.4635
92 | 0.017924 | 0.0044948 | -0.017918 | -0.0044912 | 6.1575e-06 | 3.6596e-06 | 0.027167 | 0.027167 | 0.027167 | 0.98176 | -0.3511 | 0.9814 | -0.35831 | 7.4636
93 | 0.0089594 | 0.002246 | -0.0089578 | -0.0022453 | 1.638e-06 | 7.4933e-07 | 0.013585 | 0.013585 | 0.013585 | 0.9814 | -0.35831 | 0.9812 | -0.36215 | 3.7321
94 | 0.0089578 | 0.0022453 | -0.0089566 | -0.0022447 | 1.1142e-06 | 5.0978e-07 | 0.013585 | 0.013585 | 0.013585 | 0.9812 | -0.36215 | 0.98107 | -0.36476 | 3.7321
95 | -0.0048477 | -0.0012149 | 0.0048478 | 0.0012149 | 1.1891e-07 | 3.0851e-09 | 0.0073789 | 0.0073789 | 0.0073789 | 0.97757 | -0.4315 | 0.9776 | -0.43099 | 2.0272
96 | -0.0079496 | -0.0019923 | 0.0079502 | 0.0019926 | 6.1602e-07 | 2.5357e-07 | 0.0121 | 0.0121 | 0.0121 | 0.9776 | -0.43099 | 0.97768 | -0.42936 | 3.3242
97 | -0.0079502 | -0.0019926 | 0.0079509 | 0.0019929 | 7.234e-07 | 2.9773e-07 | 0.0121 | 0.0121 | 0.0121 | 0.97768 | -0.42936 | 0.97778 | -0.42745 | 3.3242
98 | -0.01297 | -0.0032508 | 0.012971 | 0.0032516 | 1.3576e-06 | 7.5228e-07 | 0.019738 | 0.019738 | 0.019738 | 0.97778 | -0.42745 | 0.97789 | -0.42525 | 5.4226
99 | -0.0032071 | -0.00080378 | 0.0032073 | 0.00080367 | 1.4453e-07 | -1.0915e-07 | 0.0048885 | 0.0048885 | 0.0048885 | 0.97621 | -0.45834 | 0.97626 | -0.45739 | 1.343
100 | -0.0032073 | -0.00080367 | 0.0032074 | 0.00080355 | 1.6214e-07 | -1.2247e-07 | 0.0048885 | 0.0048884 | 0.0048885 | 0.97626 | -0.45739 | 0.97631 | -0.45633 | 1.343
101 | -0.012971 | -0.0032516 | 0.012974 | 0.0032528 | 2.2878e-06 | 1.2677e-06 | 0.019738 | 0.019738 | 0.019738 | 0.97789 | -0.42525 | 0.97808 | -0.42155 | 5.4226
102 | -0.0087495 | -0.0021925 | 0.0087517 | 0.0021935 | 2.2246e-06 | 1.0065e-06 | 0.013335 | 0.013335 | 0.013335 | 0.97631 | -0.45633 | 0.97658 | -0.45099 | 3.6635
103 | -0.036734 | -0.0092186 | 0.036745 | 0.0092258 | 1.1392e-05 | 7.1698e-06 | 0.055975 | 0.055975 | 0.055975 | 0.97658 | -0.45099 | 0.97691 | -0.44449 | 15.3778
104 | -0.041522 | -0.010423 | 0.041528 | 0.010427 | 6.2534e-06 | 3.95e-06 | 0.063251 | 0.063251 | 0.063251 | 0.97691 | -0.44449 | 0.97707 | -0.44134 | 17.3766
105 | -0.0056679 | -0.0014205 | 0.0056684 | 0.0014206 | 5.5921e-07 | 9.6103e-08 | 0.0085389 | 0.0085388 | 0.0085389 | 0.9877 | -0.23641 | 0.98781 | -0.23433 | 2.3459
106 | -0.01157 | -0.0028996 | 0.011572 | 0.0029009 | 2.3455e-06 | 1.2375e-06 | 0.017429 | 0.017428 | 0.017429 | 0.98781 | -0.23433 | 0.98803 | -0.23008 | 4.7881
107 | -0.016602 | -0.0041614 | 0.016606 | 0.0041638 | 4.1149e-06 | 2.4087e-06 | 0.025003 | 0.025003 | 0.025003 | 0.98803 | -0.23008 | 0.9883 | -0.22488 | 6.869
108 | -0.02206 | -0.0055306 | 0.022066 | 0.0055348 | 6.8171e-06 | 4.1517e-06 | 0.033215 | 0.033214 | 0.033215 | 0.9883 | -0.22488 | 0.98863 | -0.2184 | 9.1249
109 | -0.0036961 | -0.00092633 | 0.0036964 | 0.00092618 | 3.235e-07 | -1.5282e-07 | 0.0055539 | 0.0055537 | 0.0055539 | 0.99028 | -0.18644 | 0.99037 | -0.1846 | 1.5258
110 | -0.01064 | -0.0026665 | 0.010641 | 0.0026669 | 7.9625e-07 | 4.0269e-07 | 0.015987 | 0.015987 | 0.015987 | 0.99037 | -0.1846 | 0.99045 | -0.18303 | 4.392
111 | 0.0069439 | 0.0017403 | -0.0069434 | -0.0017402 | 5.2028e-07 | 1.6898e-07 | 0.010433 | 0.010433 | 0.010433 | 0.99037 | -0.1846 | 0.99029 | -0.18617 | 2.8663
112 | 0.008966 | 0.0022463 | -0.0089641 | -0.0022455 | 1.8605e-06 | 8.4147e-07 | 0.013495 | 0.013495 | 0.013495 | 0.98863 | -0.2184 | 0.9884 | -0.22275 | 3.7074
113 | -0.033343 | -0.0083603 | 0.033362 | 0.0083718 | 1.8276e-05 | 1.1448e-05 | 0.050188 | 0.050188 | 0.050188 | 0.98863 | -0.2184 | 0.98922 | -0.2069 | 13.7878
114 | 0.016794 | 0.0042101 | -0.01679 | -0.0042081 | 3.4302e-06 | 2.0105e-06 | 0.025231 | 0.025231 | 0.025231 | 0.99045 | -0.18303 | 0.99023 | -0.18732 | 6.9316
115 | -0.027435 | -0.006877 | 0.027456 | 0.0068903 | 2.1371e-05 | 1.3245e-05 | 0.041218 | 0.041218 | 0.041218 | 0.99045 | -0.18303 | 0.9913 | -0.1667 | 11.3235
116 | 0.041636 | 0.010481 | -0.041596 | -0.010455 | 4.0757e-05 | 2.5725e-05 | 0.062483 | 0.062483 | 0.062483 | 0.99182 | -0.15659 | 0.99076 | -0.17709 | 17.1657
117 | -0.043297 | -0.010897 | 0.043307 | 0.010904 | 1.0021e-05 | 6.3318e-06 | 0.064974 | 0.064974 | 0.064974 | 0.99182 | -0.15659 | 0.99207 | -0.15174 | 17.8501
118 | 0.038712 | 0.0097327 | -0.038686 | -0.0097164 | 2.5783e-05 | 1.6239e-05 | 0.058152 | 0.058152 | 0.058152 | 0.99076 | -0.17709 | 0.99004 | -0.19104 | 15.9758
119 | -0.074878 | -0.018834 | 0.075016 | 0.018922 | 0.00013794 | 8.7904e-05 | 0.11233 | 0.11233 | 0.11233 | 0.99207 | -0.15174 | 0.99406 | -0.11326 | 30.8611
120 | 0.031571 | 0.00793 | -0.031549 | -0.0079159 | 2.2508e-05 | 1.406e-05 | 0.04736 | 0.04736 | 0.04736 | 0.99207 | -0.15174 | 0.9913 | -0.1667 | 13.0111
121 | 0.036081 | 0.0090635 | -0.036053 | -0.0090464 | 2.7283e-05 | 1.7143e-05 | 0.054236 | 0.054236 | 0.054236 | 0.99004 | -0.19104 | 0.98922 | -0.2069 | 14.9001
122 | -0.081114 | -0.02045 | 0.081129 | 0.02046 | 1.5033e-05 | 9.5858e-06 | 0.12146 | 0.12146 | 0.12146 | 0.99406 | -0.11326 | 0.99427 | -0.10939 | 33.3689
123 | 0.0015022 | 0.00037634 | -0.0015022 | -0.00037649 | 2.4584e-08 | -1.5248e-07 | 0.0022482 | 0.0022482 | 0.0022482 | 0.99427 | -0.10939 | 0.99425 | -0.10973 | 0.61765
124 | 0.0092809 | 0.0023263 | -0.0092798 | -0.0023257 | 1.1188e-06 | 5.2904e-07 | 0.014134 | 0.014134 | 0.014134 | 0.97707 | -0.44134 | 0.97694 | -0.44387 | 3.8831
125 | 0.0011094 | 0.00027693 | -0.0011094 | -0.00027757 | 5.5017e-08 | -6.3905e-07 | 0.0016698 | 0.00167 | 0.00167 | 0.9884 | -0.22275 | 0.98835 | -0.2238 | 0.4588
126 | 0.00071821 | 0.00017972 | -0.00071821 | -0.0001798 | 2.9258e-09 | -8.3657e-08 | 0.0010812 | 0.0010812 | 0.0010812 | 0.98835 | -0.2238 | 0.98835 | -0.22388 | 0.29704
127 | 0.00039115 | 9.7851e-05 | -0.00039115 | -9.8032e-05 | 1.8427e-09 | -1.8042e-07 | 0.00058884 | 0.0005889 | 0.0005889 | 0.98835 | -0.2238 | 0.98835 | -0.2239 | 0.16179
128 | -0.0033041 | -0.00082808 | 0.0033041 | 0.00082804 | 5.1365e-08 | -4.0423e-08 | 0.004934 | 0.004934 | 0.004934 | 0.99646 | -0.06721 | 0.99648 | -0.066884 | 1.3555
129 | -0.041898 | -0.010527 | 0.041974 | 0.010576 | 7.6522e-05 | 4.8334e-05 | 0.063536 | 0.063535 | 0.063536 | 0.9814 | -0.35799 | 0.98335 | -0.3198 | 17.4548
130 | 0.0028432 | 0.00071186 | -0.0028431 | -0.00071199 | 1.0227e-07 | -1.2147e-07 | 0.0043022 | 0.0043022 | 0.0043022 | 0.98335 | -0.3198 | 0.98331 | -0.32056 | 1.1819
131 | 0.0028431 | 0.00071199 | -0.0028427 | -0.00071246 | 3.9816e-07 | -4.727e-07 | 0.0043022 | 0.0043025 | 0.0043025 | 0.98331 | -0.32056 | 0.98316 | -0.3235 | 1.182
132 | 0.00071821 | 0.0001798 | -0.0007182 | -0.00018 | 6.911e-09 | -1.9758e-07 | 0.0010812 | 0.0010813 | 0.0010813 | 0.98835 | -0.22388 | 0.98834 | -0.22408 | 0.29706

## res_trafo
| p_hv_mw | q_hv_mvar | p_lv_mw | q_lv_mvar | pl_mw | ql_mvar | i_hv_ka | i_lv_ka | vm_hv_pu | va_hv_degree | vm_lv_pu | va_lv_degree | loading_percent
0 | -1.2729e-15 | -1.3162e-15 | 0.00165 | 1.2699e-07 | 0.00165 | 1.2699e-07 | 5.2857e-17 | 0.0023815 | 0.99998 | 149.9956 | 1 | 0 | 0.2619

## res_ext_grid
| p_mw | q_mvar
0 | 0.49792 | 0.12698

## res_load
| p_mw | q_mvar
0 | 0.021744 | 0.0054496
1 | 0.0041566 | 0.0010417
2 | 0.0012996 | 0.00032572
3 | 0.0066522 | 0.0016672
4 | 0.015009 | 0.0037616
5 | 0.018182 | 0.0045569
6 | 0.0033026 | 0.00082771
7 | 0.0025765 | 0.00064573
8 | 0.0086889 | 0.0021776
9 | 0.0014626 | 0.00036656
10 | 0.022063 | 0.0055295
11 | 0.023239 | 0.0058244
12 | 0.003046 | 0.00076341
13 | 0.0040911 | 0.0010253
14 | 0.0023366 | 0.00058562
15 | 0.0023798 | 0.00059643
16 | 0.001037 | 0.00025991
17 | 0.0030384 | 0.00076148
18 | 0.0078656 | 0.0019713
19 | 0.0099514 | 0.0024941
20 | 0.0060322 | 0.0015118
21 | 0.005785 | 0.0014499
22 | 0.0072074 | 0.0018063
23 | 0.002086 | 0.00052279
24 | 0.0053486 | 0.0013405
25 | 0.0024268 | 0.00060821
26 | 0.0059773 | 0.0014981
27 | 0.0044127 | 0.0011059
28 | 0.0061144 | 0.0015324
29 | 0.0042953 | 0.0010765
30 | 0.013737 | 0.0034428
31 | 0.0044416 | 0.0011132
32 | 0.0066111 | 0.0016569
33 | 0.0056608 | 0.0014187
34 | 0.013737 | 0.0034428
35 | 0.0022932 | 0.00057474
36 | 0.0056639 | 0.0014195
37 | 0.004106 | 0.0010291
38 | 0.0083189 | 0.0020849
39 | 0.0029839 | 0.00074784
40 | 0.0093368 | 0.00234
41 | 0.0081828 | 0.0020508
42 | 0.010243 | 0.0025672
43 | 0.0089582 | 0.0022451
44 | 0.0089566 | 0.0022447
45 | 0.0026036 | 0.00065253
46 | 0.0048477 | 0.0012149
47 | 0.0031018 | 0.00077738
48 | 0.0050192 | 0.0012579
49 | 0.0032071 | 0.00080378
50 | 0.0055421 | 0.001389
51 | 0.006129 | 0.0015361
52 | 0.012481 | 0.0031281
53 | 0.0047767 | 0.0011971
54 | 0.0056679 | 0.0014205
55 | 0.0059014 | 0.001479
56 | 0.0050294 | 0.0012605
57 | 0.0054539 | 0.0013669
58 | 0.0036961 | 0.00092633
59 | 0.0023111 | 0.00057921
60 | 0.014196 | 0.0035579
61 | 0.0069434 | 0.0017402
62 | 0.0016605 | 0.00041615
63 | 0.0028839 | 0.00072278
64 | 0.0026052 | 0.00065293
65 | 0.0060983 | 0.0015284
66 | 0.0040924 | 0.0010256
67 | 0.0026916 | 0.00067458
68 | 0.0015022 | 0.00037649
69 | 0.01679 | 0.0042081
70 | 0.0092798 | 0.0023257
71 | 0.0078547 | 0.0019686
72 | 0.0033041 | 0.00082808
73 | 0.00090008 | 0.00022558
74 | 0.0039164 | 0.00098155
75 | 0.0028427 | 0.00071246
76 | 0.00039115 | 9.8032e-05
77 | 0.0007182 | 0.00018

## dtypes
| element | column | dtype
0 | bus | name | object
1 | bus | vn_kv | float64
2 | bus | type | object
3 | bus | zone | object
4 | bus | in_service | bool
5 | load | name | object
6 | load | bus | uint32
7 | load | p_mw | float64
8 | load | q_mvar | float64
9 | load | const_z_percent | float64
10 | load | const_i_percent | float64
11 | load | sn_mva | float64
12 | load | scaling | float64
13 | load | in_service | bool
14 | load | type | object
15 | ext_grid | name | object
16 | ext_grid | bus | uint32
17 | ext_grid | vm_pu | float64
18 | ext_grid | va_degree | float64
19 | ext_grid | slack_weight | float64
20 | ext_grid | in_service | bool
21 | line | name | object
22 | line | std_type | object
23 | line | from_bus | uint32
24 | line | to_bus | uint32
25 | line | length_km | float64
26 | line | r_ohm_per_km | float64
27 | line | x_ohm_per_km | float64
28 | line | c_nf_per_km | float64
29 | line | g_us_per_km | float64
30 | line | max_i_ka | float64
31 | line | df | float64
32 | line | parallel | uint32
33 | line | type | object
34 | line | in_service | bool
35 | trafo | name | object
36 | trafo | std_type | object
37 | trafo | hv_bus | uint32
38 | trafo | lv_bus | uint32
39 | trafo | sn_mva | float64
40 | trafo | vn_hv_kv | float64
41 | trafo | vn_lv_kv | float64
42 | trafo | vk_percent | float64
43 | trafo | vkr_percent | float64
44 | trafo | pfe_kw | float64
45 | trafo | i0_percent | float64
46 | trafo | shift_degree | float64
47 | trafo | tap_side | object
48 | trafo | tap_neutral | int32
49 | trafo | tap_min | int32
50 | trafo | tap_max | int32
51 | trafo | tap_step_percent | float64
52 | trafo | tap_step_degree | float64
53 | trafo | tap_pos | int32
54 | trafo | tap_phase_shifter | bool
55 | trafo | parallel | uint32
56 | trafo | df | float64
57 | trafo | in_service | bool
58 | line_geodata | coords | object
59 | bus_geodata | x | float64
60 | bus_geodata | y | float64
61 | bus_geodata | coords | object
62 | res_bus | vm_pu | float64
63 | res_bus | va_degree | float64
64 | res_bus | p_mw | float64
65 | res_bus | q_mvar | float64
66 | res_line | p_from_mw | float64
67 | res_line | q_from_mvar | float64
68 | res_line | p_to_mw | float64
69 | res_line | q_to_mvar | float64
70 | res_line | pl_mw | float64
71 | res_line | ql_mvar | float64
72 | res_line | i_from_ka | float64
73 | res_line | i_to_ka | float64
74 | res_line | i_ka | float64
75 | res_line | vm_from_pu | float64
76 | res_line | va_from_degree | float64
77 | res_line | vm_to_pu | float64
78 | res_line | va_to_degree | float64
79 | res_line | loading_percent | float64
80 | res_trafo | p_hv_mw | float64
81 | res_trafo | q_hv_mvar | float64
82 | res_trafo | p_lv_mw | float64
83 | res_trafo | q_lv_mvar | float64
84 | res_trafo | pl_mw | float64
85 | res_trafo | ql_mvar | float64
86 | res_trafo | i_hv_ka | float64
87 | res_trafo | i_lv_ka | float64
88 | res_trafo | vm_hv_pu | float64
89 | res_trafo | va_hv_degree | float64
90 | res_trafo | vm_lv_pu | float64
91 | res_trafo | va_lv_degree | float64
92 | res_trafo | loading_percent | float64
93 | res_ext_grid | p_mw | float64
94 | res_ext_grid | q_mvar | float64
95 | res_load | p_mw | float64
96 | res_load | q_mvar | float64

## parameters
| version | format_version | converged | OPF_converged | name | f_hz | sn_mva
0 | 2.14.6 | 2.14.0 | TRUE | FALSE |  | 50 | 1