## bus
| name | vn_kv | type | zone | in_service
0 | bus_LV_1026-6_0_4_node_0 | 0.4 | n |  | TRUE
1 | bus_LV_1026-6_0_4_node_1 | 0.4 | n |  | TRUE
2 | bus_LV_1026-6_0_4_node_2 | 0.4 | n |  | TRUE
3 | bus_LV_1026-6_0_4_node_3 | 0.4 | n |  | TRUE
4 | bus_LV_1026-6_0_4_node_19 | 0.4 | n |  | TRUE
5 | bus_LV_1026-6_0_4_node_8 | 0.4 | n |  | TRUE
6 | bus_LV_1026-6_0_4_node_18 | 0.4 | n |  | TRUE
7 | bus_LV_1026-6_0_4_node_24 | 0.4 | n |  | TRUE
8 | bus_LV_1026-6_0_4_node_176 | 0.4 | n |  | TRUE
9 | bus_LV_1026-6_0_4_node_22 | 0.4 | n |  | TRUE
10 | bus_LV_1026-6_0_4_node_5 | 0.4 | n |  | TRUE
11 | bus_LV_1026-6_0_4_node_6 | 0.4 | n |  | TRUE
12 | bus_LV_1026-6_0_4_node_7 | 0.4 | n |  | TRUE
13 | bus_LV_1026-6_0_4_node_10 | 0.4 | n |  | TRUE
14 | bus_LV_1026-6_0_4_node_208 | 0.4 | n |  | TRUE
15 | bus_LV_1026-6_0_4_node_9 | 0.4 | n |  | TRUE
16 | bus_LV_1026-6_0_4_node_12 | 0.4 | n |  | TRUE
17 | bus_LV_1026-6_0_4_node_13 | 0.4 | n |  | TRUE
18 | bus_LV_1026-6_0_4_node_168 | 0.4 | n |  | TRUE
19 | bus_LV_1026-6_0_4_node_169 | 0.4 | n |  | TRUE
20 | bus_LV_1026-6_0_4_node_25 | 0.4 | n |  | TRUE
21 | bus_LV_1026-6_0_4_node_20 | 0.4 | n |  | TRUE
22 | bus_LV_1026-6_0_4_node_21 | 0.4 | n |  | TRUE
23 | bus_LV_1026-6_0_4_node_23 | 0.4 | n |  | TRUE
24 | bus_LV_1026-6_0_4_node_30 | 0.4 | n |  | TRUE
25 | bus_LV_1026-6_0_4_node_66 | 0.4 | n |  | TRUE
26 | bus_LV_1026-6_0_4_node_206 | 0.4 | n |  | TRUE
27 | bus_LV_1026-6_0_4_node_158 | 0.4 | n |  | TRUE
28 | bus_LV_1026-6_0_4_node_197 | 0.4 | n |  | TRUE
29 | bus_LV_1026-6_0_4_node_64 | 0.4 | n |  | TRUE
30 | bus_LV_1026-6_0_4_node_207 | 0.4 | n |  | TRUE
31 | bus_LV_1026-6_0_4_node_26 | 0.4 | n |  | TRUE
32 | bus_LV_1026-6_0_4_node_27 | 0.4 | n |  | TRUE
33 | bus_LV_1026-6_0_4_node_28 | 0.4 | n |  | TRUE
34 | bus_LV_1026-6_0_4_node_29 | 0.4 | n |  | TRUE
35 | bus_LV_1026-6_0_4_node_142 | 0.4 | n |  | TRUE
36 | bus_LV_1026-6_0_4_node_86 | 0.4 | n |  | TRUE
37 | bus_LV_1026-6_0_4_node_31 | 0.4 | n |  | TRUE
38 | bus_LV_1026-6_0_4_node_32 | 0.4 | n |  | TRUE
39 | bus_LV_1026-6_0_4_node_33 | 0.4 | n |  | TRUE
40 | bus_LV_1026-6_0_4_node_34 | 0.4 | n |  | TRUE
41 | bus_LV_1026-6_0_4_node_35 | 0.4 | n |  | TRUE
42 | bus_LV_1026-6_0_4_node_67 | 0.4 | n |  | TRUE
43 | bus_LV_1026-6_0_4_node_68 | 0.4 | n |  | TRUE
44 | bus_LV_1026-6_0_4_node_92 | 0.4 | n |  | TRUE
45 | bus_LV_1026-6_0_4_node_89 | 0.4 | n |  | TRUE
46 | bus_LV_1026-6_0_4_node_130 | 0.4 | n |  | TRUE
47 | bus_LV_1026-6_0_4_node_90 | 0.4 | n |  | TRUE
48 | bus_LV_1026-6_0_4_node_40 | 0.4 | n |  | TRUE
49 | bus_LV_1026-6_0_4_node_41 | 0.4 | n |  | TRUE
50 | bus_LV_1026-6_0_4_node_42 | 0.4 | n |  | TRUE
51 | bus_LV_1026-6_0_4_node_43 | 0.4 | n |  | TRUE
52 | bus_LV_1026-6_0_4_node_44 | 0.4 | n |  | TRUE
53 | bus_LV_1026-6_0_4_node_45 | 0.4 | n |  | TRUE
54 | bus_LV_1026-6_0_4_node_79 | 0.4 | n |  | TRUE
55 | bus_LV_1026-6_0_4_node_76 | 0.4 | n |  | TRUE
56 | bus_LV_1026-6_0_4_node_184 | 0.4 | n |  | TRUE
57 | bus_LV_1026-6_0_4_node_80 | 0.4 | n |  | TRUE
58 | bus_LV_1026-6_0_4_node_77 | 0.4 | n |  | TRUE
59 | bus_LV_1026-6_0_4_node_78 | 0.4 | n |  | TRUE
60 | bus_LV_1026-6_0_4_node_56 | 0.4 | n |  | TRUE
61 | bus_LV_1026-6_0_4_node_57 | 0.4 | n |  | TRUE
62 | bus_LV_1026-6_0_4_node_58 | 0.4 | n |  | TRUE
63 | bus_LV_1026-6_0_4_node_59 | 0.4 | n |  | TRUE
64 | bus_LV_1026-6_0_4_node_60 | 0.4 | n |  | TRUE
65 | bus_LV_1026-6_0_4_node_61 | 0.4 | n |  | TRUE
66 | bus_LV_1026-6_0_4_node_149 | 0.4 | n |  | TRUE
67 | bus_LV_1026-6_0_4_node_87 | 0.4 | n |  | TRUE
68 | bus_LV_1026-6_0_4_node_164 | 0.4 | n |  | TRUE
69 | bus_LV_1026-6_0_4_node_147 | 0.4 | n |  | TRUE
70 | bus_LV_1026-6_0_4_node_148 | 0.4 | n |  | TRUE
71 | bus_LV_1026-6_0_4_node_146 | 0.4 | n |  | TRUE
72 | bus_LV_1026-6_0_4_node_161 | 0.4 | n |  | TRUE
73 | bus_LV_1026-6_0_4_node_159 | 0.4 | n |  | TRUE
74 | bus_LV_1026-6_0_4_node_88 | 0.4 | n |  | TRUE
75 | bus_LV_1026-6_0_4_node_154 | 0.4 | n |  | TRUE
76 | bus_LV_1026-6_0_4_node_62 | 0.4 | n |  | TRUE
77 | bus_LV_1026-6_0_4_node_63 | 0.4 | n |  | TRUE
78 | bus_LV_1026-6_0_4_node_65 | 0.4 | n |  | TRUE
79 | bus_LV_1026-6_0_4_node_196 | 0.4 | n |  | TRUE
80 | bus_LV_1026-6_0_4_node_91 | 0.4 | n |  | TRUE
81 | bus_LV_1026-6_0_4_node_81 | 0.4 | n |  | TRUE
82 | bus_LV_1026-6_0_4_node_117 | 0.4 | n |  | TRUE
83 | bus_LV_1026-6_0_4_node_115 | 0.4 | n |  | TRUE
84 | bus_LV_1026-6_0_4_node_82 | 0.4 | n |  | TRUE
85 | bus_LV_1026-6_0_4_node_83 | 0.4 | n |  | TRUE
86 | bus_LV_1026-6_0_4_node_84 | 0.4 | n |  | TRUE
87 | bus_LV_1026-6_0_4_node_85 | 0.4 | n |  | TRUE
88 | bus_LV_1026-6_0_4_node_112 | 0.4 | n |  | TRUE
89 | bus_LV_1026-6_0_4_node_162 | 0.4 | n |  | TRUE
90 | bus_LV_1026-6_0_4_node_93 | 0.4 | n |  | TRUE
91 | bus_LV_1026-6_0_4_node_94 | 0.4 | n |  | TRUE
92 | bus_LV_1026-6_0_4_node_118 | 0.4 | n |  | TRUE
93 | bus_LV_1026-6_0_4_node_163 | 0.4 | n |  | TRUE
94 | bus_LV_1026-6_0_4_node_113 | 0.4 | n |  | TRUE
95 | bus_LV_1026-6_0_4_node_114 | 0.4 | n |  | TRUE
96 | bus_LV_1026-6_0_4_node_116 | 0.4 | n |  | TRUE
97 | bus_LV_1026-6_0_4_node_145 | 0.4 | n |  | TRUE
98 | bus_LV_1026-6_0_4_node_175 | 0.4 | n |  | TRUE
99 | bus_LV_1026-6_0_4_node_124 | 0.4 | n |  | TRUE
100 | bus_LV_1026-6_0_4_node_125 | 0.4 | n |  | TRUE
101 | bus_LV_1026-6_0_4_node_126 | 0.4 | n |  | TRUE
102 | bus_LV_1026-6_0_4_node_127 | 0.4 | n |  | TRUE
103 | bus_LV_1026-6_0_4_node_128 | 0.4 | n |  | TRUE
104 | bus_LV_1026-6_0_4_node_129 | 0.4 | n |  | TRUE
105 | bus_LV_1026-6_0_4_node_191 | 0.4 | n |  | TRUE
106 | bus_LV_1026-6_0_4_node_213 | 0.4 | n |  | TRUE
107 | bus_LV_1026-6_0_4_node_214 | 0.4 | n |  | TRUE
108 | bus_LV_1026-6_0_4_node_143 | 0.4 | n |  | TRUE
109 | bus_LV_1026-6_0_4_node_192 | 0.4 | n |  | TRUE
110 | bus_LV_1026-6_0_4_node_144 | 0.4 | n |  | TRUE
111 | bus_LV_1026-6_0_4_node_155 | 0.4 | n |  | TRUE
112 | bus_LV_1026-6_0_4_node_174 | 0.4 | n |  | TRUE
113 | bus_LV_1026-6_0_4_node_180 | 0.4 | n |  | TRUE
114 | bus_LV_1026-6_0_4_node_182 | 0.4 | n |  | TRUE
115 | bus_LV_1026-6_0_4_node_179 | 0.4 | n |  | TRUE
116 | bus_LV_1026-6_0_4_node_201 | 0.4 | n |  | TRUE
117 | bus_LV_1026-6_0_4_node_160 | 0.4 | n |  | TRUE
118 | bus_LV_1026-6_0_4_node_156 | 0.4 | n |  | TRUE
119 | bus_LV_1026-6_0_4_node_157 | 0.4 | n |  | TRUE
120 | bus_LV_1026-6_0_4_node_181 | 0.4 | n |  | TRUE
121 | bus_MV_353_0_node_293 | 20 | n |  | TRUE

## load
| name | bus | p_mw | q_mvar | const_z_percent | const_i_percent | sn_mva | scaling | in_service | type
0 | LV_1026-6_0_4_load_0 | 0 | 0.00088282 | 0.00022126 | 0 | 0 |  | 1 | TRUE | wye
1 | LV_1026-6_0_4_load_1 | 1 | 0.0018632 | 0.00046696 | 0 | 0 |  | 1 | TRUE | wye
2 | LV_1026-6_0_4_load_3 | 3 | 0.0037739 | 0.00094582 | 0 | 0 |  | 1 | TRUE | wye
3 | LV_1026-6_0_4_load_18 | 6 | 0.00058183 | 0.00014582 | 0 | 0 |  | 1 | TRUE | wye
4 | LV_1026-6_0_4_load_176 | 8 | 0.0009508 | 0.00023829 | 0 | 0 |  | 1 | TRUE | wye
5 | LV_1026-6_0_4_load_5 | 10 | 0.001335 | 0.00033459 | 0 | 0 |  | 1 | TRUE | wye
6 | LV_1026-6_0_4_load_6 | 11 | 0.00081013 | 0.00020304 | 0 | 0 |  | 1 | TRUE | wye
7 | LV_1026-6_0_4_load_208 | 14 | 0.00084029 | 0.0002106 | 0 | 0 |  | 1 | TRUE | wye
8 | LV_1026-6_0_4_load_12 | 16 | 0.0044516 | 0.0011157 | 0 | 0 |  | 1 | TRUE | wye
9 | LV_1026-6_0_4_load_168 | 18 | 0.0014377 | 0.00036032 | 0 | 0 |  | 1 | TRUE | wye
10 | LV_1026-6_0_4_load_169 | 19 | 0.0020358 | 0.00051021 | 0 | 0 |  | 1 | TRUE | wye
11 | LV_1026-6_0_4_load_20 | 21 | 0.0018106 | 0.00045378 | 0 | 0 |  | 1 | TRUE | wye
12 | LV_1026-6_0_4_load_21 | 22 | 0.0018293 | 0.00045847 | 0 | 0 |  | 1 | TRUE | wye
13 | LV_1026-6_0_4_load_23 | 23 | 0.0041176 | 0.001032 | 0 | 0 |  | 1 | TRUE | wye
14 | LV_1026-6_0_4_load_30 | 24 | 0.002703 | 0.00067744 | 0 | 0 |  | 1 | TRUE | wye
15 | LV_1026-6_0_4_load_206 | 26 | 0.0028099 | 0.00070423 | 0 | 0 |  | 1 | TRUE | wye
16 | LV_1026-6_0_4_load_158 | 27 | 0.00095681 | 0.0002398 | 0 | 0 |  | 1 | TRUE | wye
17 | LV_1026-6_0_4_load_197 | 28 | 0.0041578 | 0.001042 | 0 | 0 |  | 1 | TRUE | wye
18 | LV_1026-6_0_4_load_207 | 30 | 0.0016877 | 0.00042298 | 0 | 0 |  | 1 | TRUE | wye
19 | LV_1026-6_0_4_load_26 | 31 | 0.0044013 | 0.0011031 | 0 | 0 |  | 1 | TRUE | wye
20 | LV_1026-6_0_4_load_27 | 32 | 0.0075088 | 0.0018819 | 0 | 0 |  | 1 | TRUE | wye
21 | LV_1026-6_0_4_load_28 | 33 | 0.0043207 | 0.0010829 | 0 | 0 |  | 1 | TRUE | wye
22 | LV_1026-6_0_4_load_29 | 34 | 0.0047434 | 0.0011888 | 0 | 0 |  | 1 | TRUE | wye
23 | LV_1026-6_0_4_load_142 | 35 | 0.0041668 | 0.0010443 | 0 | 0 |  | 1 | TRUE | wye
24 | LV_1026-6_0_4_load_86 | 36 | 0.0053611 | 0.0013436 | 0 | 0 |  | 1 | TRUE | wye
25 | LV_1026-6_0_4_load_31 | 37 | 0.0051278 | 0.0012852 | 0 | 0 |  | 1 | TRUE | wye
26 | LV_1026-6_0_4_load_32 | 38 | 0.0024174 | 0.00060585 | 0 | 0 |  | 1 | TRUE | wye
27 | LV_1026-6_0_4_load_33 | 39 | 0.0019182 | 0.00048074 | 0 | 0 |  | 1 | TRUE | wye
28 | LV_1026-6_0_4_load_34 | 40 | 0.0018764 | 0.00047027 | 0 | 0 |  | 1 | TRUE | wye
29 | LV_1026-6_0_4_load_67 | 42 | 0.0023612 | 0.00059176 | 0 | 0 |  | 1 | TRUE | wye
30 | LV_1026-6_0_4_load_68 | 43 | 0.002111 | 0.00052907 | 0 | 0 |  | 1 | TRUE | wye
31 | LV_1026-6_0_4_load_92 | 44 | 0.0029517 | 0.00073978 | 0 | 0 |  | 1 | TRUE | wye
32 | LV_1026-6_0_4_load_89 | 45 | 0.0030845 | 0.00077305 | 0 | 0 |  | 1 | TRUE | wye
33 | LV_1026-6_0_4_load_130 | 46 | 0.0055356 | 0.0013874 | 0 | 0 |  | 1 | TRUE | wye
34 | LV_1026-6_0_4_load_90 | 47 | 0.0010319 | 0.00025861 | 0 | 0 |  | 1 | TRUE | wye
35 | LV_1026-6_0_4_load_40 | 48 | 0.00082086 | 0.00020573 | 0 | 0 |  | 1 | TRUE | wye
36 | LV_1026-6_0_4_load_41 | 49 | 0.0021615 | 0.00054173 | 0 | 0 |  | 1 | TRUE | wye
37 | LV_1026-6_0_4_load_43 | 51 | 0.0013036 | 0.00032672 | 0 | 0 |  | 1 | TRUE | wye
38 | LV_1026-6_0_4_load_44 | 52 | 0.00075486 | 0.00018918 | 0 | 0 |  | 1 | TRUE | wye
39 | LV_1026-6_0_4_load_45 | 53 | 0.0012866 | 0.00032245 | 0 | 0 |  | 1 | TRUE | wye
40 | LV_1026-6_0_4_load_79 | 54 | 0.0021615 | 0.00054173 | 0 | 0 |  | 1 | TRUE | wye
41 | LV_1026-6_0_4_load_184 | 56 | 0.0060785 | 0.0015234 | 0 | 0 |  | 1 | TRUE | wye
42 | LV_1026-6_0_4_load_80 | 57 | 0.003189 | 0.00079923 | 0 | 0 |  | 1 | TRUE | wye
43 | LV_1026-6_0_4_load_77 | 58 | 0.0019248 | 0.00048241 | 0 | 0 |  | 1 | TRUE | wye
44 | LV_1026-6_0_4_load_78 | 59 | 0.0014986 | 0.00037559 | 0 | 0 |  | 1 | TRUE | wye
45 | LV_1026-6_0_4_load_56 | 60 | 0.0022603 | 0.00056648 | 0 | 0 |  | 1 | TRUE | wye
46 | LV_1026-6_0_4_load_57 | 61 | 0.0015137 | 0.00037937 | 0 | 0 |  | 1 | TRUE | wye
47 | LV_1026-6_0_4_load_60 | 64 | 0.0065183 | 0.0016336 | 0 | 0 |  | 1 | TRUE | wye
48 | LV_1026-6_0_4_load_61 | 65 | 0.0027865 | 0.00069836 | 0 | 0 |  | 1 | TRUE | wye
49 | LV_1026-6_0_4_load_164 | 68 | 0.0028785 | 0.00072142 | 0 | 0 |  | 1 | TRUE | wye
50 | LV_1026-6_0_4_load_148 | 70 | 0.0023175 | 0.00058081 | 0 | 0 |  | 1 | TRUE | wye
51 | LV_1026-6_0_4_load_146 | 71 | 0.001631 | 0.00040876 | 0 | 0 |  | 1 | TRUE | wye
52 | LV_1026-6_0_4_load_161 | 72 | 0.0019013 | 0.0004765 | 0 | 0 |  | 1 | TRUE | wye
53 | LV_1026-6_0_4_load_159 | 73 | 0.0018899 | 0.00047365 | 0 | 0 |  | 1 | TRUE | wye
54 | LV_1026-6_0_4_load_88 | 74 | 0.0017743 | 0.00044467 | 0 | 0 |  | 1 | TRUE | wye
55 | LV_1026-6_0_4_load_154 | 75 | 0.0022933 | 0.00057476 | 0 | 0 |  | 1 | TRUE | wye
56 | LV_1026-6_0_4_load_62 | 76 | 0.0021976 | 0.00055077 | 0 | 0 |  | 1 | TRUE | wye
57 | LV_1026-6_0_4_load_63 | 77 | 0.0023441 | 0.0005875 | 0 | 0 |  | 1 | TRUE | wye
58 | LV_1026-6_0_4_load_65 | 78 | 0.0079587 | 0.0019946 | 0 | 0 |  | 1 | TRUE | wye
59 | LV_1026-6_0_4_load_196 | 79 | 0.0042405 | 0.0010628 | 0 | 0 |  | 1 | TRUE | wye
60 | LV_1026-6_0_4_load_91 | 80 | 0.0022915 | 0.00057431 | 0 | 0 |  | 1 | TRUE | wye
61 | LV_1026-6_0_4_load_81 | 81 | 0.0021615 | 0.00054173 | 0 | 0 |  | 1 | TRUE | wye
62 | LV_1026-6_0_4_load_117 | 82 | 0.0022966 | 0.00057558 | 0 | 0 |  | 1 | TRUE | wye
63 | LV_1026-6_0_4_load_115 | 83 | 0.0042928 | 0.0010759 | 0 | 0 |  | 1 | TRUE | wye
64 | LV_1026-6_0_4_load_82 | 84 | 0.0019719 | 0.0004942 | 0 | 0 |  | 1 | TRUE | wye
65 | LV_1026-6_0_4_load_83 | 85 | 0.0010063 | 0.00025221 | 0 | 0 |  | 1 | TRUE | wye
66 | LV_1026-6_0_4_load_84 | 86 | 0.0033247 | 0.00083325 | 0 | 0 |  | 1 | TRUE | wye
67 | LV_1026-6_0_4_load_85 | 87 | 0.0017835 | 0.00044698 | 0 | 0 |  | 1 | TRUE | wye
68 | LV_1026-6_0_4_load_112 | 88 | 0.0014926 | 0.00037408 | 0 | 0 |  | 1 | TRUE | wye
69 | LV_1026-6_0_4_load_162 | 89 | 0.001704 | 0.00042707 | 0 | 0 |  | 1 | TRUE | wye
70 | LV_1026-6_0_4_load_93 | 90 | 0.0018679 | 0.00046815 | 0 | 0 |  | 1 | TRUE | wye
71 | LV_1026-6_0_4_load_94 | 91 | 0.0023258 | 0.00058291 | 0 | 0 |  | 1 | TRUE | wye
72 | LV_1026-6_0_4_load_118 | 92 | 0.0021679 | 0.00054333 | 0 | 0 |  | 1 | TRUE | wye
73 | LV_1026-6_0_4_load_163 | 93 | 0.0014641 | 0.00036693 | 0 | 0 |  | 1 | TRUE | wye
74 | LV_1026-6_0_4_load_113 | 94 | 0.0024857 | 0.00062297 | 0 | 0 |  | 1 | TRUE | wye
75 | LV_1026-6_0_4_load_114 | 95 | 0.0026931 | 0.00067495 | 0 | 0 |  | 1 | TRUE | wye
76 | LV_1026-6_0_4_load_116 | 96 | 0.0022018 | 0.00055181 | 0 | 0 |  | 1 | TRUE | wye
77 | LV_1026-6_0_4_load_145 | 97 | 0.0026006 | 0.00065178 | 0 | 0 |  | 1 | TRUE | wye
78 | LV_1026-6_0_4_load_175 | 98 | 0.0027741 | 0.00069526 | 0 | 0 |  | 1 | TRUE | wye
79 | LV_1026-6_0_4_load_124 | 99 | 0.0032738 | 0.0008205 | 0 | 0 |  | 1 | TRUE | wye
80 | LV_1026-6_0_4_load_125 | 100 | 0.0047056 | 0.0011793 | 0 | 0 |  | 1 | TRUE | wye
81 | LV_1026-6_0_4_load_127 | 102 | 0.0053388 | 0.001338 | 0 | 0 |  | 1 | TRUE | wye
82 | LV_1026-6_0_4_load_129 | 104 | 0.0037246 | 0.00093348 | 0 | 0 |  | 1 | TRUE | wye
83 | LV_1026-6_0_4_load_191 | 105 | 0.0049233 | 0.0012339 | 0 | 0 |  | 1 | TRUE | wye
84 | LV_1026-6_0_4_load_213 | 106 | 0.0019876 | 0.00049813 | 0 | 0 |  | 1 | TRUE | wye
85 | LV_1026-6_0_4_load_214 | 107 | 0.0017911 | 0.00044888 | 0 | 0 |  | 1 | TRUE | wye
86 | LV_1026-6_0_4_load_143 | 108 | 0.0028843 | 0.00072288 | 0 | 0 |  | 1 | TRUE | wye
87 | LV_1026-6_0_4_load_192 | 109 | 0.0026147 | 0.00065531 | 0 | 0 |  | 1 | TRUE | wye
88 | LV_1026-6_0_4_load_155 | 111 | 0.0011512 | 0.00028852 | 0 | 0 |  | 1 | TRUE | wye
89 | LV_1026-6_0_4_load_174 | 112 | 0.0018396 | 0.00046106 | 0 | 0 |  | 1 | TRUE | wye
90 | LV_1026-6_0_4_load_182 | 114 | 0.0039463 | 0.00098905 | 0 | 0 |  | 1 | TRUE | wye
91 | LV_1026-6_0_4_load_179 | 115 | 0.0023372 | 0.00058577 | 0 | 0 |  | 1 | TRUE | wye
92 | LV_1026-6_0_4_load_201 | 116 | 0.0016257 | 0.00040743 | 0 | 0 |  | 1 | TRUE | wye
93 | LV_1026-6_0_4_load_160 | 117 | 0.0024212 | 0.00060682 | 0 | 0 |  | 1 | TRUE | wye
94 | LV_1026-6_0_4_load_156 | 118 | 0.0039544 | 0.00099107 | 0 | 0 |  | 1 | TRUE | wye
95 | LV_1026-6_0_4_load_157 | 119 | 0.0025811 | 0.00064688 | 0 | 0 |  | 1 | TRUE | wye
96 | LV_1026-6_0_4_load_181 | 120 | 0.0033667 | 0.00084378 | 0 | 0 |  | 1 | TRUE | wye

## ext_grid
| name | bus | vm_pu | va_degree | slack_weight | in_service
0 |  | 24 | 1 | 0 | 1 | TRUE

## line
| name | std_type | from_bus | to_bus | length_km | r_ohm_per_km | x_ohm_per_km | c_nf_per_km | g_us_per_km | max_i_ka | df | parallel | type | in_service
0 | LV_1026-6_0_4_line_0 |  | 0 | 1 | 0.022199 | 0.125 | 0.08 | 261 | 0 | 0.364 | 1 | 1 | cs | TRUE
1 | LV_1026-6_0_4_line_1 |  | 0 | 2 | 0.033568 | 0.125 | 0.08 | 261 | 0 | 0.364 | 1 | 1 | cs | TRUE
2 | LV_1026-6_0_4_line_2 |  | 2 | 3 | 0.029766 | 0.125 | 0.08 | 261 | 0 | 0.364 | 1 | 1 | cs | TRUE
3 | LV_1026-6_0_4_line_3 |  | 2 | 4 | 0.12769 | 0.125 | 0.08 | 261 | 0 | 0.364 | 1 | 1 | cs | TRUE
4 | LV_1026-6_0_4_line_4 |  | 4 | 5 | 0.047084 | 0.125 | 0.08 | 261 | 0 | 0.364 | 1 | 1 | cs | TRUE
5 | LV_1026-6_0_4_line_5 |  | 4 | 6 | 0.012543 | 0.125 | 0.08 | 261 | 0 | 0.364 | 1 | 1 | cs | TRUE
6 | LV_1026-6_0_4_line_6 |  | 5 | 14 | 0.016411 | 0.125 | 0.08 | 261 | 0 | 0.364 | 1 | 1 | cs | TRUE
7 | LV_1026-6_0_4_line_7 |  | 5 | 11 | 0.10852 | 0.125 | 0.08 | 261 | 0 | 0.364 | 1 | 1 | cs | TRUE
8 | LV_1026-6_0_4_line_8 |  | 7 | 8 | 0.019744 | 0.125 | 0.08 | 261 | 0 | 0.364 | 1 | 1 | cs | TRUE
9 | LV_1026-6_0_4_line_9 |  | 7 | 9 | 0.031251 | 0.125 | 0.08 | 261 | 0 | 0.364 | 1 | 1 | cs | TRUE
10 | LV_1026-6_0_4_line_10 |  | 8 | 27 | 0.0081949 | 0.125 | 0.08 | 261 | 0 | 0.364 | 1 | 1 | cs | TRUE
11 | LV_1026-6_0_4_line_11 |  | 9 | 20 | 0.032958 | 0.125 | 0.08 | 261 | 0 | 0.364 | 1 | 4 | cs | TRUE
12 | LV_1026-6_0_4_line_12 |  | 9 | 21 | 0.017905 | 0.125 | 0.08 | 261 | 0 | 0.364 | 1 | 4 | cs | TRUE
13 | LV_1026-6_0_4_line_13 |  | 9 | 13 | 0.2186 | 0.125 | 0.08 | 261 | 0 | 0.364 | 1 | 1 | cs | TRUE
14 | LV_1026-6_0_4_line_14 |  | 10 | 11 | 0.011296 | 0.125 | 0.08 | 261 | 0 | 0.364 | 1 | 1 | cs | TRUE
15 | LV_1026-6_0_4_line_15 |  | 10 | 12 | 0.01149 | 0.125 | 0.08 | 261 | 0 | 0.364 | 1 | 1 | cs | TRUE
16 | LV_1026-6_0_4_line_16 |  | 12 | 13 | 0.013354 | 0.125 | 0.08 | 261 | 0 | 0.364 | 1 | 1 | cs | TRUE
17 | LV_1026-6_0_4_line_17 |  | 13 | 18 | 0.10734 | 0.125 | 0.08 | 261 | 0 | 0.364 | 1 | 1 | cs | TRUE
18 | LV_1026-6_0_4_line_18 |  | 15 | 16 | 0.022085 | 0.125 | 0.08 | 261 | 0 | 0.364 | 1 | 1 | cs | TRUE
19 | LV_1026-6_0_4_line_19 |  | 15 | 17 | 0.004959 | 0.125 | 0.08 | 261 | 0 | 0.364 | 1 | 1 | cs | TRUE
20 | LV_1026-6_0_4_line_20 |  | 17 | 19 | 0.014263 | 0.125 | 0.08 | 261 | 0 | 0.364 | 1 | 1 | cs | TRUE
21 | LV_1026-6_0_4_line_21 |  | 17 | 18 | 0.0046079 | 0.125 | 0.08 | 261 | 0 | 0.364 | 1 | 1 | cs | TRUE
22 | LV_1026-6_0_4_line_22 |  | 20 | 25 | 0.032273 | 0.125 | 0.08 | 261 | 0 | 0.364 | 1 | 4 | cs | TRUE
23 | LV_1026-6_0_4_line_23 |  | 20 | 26 | 0.020833 | 0.125 | 0.08 | 261 | 0 | 0.364 | 1 | 1 | cs | TRUE
24 | LV_1026-6_0_4_line_24 |  | 21 | 22 | 0.01858 | 0.125 | 0.08 | 261 | 0 | 0.364 | 1 | 4 | cs | TRUE
25 | LV_1026-6_0_4_line_25 |  | 22 | 23 | 0.018747 | 0.125 | 0.08 | 261 | 0 | 0.364 | 1 | 4 | cs | TRUE
26 | LV_1026-6_0_4_line_26 |  | 23 | 24 | 0.0026498 | 0.125 | 0.08 | 261 | 0 | 0.364 | 1 | 4 | cs | TRUE
27 | LV_1026-6_0_4_line_27 |  | 25 | 28 | 0.021104 | 0.125 | 0.08 | 261 | 0 | 0.364 | 1 | 1 | cs | TRUE
28 | LV_1026-6_0_4_line_28 |  | 25 | 29 | 0.057718 | 0.125 | 0.08 | 261 | 0 | 0.364 | 1 | 4 | cs | TRUE
29 | LV_1026-6_0_4_line_29 |  | 26 | 30 | 0.025035 | 0.125 | 0.08 | 261 | 0 | 0.364 | 1 | 1 | cs | TRUE
30 | LV_1026-6_0_4_line_30 |  | 27 | 119 | 0.01917 | 0.125 | 0.08 | 261 | 0 | 0.364 | 1 | 1 | cs | TRUE
31 | LV_1026-6_0_4_line_31 |  | 28 | 79 | 0.018573 | 0.125 | 0.08 | 261 | 0 | 0.364 | 1 | 1 | cs | TRUE
32 | LV_1026-6_0_4_line_32 |  | 29 | 78 | 0.017595 | 0.125 | 0.08 | 261 | 0 | 0.364 | 1 | 4 | cs | TRUE
33 | LV_1026-6_0_4_line_33 |  | 29 | 76 | 0.032679 | 0.125 | 0.08 | 261 | 0 | 0.364 | 1 | 1 | cs | TRUE
34 | LV_1026-6_0_4_line_34 |  | 31 | 32 | 0.00038293 | 0.125 | 0.08 | 261 | 0 | 0.364 | 1 | 1 | cs | TRUE
35 | LV_1026-6_0_4_line_35 |  | 31 | 33 | 0.029306 | 0.125 | 0.08 | 261 | 0 | 0.364 | 1 | 1 | cs | TRUE
36 | LV_1026-6_0_4_line_36 |  | 33 | 34 | 0.00075377 | 0.125 | 0.08 | 261 | 0 | 0.364 | 1 | 1 | cs | TRUE
37 | LV_1026-6_0_4_line_37 |  | 34 | 35 | 0.02739 | 0.125 | 0.08 | 261 | 0 | 0.364 | 1 | 1 | cs | TRUE
38 | LV_1026-6_0_4_line_38 |  | 35 | 36 | 0.0050211 | 0.125 | 0.08 | 261 | 0 | 0.364 | 1 | 1 | cs | TRUE
39 | LV_1026-6_0_4_line_39 |  | 36 | 86 | 0.016551 | 0.125 | 0.08 | 261 | 0 | 0.364 | 1 | 1 | cs | TRUE
40 | LV_1026-6_0_4_line_40 |  | 37 | 38 | 0.028055 | 0.125 | 0.08 | 261 | 0 | 0.364 | 1 | 1 | cs | TRUE
41 | LV_1026-6_0_4_line_41 |  | 37 | 39 | 0.0043909 | 0.125 | 0.08 | 261 | 0 | 0.364 | 1 | 1 | cs | TRUE
42 | LV_1026-6_0_4_line_42 |  | 38 | 40 | 0.011651 | 0.125 | 0.08 | 261 | 0 | 0.364 | 1 | 1 | cs | TRUE
43 | LV_1026-6_0_4_line_43 |  | 39 | 41 | 0.018928 | 0.125 | 0.08 | 261 | 0 | 0.364 | 1 | 1 | cs | TRUE
44 | LV_1026-6_0_4_line_44 |  | 40 | 42 | 0.022419 | 0.125 | 0.08 | 261 | 0 | 0.364 | 1 | 1 | cs | TRUE
45 | LV_1026-6_0_4_line_45 |  | 40 | 43 | 0.013314 | 0.125 | 0.08 | 261 | 0 | 0.364 | 1 | 1 | cs | TRUE
46 | LV_1026-6_0_4_line_46 |  | 41 | 44 | 0.02219 | 0.125 | 0.08 | 261 | 0 | 0.364 | 1 | 4 | cs | TRUE
47 | LV_1026-6_0_4_line_47 |  | 41 | 45 | 0.0040382 | 0.125 | 0.08 | 261 | 0 | 0.364 | 1 | 4 | cs | TRUE
48 | LV_1026-6_0_4_line_48 |  | 44 | 46 | 0.017629 | 0.125 | 0.08 | 261 | 0 | 0.364 | 1 | 4 | cs | TRUE
49 | LV_1026-6_0_4_line_49 |  | 45 | 47 | 0.023967 | 0.125 | 0.08 | 261 | 0 | 0.364 | 1 | 4 | cs | TRUE
50 | LV_1026-6_0_4_line_50 |  | 46 | 78 | 0.010562 | 0.125 | 0.08 | 261 | 0 | 0.364 | 1 | 4 | cs | TRUE
51 | LV_1026-6_0_4_line_51 |  | 47 | 80 | 0.0042691 | 0.125 | 0.08 | 261 | 0 | 0.364 | 1 | 4 | cs | TRUE
52 | LV_1026-6_0_4_line_52 |  | 48 | 49 | 0.010468 | 0.125 | 0.08 | 261 | 0 | 0.364 | 1 | 1 | cs | TRUE
53 | LV_1026-6_0_4_line_53 |  | 48 | 50 | 0.016515 | 0.125 | 0.08 | 261 | 0 | 0.364 | 1 | 1 | cs | TRUE
54 | LV_1026-6_0_4_line_54 |  | 49 | 51 | 0.0037201 | 0.125 | 0.08 | 261 | 0 | 0.364 | 1 | 1 | cs | TRUE
55 | LV_1026-6_0_4_line_55 |  | 50 | 52 | 0.019919 | 0.125 | 0.08 | 261 | 0 | 0.364 | 1 | 1 | cs | TRUE
56 | LV_1026-6_0_4_line_56 |  | 50 | 53 | 0.015362 | 0.125 | 0.08 | 261 | 0 | 0.364 | 1 | 1 | cs | TRUE
57 | LV_1026-6_0_4_line_57 |  | 51 | 54 | 0.0078957 | 0.125 | 0.08 | 261 | 0 | 0.364 | 1 | 1 | cs | TRUE
58 | LV_1026-6_0_4_line_58 |  | 52 | 55 | 0.042866 | 0.125 | 0.08 | 261 | 0 | 0.364 | 1 | 1 | cs | TRUE
59 | LV_1026-6_0_4_line_59 |  | 53 | 56 | 0.01035 | 0.125 | 0.08 | 261 | 0 | 0.364 | 1 | 1 | cs | TRUE
60 | LV_1026-6_0_4_line_60 |  | 54 | 57 | 0.0079756 | 0.125 | 0.08 | 261 | 0 | 0.364 | 1 | 1 | cs | TRUE
61 | LV_1026-6_0_4_line_61 |  | 55 | 58 | 0.021552 | 0.125 | 0.08 | 261 | 0 | 0.364 | 1 | 4 | cs | TRUE
62 | LV_1026-6_0_4_line_62 |  | 55 | 59 | 0.020336 | 0.125 | 0.08 | 261 | 0 | 0.364 | 1 | 4 | cs | TRUE
63 | LV_1026-6_0_4_line_63 |  | 57 | 81 | 0.0033468 | 0.125 | 0.08 | 261 | 0 | 0.364 | 1 | 1 | cs | TRUE
64 | LV_1026-6_0_4_line_64 |  | 58 | 67 | 0.032616 | 0.125 | 0.08 | 261 | 0 | 0.364 | 1 | 4 | cs | TRUE
65 | LV_1026-6_0_4_line_65 |  | 59 | 80 | 0.017262 | 0.125 | 0.08 | 261 | 0 | 0.364 | 1 | 4 | cs | TRUE
66 | LV_1026-6_0_4_line_66 |  | 60 | 61 | 0.029742 | 0.125 | 0.08 | 261 | 0 | 0.364 | 1 | 1 | cs | TRUE
67 | LV_1026-6_0_4_line_67 |  | 60 | 62 | 0.061223 | 0.125 | 0.08 | 261 | 0 | 0.364 | 1 | 1 | cs | TRUE
68 | LV_1026-6_0_4_line_68 |  | 61 | 63 | 0.0040131 | 0.125 | 0.08 | 261 | 0 | 0.364 | 1 | 1 | cs | TRUE
69 | LV_1026-6_0_4_line_69 |  | 62 | 64 | 0.059145 | 0.125 | 0.08 | 261 | 0 | 0.364 | 1 | 4 | cs | TRUE
70 | LV_1026-6_0_4_line_70 |  | 62 | 65 | 0.0070931 | 0.125 | 0.08 | 261 | 0 | 0.364 | 1 | 4 | cs | TRUE
71 | LV_1026-6_0_4_line_71 |  | 63 | 66 | 0.072439 | 0.125 | 0.08 | 261 | 0 | 0.364 | 1 | 1 | cs | TRUE
72 | LV_1026-6_0_4_line_72 |  | 64 | 67 | 0.072819 | 0.125 | 0.08 | 261 | 0 | 0.364 | 1 | 4 | cs | TRUE
73 | LV_1026-6_0_4_line_73 |  | 65 | 68 | 0.019506 | 0.125 | 0.08 | 261 | 0 | 0.364 | 1 | 4 | cs | TRUE
74 | LV_1026-6_0_4_line_74 |  | 66 | 72 | 0.0095032 | 0.125 | 0.08 | 261 | 0 | 0.364 | 1 | 1 | cs | TRUE
75 | LV_1026-6_0_4_line_75 |  | 66 | 73 | 0.018869 | 0.125 | 0.08 | 261 | 0 | 0.364 | 1 | 1 | cs | TRUE
76 | LV_1026-6_0_4_line_76 |  | 66 | 69 | 0.094431 | 0.125 | 0.08 | 261 | 0 | 0.364 | 1 | 1 | cs | TRUE
77 | LV_1026-6_0_4_line_77 |  | 67 | 74 | 0.018796 | 0.125 | 0.08 | 261 | 0 | 0.364 | 1 | 1 | cs | TRUE
78 | LV_1026-6_0_4_line_78 |  | 68 | 75 | 0.035879 | 0.125 | 0.08 | 261 | 0 | 0.364 | 1 | 4 | cs | TRUE
79 | LV_1026-6_0_4_line_79 |  | 69 | 70 | 0.019551 | 0.125 | 0.08 | 261 | 0 | 0.364 | 1 | 1 | cs | TRUE
80 | LV_1026-6_0_4_line_80 |  | 69 | 71 | 0.076741 | 0.125 | 0.08 | 261 | 0 | 0.364 | 1 | 1 | cs | TRUE
81 | LV_1026-6_0_4_line_81 |  | 70 | 113 | 0.014643 | 0.125 | 0.08 | 261 | 0 | 0.364 | 1 | 1 | cs | TRUE
82 | LV_1026-6_0_4_line_82 |  | 72 | 116 | 0.00033296 | 0.125 | 0.08 | 261 | 0 | 0.364 | 1 | 1 | cs | TRUE
83 | LV_1026-6_0_4_line_83 |  | 73 | 117 | 0.0024875 | 0.125 | 0.08 | 261 | 0 | 0.364 | 1 | 1 | cs | TRUE
84 | LV_1026-6_0_4_line_84 |  | 74 | 90 | 0.0057682 | 0.125 | 0.08 | 261 | 0 | 0.364 | 1 | 1 | cs | TRUE
85 | LV_1026-6_0_4_line_85 |  | 75 | 110 | 0.019549 | 0.125 | 0.08 | 261 | 0 | 0.364 | 1 | 1 | cs | TRUE
86 | LV_1026-6_0_4_line_86 |  | 76 | 77 | 0.013744 | 0.125 | 0.08 | 261 | 0 | 0.364 | 1 | 1 | cs | TRUE
87 | LV_1026-6_0_4_line_87 |  | 81 | 82 | 0.011765 | 0.125 | 0.08 | 261 | 0 | 0.364 | 1 | 1 | cs | TRUE
88 | LV_1026-6_0_4_line_88 |  | 82 | 83 | 0.00065403 | 0.125 | 0.08 | 261 | 0 | 0.364 | 1 | 1 | cs | TRUE
89 | LV_1026-6_0_4_line_89 |  | 83 | 94 | 0.016864 | 0.125 | 0.08 | 261 | 0 | 0.364 | 1 | 1 | cs | TRUE
90 | LV_1026-6_0_4_line_90 |  | 84 | 85 | 0.0053687 | 0.125 | 0.08 | 261 | 0 | 0.364 | 1 | 1 | cs | TRUE
91 | LV_1026-6_0_4_line_91 |  | 84 | 86 | 0.016666 | 0.125 | 0.08 | 261 | 0 | 0.364 | 1 | 1 | cs | TRUE
92 | LV_1026-6_0_4_line_92 |  | 85 | 87 | 0.02259 | 0.125 | 0.08 | 261 | 0 | 0.364 | 1 | 1 | cs | TRUE
93 | LV_1026-6_0_4_line_93 |  | 87 | 88 | 0.0029798 | 0.125 | 0.08 | 261 | 0 | 0.364 | 1 | 1 | cs | TRUE
94 | LV_1026-6_0_4_line_94 |  | 88 | 89 | 0.0032782 | 0.125 | 0.08 | 261 | 0 | 0.364 | 1 | 1 | cs | TRUE
95 | LV_1026-6_0_4_line_95 |  | 89 | 93 | 0.025364 | 0.125 | 0.08 | 261 | 0 | 0.364 | 1 | 1 | cs | TRUE
96 | LV_1026-6_0_4_line_96 |  | 90 | 91 | 0.017361 | 0.125 | 0.08 | 261 | 0 | 0.364 | 1 | 1 | cs | TRUE
97 | LV_1026-6_0_4_line_97 |  | 91 | 92 | 0.00013404 | 0.125 | 0.08 | 261 | 0 | 0.364 | 1 | 1 | cs | TRUE
98 | LV_1026-6_0_4_line_98 |  | 93 | 112 | 0.0020917 | 0.125 | 0.08 | 261 | 0 | 0.364 | 1 | 1 | cs | TRUE
99 | LV_1026-6_0_4_line_99 |  | 94 | 95 | 0.0021147 | 0.125 | 0.08 | 261 | 0 | 0.364 | 1 | 1 | cs | TRUE
100 | LV_1026-6_0_4_line_100 |  | 95 | 96 | 0.01536 | 0.125 | 0.08 | 261 | 0 | 0.364 | 1 | 1 | cs | TRUE
101 | LV_1026-6_0_4_line_101 |  | 96 | 97 | 0.0033439 | 0.125 | 0.08 | 261 | 0 | 0.364 | 1 | 1 | cs | TRUE
102 | LV_1026-6_0_4_line_102 |  | 97 | 98 | 0.016321 | 0.125 | 0.08 | 261 | 0 | 0.364 | 1 | 1 | cs | TRUE
103 | LV_1026-6_0_4_line_103 |  | 99 | 100 | 0.00063119 | 0.125 | 0.08 | 261 | 0 | 0.364 | 1 | 1 | cs | TRUE
104 | LV_1026-6_0_4_line_104 |  | 99 | 101 | 0.016267 | 0.125 | 0.08 | 261 | 0 | 0.364 | 1 | 1 | cs | TRUE
105 | LV_1026-6_0_4_line_105 |  | 100 | 102 | 0.025225 | 0.125 | 0.08 | 261 | 0 | 0.364 | 1 | 1 | cs | TRUE
106 | LV_1026-6_0_4_line_106 |  | 101 | 103 | 0.025618 | 0.125 | 0.08 | 261 | 0 | 0.364 | 1 | 1 | cs | TRUE
107 | LV_1026-6_0_4_line_107 |  | 101 | 104 | 0.015758 | 0.125 | 0.08 | 261 | 0 | 0.364 | 1 | 1 | cs | TRUE
108 | LV_1026-6_0_4_line_108 |  | 102 | 105 | 0.00082491 | 0.125 | 0.08 | 261 | 0 | 0.364 | 1 | 1 | cs | TRUE
109 | LV_1026-6_0_4_line_109 |  | 103 | 106 | 0.012158 | 0.125 | 0.08 | 261 | 0 | 0.364 | 1 | 1 | cs | TRUE
110 | LV_1026-6_0_4_line_110 |  | 103 | 107 | 0.007066 | 0.125 | 0.08 | 261 | 0 | 0.364 | 1 | 1 | cs | TRUE
111 | LV_1026-6_0_4_line_111 |  | 104 | 108 | 0.00076171 | 0.125 | 0.08 | 261 | 0 | 0.364 | 1 | 1 | cs | TRUE
112 | LV_1026-6_0_4_line_112 |  | 105 | 109 | 0.014178 | 0.125 | 0.08 | 261 | 0 | 0.364 | 1 | 1 | cs | TRUE
113 | LV_1026-6_0_4_line_113 |  | 108 | 110 | 0.013704 | 0.125 | 0.08 | 261 | 0 | 0.364 | 1 | 1 | cs | TRUE
114 | LV_1026-6_0_4_line_114 |  | 110 | 111 | 0.028742 | 0.125 | 0.08 | 261 | 0 | 0.364 | 1 | 1 | cs | TRUE
115 | LV_1026-6_0_4_line_115 |  | 111 | 112 | 0.0074645 | 0.125 | 0.08 | 261 | 0 | 0.364 | 1 | 1 | cs | TRUE
116 | LV_1026-6_0_4_line_116 |  | 113 | 114 | 0.008992 | 0.125 | 0.08 | 261 | 0 | 0.364 | 1 | 1 | cs | TRUE
117 | LV_1026-6_0_4_line_117 |  | 113 | 115 | 0.017132 | 0.125 | 0.08 | 261 | 0 | 0.364 | 1 | 1 | cs | TRUE
118 | LV_1026-6_0_4_line_118 |  | 115 | 120 | 0.0013394 | 0.125 | 0.08 | 261 | 0 | 0.364 | 1 | 1 | cs | TRUE
119 | LV_1026-6_0_4_line_119 |  | 118 | 119 | 0.019669 | 0.125 | 0.08 | 261 | 0 | 0.364 | 1 | 1 | cs | TRUE

## trafo
| name | std_type | hv_bus | lv_bus | sn_mva | vn_hv_kv | vn_lv_kv | vk_percent | vkr_percent | pfe_kw | i0_percent | shift_degree | tap_side | tap_neutral | tap_min | tap_max | tap_step_percent | tap_step_degree | tap_pos | tap_phase_shifter | parallel | df | in_service
0 | LV_1026-6_0_4_trafo_30 | 0.63 MVA 20/0.4 kV | 121 | 24 | 0.63 | 20 | 0.4 | 6 | 1.206 | 1.65 | 0.2619 | 150 | hv | 0 | -2 | 2 | 2.5 | 0 | 0 | FALSE | 1 | 1 | TRUE

## line_geodata
| x0 | y0 | x1 | y1 | x2 | y2 | x3 | y3 | x4 | y4
0 | 2666777.9099 | 1221635.3831 | 2666771.1456 | 1221643.2901 | 2666761.7202 | 1221650.3779
1 | 2666808.7587 | 1221622.1539 | 2666795.348 | 1221628.1295 | 2666777.9099 | 1221635.3831
2 | 2666808.7587 | 1221622.1539 | 2666815.8814 | 1221651.0546
3 | 2666867.9937 | 1221509.0351 | 2666808.7587 | 1221622.1539
4 | 2666851.8845 | 1221464.7928 | 2666867.9937 | 1221509.0351
5 | 2666867.9937 | 1221509.0351 | 2666880.4796 | 1221510.232
6 | 2666851.8845 | 1221464.7928 | 2666835.4323 | 1221465.264
7 | 2666851.8845 | 1221464.7928 | 2666850.7455 | 1221356.2775
8 | 2667070.8045 | 1221283.8157 | 2667090.3859 | 1221281.2834
9 | 2667070.8045 | 1221283.8157 | 2667062.0996 | 1221253.7985
10 | 2667098.5131 | 1221280.2324 | 2667090.3859 | 1221281.2834
11 | 2667052.92 | 1221222.1417 | 2667062.0996 | 1221253.7985
12 | 2667062.0996 | 1221253.7985 | 2667079.858 | 1221251.5085
13 | 2667062.0996 | 1221253.7985 | 2666855.3234 | 1221324.7309
14 | 2666850.7455 | 1221356.2775 | 2666850.6269 | 1221344.9826
15 | 2666850.5063 | 1221333.4935 | 2666850.6269 | 1221344.9826
16 | 2666850.5063 | 1221333.4935 | 2666855.549 | 1221333.0165 | 2666855.3234 | 1221324.7309
17 | 2666855.3234 | 1221324.7309 | 2666854.8193 | 1221217.3947
18 | 2666849.8493 | 1221212.2866 | 2666845.4618 | 1221211.8371 | 2666831.6414 | 1221200.8195
19 | 2666854.7977 | 1221212.7869 | 2666849.8493 | 1221212.2866
20 | 2666854.7977 | 1221212.7869 | 2666854.7372 | 1221198.524
21 | 2666854.7977 | 1221212.7869 | 2666854.8193 | 1221217.3947
22 | 2667043.9301 | 1221191.1429 | 2667052.92 | 1221222.1417
23 | 2667052.92 | 1221222.1417 | 2667073.5634 | 1221219.3406
24 | 2667098.2856 | 1221249.1323 | 2667079.858 | 1221251.5085
25 | 2667098.2856 | 1221249.1323 | 2667116.8783 | 1221246.7347
26 | 2667119.5063 | 1221246.3958 | 2667116.8783 | 1221246.7347
27 | 2667043.9301 | 1221191.1429 | 2667064.8574 | 1221188.4141
28 | 2667043.9301 | 1221191.1429 | 2667036.5885 | 1221166.6892 | 2667034.0113 | 1221139.5428 | 2667035.0592 | 1221134.7405
29 | 2667073.5634 | 1221219.3406 | 2667098.3706 | 1221215.9746
30 | 2667098.5131 | 1221280.2324 | 2667117.5244 | 1221277.7739
31 | 2667083.2744 | 1221186.0126 | 2667064.8574 | 1221188.4141
32 | 2667035.0592 | 1221134.7405 | 2667051.7975 | 1221129.3168
33 | 2667035.0592 | 1221134.7405 | 2667018.9204 | 1221106.3241
34 | 2667275.0521 | 1221468.394 | 2667274.9004 | 1221468.0424
35 | 2667263.2896 | 1221441.1351 | 2667274.9004 | 1221468.0424
36 | 2667263.2896 | 1221441.1351 | 2667262.9909 | 1221440.443
37 | 2667252.1391 | 1221415.2944 | 2667262.9909 | 1221440.443
38 | 2667252.1391 | 1221415.2944 | 2667250.1497 | 1221410.6843
39 | 2667243.5922 | 1221395.4875 | 2667250.1497 | 1221410.6843
40 | 2667119.2983 | 1221156.8467 | 2667107.7937 | 1221131.2595
41 | 2667105.9931 | 1221127.2547 | 2667107.7937 | 1221131.2595
42 | 2667126.2528 | 1221166.1317 | 2667120.0272 | 1221158.4678 | 2667119.2983 | 1221156.8467
43 | 2667098.2311 | 1221109.9914 | 2667105.9931 | 1221127.2547
44 | 2667126.2528 | 1221166.1317 | 2667112.149 | 1221183.559
45 | 2667134.3833 | 1221155.5722 | 2667126.2528 | 1221166.1317
46 | 2667098.2311 | 1221109.9914 | 2667078.126 | 1221119.3825
47 | 2667098.2311 | 1221109.9914 | 2667101.7781 | 1221108.0612
48 | 2667061.8453 | 1221126.0611 | 2667068.3189 | 1221123.9635 | 2667078.126 | 1221119.3825
49 | 2667122.8299 | 1221096.6058 | 2667101.7781 | 1221108.0612
50 | 2667061.8453 | 1221126.0611 | 2667051.7975 | 1221129.3168
51 | 2667122.8299 | 1221096.6058 | 2667126.5798 | 1221094.5653
52 | 2667109.9653 | 1221032.0198 | 2667100.663 | 1221036.8209
53 | 2667124.6411 | 1221024.4454 | 2667109.9653 | 1221032.0198
54 | 2667100.663 | 1221036.8209 | 2667097.3572 | 1221038.527
55 | 2667124.6411 | 1221024.4454 | 2667135.7335 | 1221040.9903
56 | 2667124.6411 | 1221024.4454 | 2667116.5354 | 1221011.3961
57 | 2667090.3409 | 1221042.1482 | 2667097.3572 | 1221038.527
58 | 2667159.6043 | 1221076.5949 | 2667135.7335 | 1221040.9903
59 | 2667111.0741 | 1221002.6039 | 2667116.5354 | 1221011.3961
60 | 2667090.3409 | 1221042.1482 | 2667083.2536 | 1221045.8061
61 | 2667159.6043 | 1221076.5949 | 2667170.7031 | 1221095.0691
62 | 2667159.6043 | 1221076.5949 | 2667141.742 | 1221086.3148
63 | 2667083.2536 | 1221045.8061 | 2667080.2796 | 1221047.341
64 | 2667187.5001 | 1221123.028 | 2667170.7031 | 1221095.0691
65 | 2667141.742 | 1221086.3148 | 2667126.5798 | 1221094.5653
66 | 2667293.0943 | 1221319.3618 | 2667278.9388 | 1221293.2048
67 | 2667249.7999 | 1221239.3607 | 2667278.9388 | 1221293.2048
68 | 2667295.0043 | 1221322.8911 | 2667293.0943 | 1221319.3618
69 | 2667249.7999 | 1221239.3607 | 2667221.8777 | 1221187.2216
70 | 2667249.7999 | 1221239.3607 | 2667244.1376 | 1221243.6328 | 2667244.1376 | 1221243.6328
71 | 2667286.6918 | 1221373.0404 | 2667314.4803 | 1221359.6346 | 2667295.0043 | 1221322.8911
72 | 2667187.5001 | 1221123.028 | 2667221.8777 | 1221187.2216
73 | 2667250.444 | 1221261.4559 | 2667243.3977 | 1221246.682 | 2667244.1376 | 1221243.6328
74 | 2667286.6918 | 1221373.0404 | 2667282.6405 | 1221364.4441
75 | 2667286.6918 | 1221373.0404 | 2667294.7431 | 1221390.1056
76 | 2667286.6918 | 1221373.0404 | 2667314.4803 | 1221359.6346 | 2667344.5867 | 1221415.6329
77 | 2667187.5001 | 1221123.028 | 2667172.0618 | 1221133.7499
78 | 2667250.444 | 1221261.4559 | 2667254.2473 | 1221269.4301 | 2667252.781 | 1221273.6496 | 2667250.3872 | 1221276.6912 | 2667233.419 | 1221284.5677
79 | 2667344.5867 | 1221415.6329 | 2667327.2679 | 1221424.7058
80 | 2667344.5867 | 1221415.6329 | 2667363.4587 | 1221450.7243 | 2667381.2761 | 1221483.0339
81 | 2667314.2974 | 1221431.5007 | 2667327.2679 | 1221424.7058
82 | 2667282.4985 | 1221364.1429 | 2667282.6405 | 1221364.4441
83 | 2667295.8045 | 1221392.3553 | 2667294.7431 | 1221390.1056
84 | 2667172.0618 | 1221133.7499 | 2667167.3241 | 1221137.0403
85 | 2667215.6871 | 1221292.7987 | 2667233.419 | 1221284.5677
86 | 2667018.9204 | 1221106.3241 | 2667018.879 | 1221106.2514 | 2667009.8466 | 1221096.0038
87 | 2667080.2796 | 1221047.341 | 2667069.8249 | 1221052.7368
88 | 2667069.8249 | 1221052.7368 | 2667069.2437 | 1221053.0368
89 | 2667054.2581 | 1221060.7711 | 2667069.2437 | 1221053.0368
90 | 2667236.989 | 1221380.1851 | 2667234.862 | 1221375.2558
91 | 2667236.989 | 1221380.1851 | 2667243.5922 | 1221395.4875
92 | 2667234.862 | 1221375.2558 | 2667226.787 | 1221356.5425 | 2667225.9181 | 1221354.512
93 | 2667224.7458 | 1221351.7725 | 2667225.9181 | 1221354.512
94 | 2667224.7458 | 1221351.7725 | 2667223.4562 | 1221348.7587
95 | 2667213.4777 | 1221325.44 | 2667223.4562 | 1221348.7587
96 | 2667152.4752 | 1221145.8717 | 2667157.9004 | 1221143.5851 | 2667167.3241 | 1221137.0403
97 | 2667152.3517 | 1221145.9238 | 2667152.4752 | 1221145.8717
98 | 2667213.4777 | 1221325.44 | 2667212.6548 | 1221323.5169
99 | 2667054.2581 | 1221060.7711 | 2667052.3789 | 1221061.741
100 | 2667052.3789 | 1221061.741 | 2667038.7296 | 1221068.7856
101 | 2667038.7296 | 1221068.7856 | 2667035.7582 | 1221070.3192
102 | 2667021.2552 | 1221077.8044 | 2667035.7582 | 1221070.3192
103 | 2667193.8423 | 1221251.7603 | 2667193.5514 | 1221251.2001
104 | 2667201.338 | 1221266.1976 | 2667193.8423 | 1221251.7603
105 | 2667178.3543 | 1221233.6399 | 2667178.3543 | 1221233.6399 | 2667182.239 | 1221233.6059 | 2667185.5152 | 1221235.7219 | 2667193.5514 | 1221251.2001
106 | 2667201.338 | 1221266.1976 | 2667178.4401 | 1221277.8135
107 | 2667201.338 | 1221266.1976 | 2667208.8194 | 1221280.0669
108 | 2667178.3543 | 1221233.6399 | 2667177.5883 | 1221233.9461
109 | 2667178.4401 | 1221277.8135 | 2667184.5498 | 1221288.3335
110 | 2667174.8827 | 1221271.7028 | 2667178.4401 | 1221277.8135
111 | 2667208.8194 | 1221280.0669 | 2667209.181 | 1221280.7373
112 | 2667164.4234 | 1221239.2086 | 2667177.5883 | 1221233.9461
113 | 2667215.6871 | 1221292.7987 | 2667209.181 | 1221280.7373
114 | 2667215.6871 | 1221292.7987 | 2667206.6156 | 1221300.7014 | 2667205.8463 | 1221306.3519 | 2667209.0551 | 1221315.1048 | 2667209.7182 | 1221316.6543
115 | 2667209.7182 | 1221316.6543 | 2667212.6548 | 1221323.5169
116 | 2667310.7799 | 1221423.2224 | 2667314.2974 | 1221431.5007
117 | 2667314.2974 | 1221431.5007 | 2667321.0146 | 1221447.2613
118 | 2667321.5398 | 1221448.4934 | 2667321.0146 | 1221447.2613
119 | 2667137.0309 | 1221275.2513 | 2667117.5244 | 1221277.7739

## bus_geodata
| x | y | coords
0 | 2666777.9099 | 1221635.3831
1 | 2666761.7202 | 1221650.3779
2 | 2666808.7587 | 1221622.1539
3 | 2666815.8814 | 1221651.0546
4 | 2666867.9937 | 1221509.0351
5 | 2666851.8845 | 1221464.7928
6 | 2666880.4796 | 1221510.232
7 | 2667070.8045 | 1221283.8157
8 | 2667090.3859 | 1221281.2834
9 | 2667062.0996 | 1221253.7985
10 | 2666850.6269 | 1221344.9826
11 | 2666850.7455 | 1221356.2775
12 | 2666850.5063 | 1221333.4935
13 | 2666855.3234 | 1221324.7309
14 | 2666835.4323 | 1221465.264
15 | 2666849.8493 | 1221212.2866
16 | 2666831.6414 | 1221200.8195
17 | 2666854.7977 | 1221212.7869
18 | 2666854.8193 | 1221217.3947
19 | 2666854.7372 | 1221198.524
20 | 2667052.92 | 1221222.1417
21 | 2667079.858 | 1221251.5085
22 | 2667098.2856 | 1221249.1323
23 | 2667116.8783 | 1221246.7347
24 | 2667119.5063 | 1221246.3958
25 | 2667043.9301 | 1221191.1429
26 | 2667073.5634 | 1221219.3406
27 | 2667098.5131 | 1221280.2324
28 | 2667064.8574 | 1221188.4141
29 | 2667035.0592 | 1221134.7405
30 | 2667098.3706 | 1221215.9746
31 | 2667274.9004 | 1221468.0424
32 | 2667275.0521 | 1221468.394
33 | 2667263.2896 | 1221441.1351
34 | 2667262.9909 | 1221440.443
35 | 2667252.1391 | 1221415.2944
36 | 2667250.1497 | 1221410.6843
37 | 2667107.7937 | 1221131.2595
38 | 2667119.2983 | 1221156.8467
39 | 2667105.9931 | 1221127.2547
40 | 2667126.2528 | 1221166.1317
41 | 2667098.2311 | 1221109.9914
42 | 2667112.149 | 1221183.559
43 | 2667134.3833 | 1221155.5722
44 | 2667078.126 | 1221119.3825
45 | 2667101.7781 | 1221108.0612
46 | 2667061.8453 | 1221126.0611
47 | 2667122.8299 | 1221096.6058
48 | 2667109.9653 | 1221032.0198
49 | 2667100.663 | 1221036.8209
50 | 2667124.6411 | 1221024.4454
51 | 2667097.3572 | 1221038.527
52 | 2667135.7335 | 1221040.9903
53 | 2667116.5354 | 1221011.3961
54 | 2667090.3409 | 1221042.1482
55 | 2667159.6043 | 1221076.5949
56 | 2667111.0741 | 1221002.6039
57 | 2667083.2536 | 1221045.8061
58 | 2667170.7031 | 1221095.0691
59 | 2667141.742 | 1221086.3148
60 | 2667278.9388 | 1221293.2048
61 | 2667293.0943 | 1221319.3618
62 | 2667249.7999 | 1221239.3607
63 | 2667295.0043 | 1221322.8911
64 | 2667221.8777 | 1221187.2216
65 | 2667244.1376 | 1221243.6328
66 | 2667286.6918 | 1221373.0404
67 | 2667187.5001 | 1221123.028
68 | 2667250.444 | 1221261.4559
69 | 2667344.5867 | 1221415.6329
70 | 2667327.2679 | 1221424.7058
71 | 2667381.2761 | 1221483.0339
72 | 2667282.6405 | 1221364.4441
73 | 2667294.7431 | 1221390.1056
74 | 2667172.0618 | 1221133.7499
75 | 2667233.419 | 1221284.5677
76 | 2667018.9204 | 1221106.3241
77 | 2667009.8466 | 1221096.0038
78 | 2667051.7975 | 1221129.3168
79 | 2667083.2744 | 1221186.0126
80 | 2667126.5798 | 1221094.5653
81 | 2667080.2796 | 1221047.341
82 | 2667069.8249 | 1221052.7368
83 | 2667069.2437 | 1221053.0368
84 | 2667236.989 | 1221380.1851
85 | 2667234.862 | 1221375.2558
86 | 2667243.5922 | 1221395.4875
87 | 2667225.9181 | 1221354.512
88 | 2667224.7458 | 1221351.7725
89 | 2667223.4562 | 1221348.7587
90 | 2667167.3241 | 1221137.0403
91 | 2667152.4752 | 1221145.8717
92 | 2667152.3517 | 1221145.9238
93 | 2667213.4777 | 1221325.44
94 | 2667054.2581 | 1221060.7711
95 | 2667052.3789 | 1221061.741
96 | 2667038.7296 | 1221068.7856
97 | 2667035.7582 | 1221070.3192
98 | 2667021.2552 | 1221077.8044
99 | 2667193.8423 | 1221251.7603
100 | 2667193.5514 | 1221251.2001
101 | 2667201.338 | 1221266.1976
102 | 2667178.3543 | 1221233.6399
103 | 2667178.4401 | 1221277.8135
104 | 2667208.8194 | 1221280.0669
105 | 2667177.5883 | 1221233.9461
106 | 2667184.5498 | 1221288.3335
107 | 2667174.8827 | 1221271.7028
108 | 2667209.181 | 1221280.7373
109 | 2667164.4234 | 1221239.2086
110 | 2667215.6871 | 1221292.7987
111 | 2667209.7182 | 1221316.6543
112 | 2667212.6548 | 1221323.5169
113 | 2667314.2974 | 1221431.5007
114 | 2667310.7799 | 1221423.2224
115 | 2667321.0146 | 1221447.2613
116 | 2667282.4985 | 1221364.1429
117 | 2667295.8045 | 1221392.3553
118 | 2667137.0309 | 1221275.2513
119 | 2667117.5244 | 1221277.7739
120 | 2667321.5398 | 1221448.4934
121 | 2667062.0996 | 1221253.7985

## line_std_types
| c_nf_per_km | r_ohm_per_km | x_ohm_per_km | max_i_ka | type | q_mm2 | alpha | voltage_rating
NAYY 4x50 SE | 210 | 0.642 | 0.083 | 0.142 | cs | 50 | 0.00403 | LV
NAYY 4x120 SE | 264 | 0.225 | 0.08 | 0.242 | cs | 120 | 0.00403 | LV
NAYY 4x150 SE | 261 | 0.208 | 0.08 | 0.27 | cs | 150 | 0.00403 | LV
NA2XS2Y 1x95 RM/25 12/20 kV | 216 | 0.313 | 0.132 | 0.252 | cs | 95 | 0.00403 | MV
NA2XS2Y 1x185 RM/25 12/20 kV | 273 | 0.161 | 0.117 | 0.362 | cs | 185 | 0.00403 | MV
NA2XS2Y 1x240 RM/25 12/20 kV | 304 | 0.122 | 0.112 | 0.421 | cs | 240 | 0.00403 | MV
NA2XS2Y 1x95 RM/25 6/10 kV | 315 | 0.313 | 0.123 | 0.249 | cs | 95 | 0.00403 | MV
NA2XS2Y 1x185 RM/25 6/10 kV | 406 | 0.161 | 0.11 | 0.358 | cs | 185 | 0.00403 | MV
NA2XS2Y 1x240 RM/25 6/10 kV | 456 | 0.122 | 0.105 | 0.416 | cs | 240 | 0.00403 | MV
NA2XS2Y 1x150 RM/25 12/20 kV | 250 | 0.206 | 0.116 | 0.319 | cs | 150 | 0.00403 | MV
NA2XS2Y 1x120 RM/25 12/20 kV | 230 | 0.253 | 0.119 | 0.283 | cs | 120 | 0.00403 | MV
NA2XS2Y 1x70 RM/25 12/20 kV | 190 | 0.443 | 0.132 | 0.22 | cs | 70 | 0.00403 | MV
NA2XS2Y 1x150 RM/25 6/10 kV | 360 | 0.206 | 0.11 | 0.315 | cs | 150 | 0.00403 | MV
NA2XS2Y 1x120 RM/25 6/10 kV | 340 | 0.253 | 0.113 | 0.28 | cs | 120 | 0.00403 | MV
NA2XS2Y 1x70 RM/25 6/10 kV | 280 | 0.443 | 0.123 | 0.217 | cs | 70 | 0.00403 | MV
N2XS(FL)2Y 1x120 RM/35 64/110 kV | 112 | 0.153 | 0.166 | 0.366 | cs | 120 | 0.00393 | HV
N2XS(FL)2Y 1x185 RM/35 64/110 kV | 125 | 0.099 | 0.156 | 0.457 | cs | 185 | 0.00393 | HV
N2XS(FL)2Y 1x240 RM/35 64/110 kV | 135 | 0.075 | 0.149 | 0.526 | cs | 240 | 0.00393 | HV
N2XS(FL)2Y 1x300 RM/35 64/110 kV | 144 | 0.06 | 0.144 | 0.588 | cs | 300 | 0.00393 | HV
15-AL1/3-ST1A 0.4 | 11 | 1.8769 | 0.35 | 0.105 | ol | 16 | 0.00403 | LV
24-AL1/4-ST1A 0.4 | 11.25 | 1.2012 | 0.335 | 0.14 | ol | 24 | 0.00403 | LV
48-AL1/8-ST1A 0.4 | 12.2 | 0.5939 | 0.3 | 0.21 | ol | 48 | 0.00403 | LV
94-AL1/15-ST1A 0.4 | 13.2 | 0.306 | 0.29 | 0.35 | ol | 94 | 0.00403 | LV
34-AL1/6-ST1A 10.0 | 9.7 | 0.8342 | 0.36 | 0.17 | ol | 34 | 0.00403 | MV
48-AL1/8-ST1A 10.0 | 10.1 | 0.5939 | 0.35 | 0.21 | ol | 48 | 0.00403 | MV
70-AL1/11-ST1A 10.0 | 10.4 | 0.4132 | 0.339 | 0.29 | ol | 70 | 0.00403 | MV
94-AL1/15-ST1A 10.0 | 10.75 | 0.306 | 0.33 | 0.35 | ol | 94 | 0.00403 | MV
122-AL1/20-ST1A 10.0 | 11.1 | 0.2376 | 0.323 | 0.41 | ol | 122 | 0.00403 | MV
149-AL1/24-ST1A 10.0 | 11.25 | 0.194 | 0.315 | 0.47 | ol | 149 | 0.00403 | MV
34-AL1/6-ST1A 20.0 | 9.15 | 0.8342 | 0.382 | 0.17 | ol | 34 | 0.00403 | MV
48-AL1/8-ST1A 20.0 | 9.5 | 0.5939 | 0.372 | 0.21 | ol | 48 | 0.00403 | MV
70-AL1/11-ST1A 20.0 | 9.7 | 0.4132 | 0.36 | 0.29 | ol | 70 | 0.00403 | MV
94-AL1/15-ST1A 20.0 | 10 | 0.306 | 0.35 | 0.35 | ol | 94 | 0.00403 | MV
122-AL1/20-ST1A 20.0 | 10.3 | 0.2376 | 0.344 | 0.41 | ol | 122 | 0.00403 | MV
149-AL1/24-ST1A 20.0 | 10.5 | 0.194 | 0.337 | 0.47 | ol | 149 | 0.00403 | MV
184-AL1/30-ST1A 20.0 | 10.75 | 0.1571 | 0.33 | 0.535 | ol | 184 | 0.00403 | MV
243-AL1/39-ST1A 20.0 | 11 | 0.1188 | 0.32 | 0.645 | ol | 243 | 0.00403 | MV
48-AL1/8-ST1A 110.0 | 8 | 0.5939 | 0.46 | 0.21 | ol | 48 | 0.00403 | HV
70-AL1/11-ST1A 110.0 | 8.4 | 0.4132 | 0.45 | 0.29 | ol | 70 | 0.00403 | HV
94-AL1/15-ST1A 110.0 | 8.65 | 0.306 | 0.44 | 0.35 | ol | 94 | 0.00403 | HV
122-AL1/20-ST1A 110.0 | 8.5 | 0.2376 | 0.43 | 0.41 | ol | 122 | 0.00403 | HV
149-AL1/24-ST1A 110.0 | 8.75 | 0.194 | 0.41 | 0.47 | ol | 149 | 0.00403 | HV
184-AL1/30-ST1A 110.0 | 8.8 | 0.1571 | 0.4 | 0.535 | ol | 184 | 0.00403 | HV
243-AL1/39-ST1A 110.0 | 9 | 0.1188 | 0.39 | 0.645 | ol | 243 | 0.00403 | HV
305-AL1/39-ST1A 110.0 | 9.2 | 0.0949 | 0.38 | 0.74 | ol | 305 | 0.00403 | HV
490-AL1/64-ST1A 110.0 | 9.75 | 0.059 | 0.37 | 0.96 | ol | 490 | 0.00403 | HV
679-AL1/86-ST1A 110.0 | 9.95 | 0.042 | 0.36 | 1.15 | ol | 679 | 0.00403 | HV
490-AL1/64-ST1A 220.0 | 10 | 0.059 | 0.285 | 0.96 | ol | 490 | 0.00403 | HV
679-AL1/86-ST1A 220.0 | 11.7 | 0.042 | 0.275 | 1.15 | ol | 679 | 0.00403 | HV
490-AL1/64-ST1A 380.0 | 11 | 0.059 | 0.253 | 0.96 | ol | 490 | 0.00403 | HV
679-AL1/86-ST1A 380.0 | 14.6 | 0.042 | 0.25 | 1.15 | ol | 679 | 0.00403 | HV

## trafo_std_types
| i0_percent | pfe_kw | vkr_percent | sn_mva | vn_lv_kv | vn_hv_kv | vk_percent | shift_degree | vector_group | tap_side | tap_neutral | tap_min | tap_max | tap_step_degree | tap_step_percent | tap_phase_shifter
160 MVA 380/110 kV | 0.06 | 60 | 0.25 | 160 | 110 | 380 | 12.2 | 0 | Yy0 | hv | 0 | -9 | 9 | 0 | 1.5 | FALSE
100 MVA 220/110 kV | 0.06 | 55 | 0.26 | 100 | 110 | 220 | 12 | 0 | Yy0 | hv | 0 | -9 | 9 | 0 | 1.5 | FALSE
63 MVA 110/20 kV | 0.04 | 22 | 0.32 | 63 | 20 | 110 | 18 | 150 | YNd5 | hv | 0 | -9 | 9 | 0 | 1.5 | FALSE
40 MVA 110/20 kV | 0.05 | 18 | 0.34 | 40 | 20 | 110 | 16.2 | 150 | YNd5 | hv | 0 | -9 | 9 | 0 | 1.5 | FALSE
25 MVA 110/20 kV | 0.07 | 14 | 0.41 | 25 | 20 | 110 | 12 | 150 | YNd5 | hv | 0 | -9 | 9 | 0 | 1.5 | FALSE
63 MVA 110/10 kV | 0.04 | 22 | 0.32 | 63 | 10 | 110 | 18 | 150 | YNd5 | hv | 0 | -9 | 9 | 0 | 1.5 | FALSE
40 MVA 110/10 kV | 0.05 | 18 | 0.34 | 40 | 10 | 110 | 16.2 | 150 | YNd5 | hv | 0 | -9 | 9 | 0 | 1.5 | FALSE
25 MVA 110/10 kV | 0.07 | 14 | 0.41 | 25 | 10 | 110 | 12 | 150 | YNd5 | hv | 0 | -9 | 9 | 0 | 1.5 | FALSE
0.25 MVA 20/0.4 kV | 0.32 | 0.8 | 1.44 | 0.25 | 0.4 | 20 | 6 | 150 | Yzn5 | hv | 0 | -2 | 2 | 0 | 2.5 | FALSE
0.4 MVA 20/0.4 kV | 0.3375 | 1.35 | 1.425 | 0.4 | 0.4 | 20 | 6 | 150 | Dyn5 | hv | 0 | -2 | 2 | 0 | 2.5 | FALSE
0.63 MVA 20/0.4 kV | 0.2619 | 1.65 | 1.206 | 0.63 | 0.4 | 20 | 6 | 150 | Dyn5 | hv | 0 | -2 | 2 | 0 | 2.5 | FALSE
0.25 MVA 10/0.4 kV | 0.24 | 0.6 | 1.2 | 0.25 | 0.4 | 10 | 4 | 150 | Dyn5 | hv | 0 | -2 | 2 | 0 | 2.5 | FALSE
0.4 MVA 10/0.4 kV | 0.2375 | 0.95 | 1.325 | 0.4 | 0.4 | 10 | 4 | 150 | Dyn5 | hv | 0 | -2 | 2 | 0 | 2.5 | FALSE
0.63 MVA 10/0.4 kV | 0.1873 | 1.18 | 1.0794 | 0.63 | 0.4 | 10 | 4 | 150 | Dyn5 | hv | 0 | -2 | 2 | 0 | 2.5 | FALSE

## trafo3w_std_types
| sn_hv_mva | sn_mv_mva | sn_lv_mva | vn_hv_kv | vn_mv_kv | vn_lv_kv | vk_hv_percent | vk_mv_percent | vk_lv_percent | vkr_hv_percent | vkr_mv_percent | vkr_lv_percent | pfe_kw | i0_percent | shift_mv_degree | shift_lv_degree | vector_group | tap_side | tap_neutral | tap_min | tap_max | tap_step_percent
63/25/38 MVA 110/20/10 kV | 63 | 25 | 38 | 110 | 20 | 10 | 10.4 | 10.4 | 10.4 | 0.28 | 0.32 | 0.35 | 35 | 0.89 | 0 | 0 | YN0yn0yn0 | hv | 0 | -10 | 10 | 1.2
63/25/38 MVA 110/10/10 kV | 63 | 25 | 38 | 110 | 10 | 10 | 10.4 | 10.4 | 10.4 | 0.28 | 0.32 | 0.35 | 35 | 0.89 | 0 | 0 | YN0yn0yn0 | hv | 0 | -10 | 10 | 1.2

## fuse_std_types
| fuse_type | i_rated_a | t_avg | t_min | t_total | x_avg | x_min | x_total
HV 100A | HV 100A | 100 | 0 | [10.0, 3.64, 0.854, 0.281, 0.1, 0.0531, 0.022, 0.01] | [10.0, 4.267, 1.21, 0.403, 0.1, 0.058, 0.022, 0.01] | 0 | [300.0, 350.0, 450.0, 550.0, 700.0, 850.0, 1200.0, 1752.0] | [600.0, 700.0, 900.0, 1150.0, 1665.0, 2000.0, 3000.0, 4313.0]
HV 10A | HV 10A | 10 | 0 | [10.0, 1675.0, 0.344, 0.156, 0.1, 0.0417, 0.0171, 0.01] | [10.0, 1.3, 0.3, 0.155, 0.1, 0.0555, 0.023, 0.01] | 0 | [30.0, 32.0, 35.0, 37.0, 39.0, 50.0, 70.0, 88.0] | [60.0, 70.0, 80.0, 87.0, 94.0, 110.0, 150.0, 216.0]
HV 125A | HV 125A | 125 | 0 | [10.0, 1.82, 0.344, 0.1, 0.0467, 0.0269, 0.01] | [10.0, 2.478, 0.426, 0.1, 0.0427, 0.0211, 0.01] | 0 | [375.0, 500.0, 700.0, 925.0, 1200.0, 1500.0, 2341.0] | [750.0, 1000.0, 1500.0, 2200.0, 3000.0, 4000.0, 5765.0]
HV 160A | HV 160A | 160 | 0 | [10.0, 4.15, 1.03, 0.198, 0.1, 0.051, 0.0172, 0.01] | [10.0, 2.3, 0.734, 0.274, 0.1, 0.046, 0.0177, 0.01] | 0 | [480.0, 550.0, 700.0, 1000.0, 1260.0, 1600.0, 2500.0, 3227.0] | [960.0, 1300.0, 1700.0, 2200.0, 2996.0, 4000.0, 6000.0, 7946.0]
HV 16A | HV 16A | 16 | 0 | [10.0, 0.352, 0.164, 0.1, 0.0649, 0.0342, 0.01] | [10.0, 2.34, 0.722, 0.181, 0.1, 0.055, 0.0296, 0.01] | 0 | [48.0, 60.0, 65.0, 71.0, 80.0, 100.0, 162.0] | [96.0, 110.0, 125.0, 150.0, 168.0, 200.0, 250.0, 398.0]
HV 200A | HV 200A | 200 | 0 | [10.0, 4.267, 1.21, 0.403, 0.1, 0.058, 0.022, 0.01] | [10.0, 3.73, 1.654, 0.328, 0.1, 0.0531, 0.019, 0.01] | 0 | [600.0, 700.0, 900.0, 1150.0, 1665.0, 2000.0, 3000.0, 4313.0] | [1200.0, 1500.0, 1800.0, 2700.0, 3960.0, 5000.0, 7500.0, 10620.0]
HV 20A | HV 20A | 20 | 0 | [10.0, 1.3, 0.3, 0.155, 0.1, 0.0555, 0.023, 0.01] | [10.0, 1.3, 0.161, 0.1, 0.0611, 0.0399, 0.0141, 0.01] | 0 | [60.0, 70.0, 80.0, 87.0, 94.0, 110.0, 150.0, 216.0] | [120.0, 150.0, 200.0, 223.0, 260.0, 300.0, 450.0, 532.0]
HV 25A | HV 25A | 25 | 0 | [10.0, 2.512, 0.833, 0.299, 0.1, 0.0372, 0.0223, 0.01] | [10.0, 3.125, 0.597, 0.198, 0.1, 0.0378, 0.022, 0.01] | 0 | [75.0, 82.0, 90.0, 100.0, 124.0, 170.0, 200.0, 289.0] | [150.0, 170.0, 210.0, 250.0, 294.0, 400.0, 500.0, 711.0]
HV 31.5A | HV 31.5A | 31.5 | 0 | [10.0, 2.34, 0.722, 0.181, 0.1, 0.055, 0.0296, 0.01] | [10.0, 2.84, 0.368, 0.164, 0.1, 0.0621, 0.0378, 0.0195, 0.01] | 0 | [95.0, 110.0, 125.0, 150.0, 165.0, 200.0, 250.0, 390.0] | [189.0, 220.0, 300.0, 350.0, 393.0, 450.0, 530.0, 700.0, 960.0]
HV 40A | HV 40A | 40 | 0 | [10.0, 1.3, 0.161, 0.1, 0.0611, 0.0399, 0.0141, 0.01] | [10.0, 2.05, 0.369, 0.198, 0.1, 0.051, 0.0298, 0.01] | 0 | [120.0, 150.0, 200.0, 223.0, 260.0, 300.0, 450.0, 532.0] | [240.0, 300.0, 400.0, 450.0, 530.0, 650.0, 800.0, 1311.0]
HV 50A | HV 50A | 50 | 0 | [10.0, 3.215, 0.597, 0.198, 0.1, 0.0378, 0.022, 0.01] | [10.0, 3.64, 0.854, 0.281, 0.1, 0.0531, 0.022, 0.01] | 0 | [150.0, 170.0, 210.0, 250.0, 294.0, 400.0, 500.0, 711.0] | [300.0, 350.0, 450.0, 550.0, 700.0, 850.0, 1200.0, 1752.0]
HV 6.3A | HV 6.3A | 6.3 | 0 | [10.0, 1.39, 0.344, 0.168, 0.1, 0.056, 0.0263, 0.01] | [10.0, 1.711, 0.516, 0.198, 0.1, 0.0634, 0.0303, 0.01] | 0 | [19.0, 19.5, 20.4, 20.8, 22.0, 25.0, 32.0, 48.0] | [38.0, 40.0, 43.0, 48.0, 53.0, 60.0, 75.0, 118.0]
HV 63A | HV 63A | 63 | 0 | [10.0, 2.84, 0.368, 0.164, 0.1, 0.0621, 0.0378, 0.0195, 0.01] | [10.0, 1.82, 0.344, 0.1, 0.0467, 0.0269, 0.01] | 0 | [189.0, 220.0, 300.0, 350.0, 393.0, 450.0, 530.0, 700.0, 961.0] | [378.0, 500.0, 700.0, 934.0, 1200.0, 1500.0, 2366.0]
HV 80A | HV 80A | 80 | 0 | [10.0, 2.05, 0.369, 0.198, 0.1, 0.051, 0.0298, 0.01] | [10.0, 4.15, 1.03, 0.198, 0.1, 0.051, 0.0172, 0.01] | 0 | [240.0, 300.0, 400.0, 450.0, 530.0, 650.0, 800.0, 1311.0] | [480.0, 550.0, 700.0, 1000.0, 1260.0, 1600.0, 2500.0, 3227.0]
Siemens NH-1-100 | Siemens NH-1-100 | 100 | [5400.0, 2000.0, 400.0, 20.0, 1.0, 0.2, 0.012, 0.004] | 0 | 0 | [150.0, 190.0, 250.0, 430.0, 900.0, 1250.0, 2700.0, 3600.0] | 0 | 0
Siemens NH-1-125 | Siemens NH-1-125 | 125 | [4800.0, 120.0, 7.0, 0.1, 0.004] | 0 | 0 | [180.0, 400.0, 740.0, 2000.0, 4250.0] | 0 | 0
Siemens NH-1-16 | Siemens NH-1-16 | 16 | [4000.0, 400.0, 2.0, 0.1, 0.04, 0.01] | 0 | 0 | [26.0, 35.0, 75.0, 150.0, 200.0, 300.0] | 0 | 0
Siemens NH-1-160 | Siemens NH-1-160 | 160 | [4800.0, 120.0, 7.0, 0.1, 0.004] | 0 | 0 | [210.0, 500.0, 900.0, 2300.0, 5000.0] | 0 | 0
Siemens NH-1-25 | Siemens NH-1-25 | 25 | [4000.0, 1000.0, 10.0, 0.2, 0.02, 0.01] | 0 | 0 | [40.0, 50.0, 100.0, 210.0, 400.0, 500.0] | 0 | 0
Siemens NH-1-50 | Siemens NH-1-50 | 50 | [4000.0, 40.0, 4.0, 1.0, 0.02, 0.01] | 0 | 0 | [86.0, 200.0, 300.0, 400.0, 1000.0, 1280.0] | 0 | 0
Siemens NH-1-63 | Siemens NH-1-63 | 63 | [4000.0, 100.0, 10.0, 2.0, 0.04, 0.01] | 0 | 0 | [100.0, 200.0, 300.0, 400.0, 1000.0, 1500.0] | 0 | 0
Siemens NH-1-80 | Siemens NH-1-80 | 80 | [4800.0, 120.0, 7.0, 0.1, 0.01] | 0 | 0 | [150.58, 250.0, 450.0, 1150.0, 2470.0] | 0 | 0
Siemens NH-2-1000 | Siemens NH-2-1000 | 1000 | [4800.0, 120.0, 7.0, 0.1, 0.004] | 0 | 0 | [1900.0, 3500.0, 8400.0, 24000.0, 52000.0] | 0 | 0
Siemens NH-2-200 | Siemens NH-2-200 | 200 | [4800.0, 120.0, 7.0, 0.1, 0.004] | 0 | 0 | [280.0, 650.0, 1200.0, 3000.0, 7000.0] | 0 | 0
Siemens NH-2-224 | Siemens NH-2-224 | 224 | [4800.0, 120.0, 7.0, 0.2, 0.04, 0.004] | 0 | 0 | [400.0, 750.0, 1453.0, 3025.0, 4315.0, 7600.0] | 0 | 0
Siemens NH-2-250 | Siemens NH-2-250 | 250 | [4800.0, 120.0, 7.0, 0.1, 0.004] | 0 | 0 | [450.0, 800.0, 1650.0, 4000.0, 8500.0] | 0 | 0
Siemens NH-2-315 | Siemens NH-2-315 | 315 | [4800.0, 120.0, 7.0, 0.1, 0.004] | 0 | 0 | [550.0, 920.0, 1900.0, 5000.0, 11000.0] | 0 | 0
Siemens NH-2-355 | Siemens NH-2-355 | 355 | [4800.0, 120.0, 6.0, 0.1, 0.004] | 0 | 0 | [650.0, 1116.27, 2350.0, 5840.0, 12790.0] | 0 | 0
Siemens NH-2-400 | Siemens NH-2-400 | 400 | [4800.0, 120.0, 7.0, 0.1, 0.004] | 0 | 0 | [720.0, 1350.0, 2800.0, 6500.0, 15000.0] | 0 | 0
Siemens NH-2-425 | Siemens NH-2-425 | 425 | [4800.0, 120.0, 7.0, 0.1, 0.004] | 0 | 0 | [850.0, 1500.0, 3050.0, 7500.0, 16500.0] | 0 | 0
Siemens NH-2-630 | Siemens NH-2-630 | 630 | [4800.0, 120.0, 7.0, 0.1, 0.004] | 0 | 0 | [1200.0, 2000.0, 4800.0, 12000.0, 26000.0] | 0 | 0

## res_bus
| vm_pu | va_degree | p_mw | q_mvar
0 | 0.99076 | -0.17723 | 0.00088282 | 0.00022126
1 | 0.99072 | -0.17796 | 0.0018632 | 0.00046696
2 | 0.99084 | -0.17559 | 0 | 0
3 | 0.99074 | -0.17758 | 0.0037739 | 0.00094582
4 | 0.9916 | -0.16081 | 0 | 0
5 | 0.99191 | -0.15488 | 0 | 0
6 | 0.9916 | -0.16094 | 0.00058183 | 0.00014582
7 | 0.99638 | -0.068611 | 0 | 0
8 | 0.99623 | -0.071538 | 0.0009508 | 0.00023829
9 | 0.99662 | -0.063978 | 0 | 0
10 | 0.99279 | -0.13785 | 0.001335 | 0.00033459
11 | 0.9927 | -0.1396 | 0.00081013 | 0.00020304
12 | 0.99289 | -0.1358 | 0 | 0
13 | 0.99302 | -0.13341 | 0 | 0
14 | 0.9919 | -0.15512 | 0.00084029 | 0.0002106
15 | 0.99219 | -0.14939 | 0 | 0
16 | 0.9921 | -0.15113 | 0.0044516 | 0.0011157
17 | 0.99221 | -0.149 | 0 | 0
18 | 0.99224 | -0.14847 | 0.0014377 | 0.00036032
19 | 0.99219 | -0.14951 | 0.0020358 | 0.00051021
20 | 0.99491 | -0.09645 | 0 | 0
21 | 0.99765 | -0.044306 | 0.0018106 | 0.00045378
22 | 0.99874 | -0.02379 | 0.0018293 | 0.00045847
23 | 0.99984 | -0.0029846 | 0.0041176 | 0.001032
24 | 1 | 0 | -0.26432 | -0.067474
25 | 0.99326 | -0.12771 | 0 | 0
26 | 0.99482 | -0.0981 | 0.0028099 | 0.00070423
27 | 0.99617 | -0.072617 | 0.00095681 | 0.0002398
28 | 0.9931 | -0.13085 | 0.0041578 | 0.001042
29 | 0.99044 | -0.18173 | 0 | 0
30 | 0.99478 | -0.098845 | 0.0016877 | 0.00042298
31 | 0.9711 | -0.55827 | 0.0044013 | 0.0011031
32 | 0.9711 | -0.55833 | 0.0075088 | 0.0018819
33 | 0.97143 | -0.55183 | 0.0043207 | 0.0010829
34 | 0.97144 | -0.5516 | 0.0047434 | 0.0011888
35 | 0.97198 | -0.54099 | 0.0041668 | 0.0010443
36 | 0.9721 | -0.53867 | 0.0053611 | 0.0013436
37 | 0.98701 | -0.24774 | 0.0051278 | 0.0012852
38 | 0.98678 | -0.25214 | 0.0024174 | 0.00060585
39 | 0.98707 | -0.24664 | 0.0019182 | 0.00048074
40 | 0.98672 | -0.25346 | 0.0018764 | 0.00047027
41 | 0.98734 | -0.24129 | 0 | 0
42 | 0.98667 | -0.25441 | 0.0023612 | 0.00059176
43 | 0.98669 | -0.25396 | 0.002111 | 0.00052907
44 | 0.98832 | -0.22243 | 0.0029517 | 0.00073978
45 | 0.98718 | -0.24444 | 0.0030845 | 0.00077305
46 | 0.98911 | -0.20725 | 0.0055356 | 0.0013874
47 | 0.98622 | -0.26282 | 0.0010319 | 0.00025861
48 | 0.98186 | -0.34776 | 0.00082086 | 0.00020573
49 | 0.98156 | -0.3535 | 0.0021615 | 0.00054173
50 | 0.98233 | -0.33846 | 0 | 0
51 | 0.98146 | -0.35539 | 0.0013036 | 0.00032672
52 | 0.98304 | -0.32462 | 0.00075486 | 0.00018918
53 | 0.98223 | -0.34051 | 0.0012866 | 0.00032245
54 | 0.98127 | -0.35923 | 0.0021615 | 0.00054173
55 | 0.98459 | -0.2943 | 0 | 0
56 | 0.98217 | -0.34164 | 0.0060785 | 0.0015234
57 | 0.98109 | -0.3628 | 0.003189 | 0.00079923
58 | 0.98396 | -0.30664 | 0.0019248 | 0.00048241
59 | 0.98538 | -0.27909 | 0.0014986 | 0.00037559
60 | 0.97806 | -0.42141 | 0.0022603 | 0.00056648
61 | 0.97743 | -0.43386 | 0.0015137 | 0.00037937
62 | 0.9795 | -0.39332 | 0 | 0
63 | 0.97735 | -0.43543 | 0 | 0
64 | 0.98102 | -0.36363 | 0.0065183 | 0.0016336
65 | 0.97936 | -0.39607 | 0.0027865 | 0.00069836
66 | 0.9759 | -0.46382 | 0 | 0
67 | 0.98301 | -0.32506 | 0 | 0
68 | 0.97898 | -0.4034 | 0.0028785 | 0.00072142
69 | 0.97471 | -0.48736 | 0 | 0
70 | 0.97449 | -0.49166 | 0.0023175 | 0.00058081
71 | 0.97459 | -0.48966 | 0.001631 | 0.00040876
72 | 0.97587 | -0.46444 | 0.0019013 | 0.0004765
73 | 0.97583 | -0.46531 | 0.0018899 | 0.00047365
74 | 0.98287 | -0.32782 | 0.0017743 | 0.00044467
75 | 0.97832 | -0.41642 | 0.0022933 | 0.00057476
76 | 0.9903 | -0.18437 | 0.0021976 | 0.00055077
77 | 0.99027 | -0.18494 | 0.0023441 | 0.0005875
78 | 0.9896 | -0.1979 | 0.0079587 | 0.0019946
79 | 0.99303 | -0.13224 | 0.0042405 | 0.0010628
80 | 0.98605 | -0.26608 | 0.0022915 | 0.00057431
81 | 0.98102 | -0.3641 | 0.0021615 | 0.00054173
82 | 0.98081 | -0.36823 | 0.0022966 | 0.00057558
83 | 0.9808 | -0.36843 | 0.0042928 | 0.0010759
84 | 0.97309 | -0.51897 | 0.0019719 | 0.0004942
85 | 0.97327 | -0.51544 | 0.0010063 | 0.00025221
86 | 0.97257 | -0.52936 | 0.0033247 | 0.00083325
87 | 0.97405 | -0.50015 | 0.0017835 | 0.00044698
88 | 0.97416 | -0.49804 | 0.0014926 | 0.00037408
89 | 0.97428 | -0.49562 | 0.001704 | 0.00042707
90 | 0.98283 | -0.32848 | 0.0018679 | 0.00046815
91 | 0.98276 | -0.32989 | 0.0023258 | 0.00058291
92 | 0.98276 | -0.3299 | 0.0021679 | 0.00054333
93 | 0.97527 | -0.47618 | 0.0014641 | 0.00036693
94 | 0.9806 | -0.37233 | 0.0024857 | 0.00062297
95 | 0.98058 | -0.37272 | 0.0026931 | 0.00067495
96 | 0.98047 | -0.37483 | 0.0022018 | 0.00055181
97 | 0.98046 | -0.37516 | 0.0026006 | 0.00065178
98 | 0.98041 | -0.37598 | 0.0027741 | 0.00069526
99 | 0.97581 | -0.46558 | 0.0032738 | 0.0008205
100 | 0.9758 | -0.46578 | 0.0047056 | 0.0011793
101 | 0.97613 | -0.45937 | 0 | 0
102 | 0.9755 | -0.47173 | 0.0053388 | 0.001338
103 | 0.97604 | -0.46114 | 0 | 0
104 | 0.97649 | -0.45227 | 0.0037246 | 0.00093348
105 | 0.97549 | -0.47184 | 0.0049233 | 0.0012339
106 | 0.97601 | -0.46158 | 0.0019876 | 0.00049813
107 | 0.97602 | -0.46137 | 0.0017911 | 0.00044888
108 | 0.97651 | -0.45188 | 0.0028843 | 0.00072288
109 | 0.97546 | -0.47252 | 0.0026147 | 0.00065531
110 | 0.9769 | -0.44405 | 0 | 0
111 | 0.97567 | -0.46836 | 0.0011512 | 0.00028852
112 | 0.97535 | -0.47452 | 0.0018396 | 0.00046106
113 | 0.97436 | -0.49425 | 0 | 0
114 | 0.97433 | -0.4949 | 0.0039463 | 0.00098905
115 | 0.97427 | -0.49605 | 0.0023372 | 0.00058577
116 | 0.97587 | -0.46445 | 0.0016257 | 0.00040743
117 | 0.97582 | -0.46542 | 0.0024212 | 0.00060682
118 | 0.99598 | -0.076185 | 0.0039544 | 0.00099107
119 | 0.99606 | -0.074818 | 0.0025811 | 0.00064688
120 | 0.97427 | -0.49613 | 0.0033667 | 0.00084378
121 | 0.99998 | 149.9956 | 0 | 0

## res_line
| p_from_mw | q_from_mvar | p_to_mw | q_to_mvar | pl_mw | ql_mvar | i_from_ka | i_to_ka | i_ka | vm_from_pu | va_from_degree | vm_to_pu | va_to_degree | loading_percent
0 | 0.0018633 | 0.00046671 | -0.0018632 | -0.00046696 | 6.5188e-08 | -2.4414e-07 | 0.0027983 | 0.0027984 | 0.0027984 | 0.99076 | -0.17723 | 0.99072 | -0.17796 | 0.7688
1 | -0.0027461 | -0.00068797 | 0.0027463 | 0.00068768 | 2.1411e-07 | -2.953e-07 | 0.0041242 | 0.0041241 | 0.0041242 | 0.99076 | -0.17723 | 0.99084 | -0.17559 | 1.133
2 | 0.0037742 | 0.00094566 | -0.0037739 | -0.00094582 | 3.5859e-07 | -1.5384e-07 | 0.0056679 | 0.0056681 | 0.0056681 | 0.99084 | -0.17559 | 0.99074 | -0.17758 | 1.5572
3 | -0.0065205 | -0.0016333 | 0.0065251 | 0.0016346 | 4.591e-06 | 1.2923e-06 | 0.009792 | 0.0097914 | 0.009792 | 0.99084 | -0.17559 | 0.9916 | -0.16081 | 2.6901
4 | -0.0071069 | -0.0017803 | 0.0071089 | 0.001781 | 2.008e-06 | 6.7758e-07 | 0.010664 | 0.010664 | 0.010664 | 0.9916 | -0.16081 | 0.99191 | -0.15488 | 2.9298
5 | 0.00058183 | 0.00014566 | -0.00058183 | -0.00014582 | 3.5855e-09 | -1.5951e-07 | 0.00087305 | 0.00087311 | 0.00087311 | 0.9916 | -0.16081 | 0.9916 | -0.16094 | 0.23986
6 | 0.0008403 | 0.00021039 | -0.00084029 | -0.0002106 | 9.7787e-09 | -2.0557e-07 | 0.0012605 | 0.0012606 | 0.0012606 | 0.99191 | -0.15488 | 0.9919 | -0.15512 | 0.34631
7 | -0.0079492 | -0.0019914 | 0.007955 | 0.0019937 | 5.7866e-06 | 2.3016e-06 | 0.011925 | 0.011924 | 0.011925 | 0.99191 | -0.15488 | 0.9927 | -0.1396 | 3.276
8 | 0.0084456 | 0.0021168 | -0.0084445 | -0.0021163 | 1.1779e-06 | 4.9675e-07 | 0.012613 | 0.012613 | 0.012613 | 0.99638 | -0.068611 | 0.99623 | -0.071538 | 3.4651
9 | -0.0084456 | -0.0021168 | 0.0084475 | 0.0021176 | 1.8643e-06 | 7.8605e-07 | 0.012613 | 0.012613 | 0.012613 | 0.99638 | -0.068611 | 0.99662 | -0.063978 | 3.4651
10 | 0.0074936 | 0.001878 | -0.0074933 | -0.0018778 | 3.85e-07 | 1.397e-07 | 0.011193 | 0.011193 | 0.011193 | 0.99623 | -0.071538 | 0.99617 | -0.072617 | 3.075
11 | 0.22758 | 0.05835 | -0.22722 | -0.058122 | 0.00035772 | 0.00022723 | 0.34026 | 0.34026 | 0.34026 | 0.99662 | -0.063978 | 0.99491 | -0.09645 | 23.3692
12 | -0.25412 | -0.065024 | 0.25436 | 0.065178 | 0.00024226 | 0.00015411 | 0.37989 | 0.37989 | 0.37989 | 0.99662 | -0.063978 | 0.99765 | -0.044306 | 26.0914
13 | 0.018094 | 0.0045564 | -0.018035 | -0.004521 | 5.9868e-05 | 3.5477e-05 | 0.027024 | 0.027025 | 0.027025 | 0.99662 | -0.063978 | 0.99302 | -0.13341 | 7.4244
14 | 0.0087659 | 0.002197 | -0.0087652 | -0.0021967 | 7.312e-07 | 3.2192e-07 | 0.013139 | 0.013139 | 0.013139 | 0.99279 | -0.13785 | 0.9927 | -0.1396 | 3.6095
15 | -0.010101 | -0.0025316 | 0.010102 | 0.0025321 | 9.8756e-07 | 4.8345e-07 | 0.01514 | 0.01514 | 0.01514 | 0.99279 | -0.13785 | 0.99289 | -0.1358 | 4.1592
16 | -0.010102 | -0.0025321 | 0.010103 | 0.0025327 | 1.1478e-06 | 5.6185e-07 | 0.01514 | 0.015139 | 0.01514 | 0.99289 | -0.1358 | 0.99302 | -0.13341 | 4.1592
17 | 0.0079314 | 0.0019883 | -0.0079258 | -0.001986 | 5.6862e-06 | 2.2516e-06 | 0.011885 | 0.011886 | 0.011886 | 0.99302 | -0.13341 | 0.99224 | -0.14847 | 3.2653
18 | 0.004452 | 0.0011156 | -0.0044516 | -0.0011157 | 3.692e-07 | -4.8917e-08 | 0.0066767 | 0.0066768 | 0.0066768 | 0.99219 | -0.14939 | 0.9921 | -0.15113 | 1.8343
19 | -0.004452 | -0.0011156 | 0.0044521 | 0.0011156 | 8.29e-08 | -1.0992e-08 | 0.0066767 | 0.0066767 | 0.0066767 | 0.99219 | -0.14939 | 0.99221 | -0.149 | 1.8343
20 | 0.0020358 | 0.00051006 | -0.0020358 | -0.00051021 | 4.9856e-08 | -1.5231e-07 | 0.003053 | 0.0030531 | 0.0030531 | 0.99221 | -0.149 | 0.99219 | -0.14951 | 0.83876
21 | -0.0064879 | -0.0016257 | 0.0064881 | 0.0016257 | 1.6358e-07 | 4.5177e-08 | 0.0097298 | 0.0097297 | 0.0097298 | 0.99221 | -0.149 | 0.99224 | -0.14847 | 2.673
22 | 0.22272 | 0.056995 | -0.22238 | -0.056782 | 0.00033657 | 0.00021373 | 0.33353 | 0.33353 | 0.33353 | 0.99491 | -0.09645 | 0.99326 | -0.12771 | 22.9072
23 | 0.004498 | 0.0011269 | -0.0044976 | -0.0011269 | 3.5355e-07 | -4.4236e-08 | 0.0067272 | 0.0067273 | 0.0067273 | 0.99491 | -0.09645 | 0.99482 | -0.0981 | 1.8482
24 | -0.25617 | -0.065631 | 0.25643 | 0.065794 | 0.00025497 | 0.00016221 | 0.38259 | 0.38259 | 0.38259 | 0.99765 | -0.044306 | 0.99874 | -0.02379 | 26.2769
25 | -0.25826 | -0.066252 | 0.25852 | 0.066418 | 0.00026093 | 0.00016601 | 0.38532 | 0.38532 | 0.38532 | 0.99874 | -0.02379 | 0.99984 | -0.0029846 | 26.4641
26 | -0.26263 | -0.06745 | 0.26267 | 0.067474 | 3.8065e-05 | 2.4223e-05 | 0.39144 | 0.39144 | 0.39144 | 0.99984 | -0.0029846 | 1 | 0 | 26.8849
27 | 0.0083998 | 0.0021053 | -0.0083985 | -0.0021047 | 1.2532e-06 | 5.2896e-07 | 0.012584 | 0.012584 | 0.012584 | 0.99326 | -0.12771 | 0.9931 | -0.13085 | 3.4571
28 | 0.21398 | 0.054676 | -0.21343 | -0.054323 | 0.00055737 | 0.00035374 | 0.32095 | 0.32095 | 0.32095 | 0.99326 | -0.12771 | 0.99044 | -0.18173 | 22.043
29 | 0.0016878 | 0.00042269 | -0.0016877 | -0.00042298 | 5.9827e-08 | -2.8674e-07 | 0.0025244 | 0.0025245 | 0.0025245 | 0.99482 | -0.0981 | 0.99478 | -0.098845 | 0.69354
30 | 0.0065364 | 0.001638 | -0.0065358 | -0.0016379 | 6.8529e-07 | 1.8905e-07 | 0.0097637 | 0.0097638 | 0.0097638 | 0.99617 | -0.072617 | 0.99606 | -0.074818 | 2.6824
31 | 0.0042408 | 0.0010627 | -0.0042405 | -0.0010628 | 2.8121e-07 | -6.0324e-08 | 0.0063541 | 0.0063542 | 0.0063542 | 0.9931 | -0.13085 | 0.99303 | -0.13224 | 1.7457
32 | 0.20889 | 0.053185 | -0.20872 | -0.053081 | 0.00016276 | 0.00010326 | 0.31412 | 0.31412 | 0.31412 | 0.99044 | -0.18173 | 0.9896 | -0.1979 | 21.5744
33 | 0.0045424 | 0.0011381 | -0.0045418 | -0.0011381 | 5.7072e-07 | -5.5253e-08 | 0.0068242 | 0.0068244 | 0.0068244 | 0.99044 | -0.18173 | 0.9903 | -0.18437 | 1.8748
34 | 0.0075088 | 0.0018819 | -0.0075088 | -0.0018819 | 1.901e-08 | 7.4286e-09 | 0.011506 | 0.011506 | 0.011506 | 0.9711 | -0.55827 | 0.9711 | -0.55833 | 3.1609
35 | -0.01191 | -0.002985 | 0.011914 | 0.0029869 | 3.6601e-06 | 1.9798e-06 | 0.01825 | 0.01825 | 0.01825 | 0.9711 | -0.55827 | 0.97143 | -0.55183 | 5.0137
36 | -0.016234 | -0.0040698 | 0.016235 | 0.0040699 | 1.748e-07 | 1.0254e-07 | 0.024868 | 0.024868 | 0.024868 | 0.97143 | -0.55183 | 0.97144 | -0.5516 | 6.8319
37 | -0.020978 | -0.0052587 | 0.020989 | 0.0052652 | 1.0606e-05 | 6.4485e-06 | 0.032134 | 0.032134 | 0.032134 | 0.97144 | -0.5516 | 0.97198 | -0.54099 | 8.828
38 | -0.025155 | -0.0063095 | 0.025158 | 0.0063112 | 2.7928e-06 | 1.7251e-06 | 0.038513 | 0.038513 | 0.038513 | 0.97198 | -0.54099 | 0.9721 | -0.53867 | 10.5804
39 | -0.030519 | -0.0076548 | 0.030533 | 0.0076633 | 1.3547e-05 | 8.4649e-06 | 0.046719 | 0.046719 | 0.046719 | 0.9721 | -0.53867 | 0.97257 | -0.52936 | 12.8349
40 | 0.0087683 | 0.0021975 | -0.0087665 | -0.0021967 | 1.8384e-06 | 8.1812e-07 | 0.013219 | 0.013219 | 0.013219 | 0.98701 | -0.24774 | 0.98678 | -0.25214 | 3.6317
41 | -0.013896 | -0.0034827 | 0.013897 | 0.0034831 | 7.2269e-07 | 4.064e-07 | 0.02095 | 0.02095 | 0.02095 | 0.98701 | -0.24774 | 0.98707 | -0.24664 | 5.7555
42 | 0.0063491 | 0.0015909 | -0.0063487 | -0.0015907 | 4.0049e-07 | 1.0748e-07 | 0.009574 | 0.0095741 | 0.0095741 | 0.98678 | -0.25214 | 0.98672 | -0.25346 | 2.6302
43 | -0.015815 | -0.0039638 | 0.015819 | 0.0039662 | 4.0346e-06 | 2.3402e-06 | 0.023842 | 0.023841 | 0.023842 | 0.98707 | -0.24664 | 0.98734 | -0.24129 | 6.5499
44 | 0.0023613 | 0.00059154 | -0.0023612 | -0.00059176 | 1.066e-07 | -2.1812e-07 | 0.0035608 | 0.0035609 | 0.0035609 | 0.98672 | -0.25346 | 0.98667 | -0.25441 | 0.97827
45 | 0.0021111 | 0.00052893 | -0.002111 | -0.00052907 | 5.0601e-08 | -1.3767e-07 | 0.0031835 | 0.0031836 | 0.0031836 | 0.98672 | -0.25346 | 0.98669 | -0.25396 | 0.87461
46 | -0.19187 | -0.048702 | 0.19204 | 0.048812 | 0.00017421 | 0.00011036 | 0.28938 | 0.28938 | 0.28938 | 0.98734 | -0.24129 | 0.98832 | -0.22243 | 19.8753
47 | 0.17605 | 0.044735 | -0.17602 | -0.044718 | 2.6695e-05 | 1.6878e-05 | 0.26554 | 0.26554 | 0.26554 | 0.98734 | -0.24129 | 0.98718 | -0.24444 | 18.2379
48 | -0.195 | -0.049552 | 0.19514 | 0.049642 | 0.00014269 | 9.0417e-05 | 0.29383 | 0.29383 | 0.29383 | 0.98832 | -0.22243 | 0.98911 | -0.20725 | 20.1805
49 | 0.17294 | 0.043945 | -0.17279 | -0.043849 | 0.00015294 | 9.6654e-05 | 0.26089 | 0.26089 | 0.26089 | 0.98718 | -0.24444 | 0.98622 | -0.26282 | 17.9186
50 | -0.20067 | -0.051029 | 0.20076 | 0.051087 | 9.0403e-05 | 5.7315e-05 | 0.30216 | 0.30216 | 0.30216 | 0.98911 | -0.20725 | 0.9896 | -0.1979 | 20.7525
51 | 0.17175 | 0.04359 | -0.17173 | -0.043573 | 2.6918e-05 | 1.701e-05 | 0.25934 | 0.25934 | 0.25934 | 0.98622 | -0.26282 | 0.98605 | -0.26608 | 17.8117
52 | 0.030351 | 0.0076165 | -0.030342 | -0.0076113 | 8.3066e-06 | 5.1839e-06 | 0.046 | 0.046 | 0.046 | 0.98186 | -0.34776 | 0.98156 | -0.3535 | 12.6375
53 | -0.031171 | -0.0078223 | 0.031185 | 0.0078309 | 1.3823e-05 | 8.638e-06 | 0.047244 | 0.047244 | 0.047244 | 0.98186 | -0.34776 | 0.98233 | -0.33846 | 12.9792
54 | 0.028181 | 0.0070696 | -0.028178 | -0.007068 | 2.5463e-06 | 1.5826e-06 | 0.042724 | 0.042724 | 0.042724 | 0.98156 | -0.3535 | 0.98146 | -0.35539 | 11.7373
55 | -0.038551 | -0.0096771 | 0.038577 | 0.0096932 | 2.5478e-05 | 1.6054e-05 | 0.058402 | 0.058402 | 0.058402 | 0.98233 | -0.33846 | 0.98304 | -0.32462 | 16.0446
56 | 0.0073662 | 0.0018462 | -0.0073654 | -0.001846 | 7.1723e-07 | 2.6457e-07 | 0.011158 | 0.011158 | 0.011158 | 0.98233 | -0.33846 | 0.98223 | -0.34051 | 3.0654
57 | 0.026875 | 0.0067413 | -0.02687 | -0.0067383 | 4.916e-06 | 3.0465e-06 | 0.040747 | 0.040747 | 0.040747 | 0.98146 | -0.35539 | 0.98127 | -0.35923 | 11.1943
58 | -0.039332 | -0.0098823 | 0.039389 | 0.0099183 | 5.6995e-05 | 3.5932e-05 | 0.059545 | 0.059545 | 0.059545 | 0.98304 | -0.32462 | 0.98459 | -0.2943 | 16.3585
59 | 0.0060788 | 0.0015235 | -0.0060785 | -0.0015234 | 3.2917e-07 | 7.9673e-08 | 0.0092091 | 0.0092092 | 0.0092092 | 0.98223 | -0.34051 | 0.98217 | -0.34164 | 2.53
60 | 0.024708 | 0.0061965 | -0.024704 | -0.0061939 | 4.199e-06 | 2.5866e-06 | 0.037469 | 0.037469 | 0.037469 | 0.98127 | -0.35923 | 0.98109 | -0.3628 | 10.2938
61 | 0.12832 | 0.032561 | -0.12824 | -0.032513 | 7.61e-05 | 4.7608e-05 | 0.19407 | 0.19407 | 0.19407 | 0.98459 | -0.2943 | 0.98396 | -0.30664 | 13.3292
62 | -0.16771 | -0.042479 | 0.16783 | 0.042556 | 0.00012263 | 7.7446e-05 | 0.25362 | 0.25362 | 0.25362 | 0.98459 | -0.2943 | 0.98538 | -0.27909 | 17.4188
63 | 0.021515 | 0.0053947 | -0.021514 | -0.0053939 | 1.3365e-06 | 8.1309e-07 | 0.032633 | 0.032633 | 0.032633 | 0.98109 | -0.3628 | 0.98102 | -0.3641 | 8.965
64 | 0.12632 | 0.032031 | -0.12621 | -0.031961 | 0.00011174 | 6.9859e-05 | 0.19116 | 0.19116 | 0.19116 | 0.98396 | -0.30664 | 0.98301 | -0.32506 | 13.1293
65 | -0.16933 | -0.042932 | 0.16944 | 0.042999 | 0.00010596 | 6.6931e-05 | 0.25588 | 0.25588 | 0.25588 | 0.98538 | -0.27909 | 0.98605 | -0.26608 | 17.5742
66 | 0.023015 | 0.0057886 | -0.023001 | -0.0057802 | 1.368e-05 | 8.3821e-06 | 0.035022 | 0.035022 | 0.035022 | 0.97806 | -0.42141 | 0.97743 | -0.43386 | 9.6215
67 | -0.025275 | -0.0063551 | 0.025309 | 0.006376 | 3.3961e-05 | 2.0966e-05 | 0.038461 | 0.038461 | 0.038461 | 0.97806 | -0.42141 | 0.9795 | -0.39332 | 10.5662
68 | 0.021488 | 0.0054008 | -0.021486 | -0.0053999 | 1.6109e-06 | 9.807e-07 | 0.032718 | 0.032718 | 0.032718 | 0.97743 | -0.43386 | 0.97735 | -0.43543 | 8.9884
69 | -0.11117 | -0.028053 | 0.11133 | 0.028151 | 0.00015829 | 9.8324e-05 | 0.16896 | 0.16896 | 0.16896 | 0.9795 | -0.39332 | 0.98102 | -0.36363 | 11.6044
70 | 0.085865 | 0.021677 | -0.085854 | -0.02167 | 1.1325e-05 | 6.8908e-06 | 0.1305 | 0.1305 | 0.1305 | 0.9795 | -0.39332 | 0.97936 | -0.39607 | 8.9629
71 | 0.021486 | 0.0053999 | -0.021457 | -0.0053822 | 2.9079e-05 | 1.7704e-05 | 0.032718 | 0.032718 | 0.032718 | 0.97735 | -0.43543 | 0.9759 | -0.46382 | 8.9885
72 | -0.11785 | -0.029785 | 0.11807 | 0.029921 | 0.00021836 | 0.00013607 | 0.17885 | 0.17884 | 0.17885 | 0.98102 | -0.36363 | 0.98301 | -0.32506 | 12.2834
73 | 0.083067 | 0.020972 | -0.083038 | -0.020954 | 2.9155e-05 | 1.7678e-05 | 0.12627 | 0.12627 | 0.12627 | 0.97936 | -0.39607 | 0.97898 | -0.4034 | 8.6721
74 | 0.003527 | 0.00088388 | -0.0035269 | -0.00088393 | 1.0307e-07 | -5.2772e-08 | 0.0053778 | 0.0053779 | 0.0053779 | 0.9759 | -0.46382 | 0.97587 | -0.46444 | 1.4774
75 | 0.0043114 | 0.0010804 | -0.0043111 | -0.0010804 | 3.0579e-07 | -4.004e-08 | 0.0065738 | 0.0065739 | 0.0065739 | 0.9759 | -0.46382 | 0.97583 | -0.46531 | 1.806
76 | 0.013618 | 0.0034179 | -0.013603 | -0.0034093 | 1.5272e-05 | 8.5954e-06 | 0.020767 | 0.020767 | 0.020767 | 0.9759 | -0.46382 | 0.97471 | -0.48736 | 5.7052
77 | 0.0081375 | 0.0020395 | -0.0081364 | -0.0020391 | 1.0695e-06 | 4.4625e-07 | 0.012318 | 0.012318 | 0.012318 | 0.98301 | -0.32506 | 0.98287 | -0.32782 | 3.3841
78 | 0.08016 | 0.020233 | -0.08011 | -0.020203 | 4.9976e-05 | 3.0182e-05 | 0.12189 | 0.12189 | 0.12189 | 0.97898 | -0.4034 | 0.97832 | -0.41642 | 8.3717
79 | 0.011972 | 0.0030014 | -0.01197 | -0.003 | 2.4492e-06 | 1.3239e-06 | 0.018277 | 0.018277 | 0.018277 | 0.97471 | -0.48736 | 0.97449 | -0.49166 | 5.0212
80 | 0.0016312 | 0.00040792 | -0.001631 | -0.00040876 | 1.7843e-07 | -8.422e-07 | 0.0024898 | 0.0024902 | 0.0024902 | 0.97471 | -0.48736 | 0.97459 | -0.48966 | 0.68412
81 | 0.0096521 | 0.0024192 | -0.0096509 | -0.0024187 | 1.1928e-06 | 5.8098e-07 | 0.014739 | 0.014739 | 0.014739 | 0.97449 | -0.49166 | 0.97436 | -0.49425 | 4.0491
82 | 0.0016257 | 0.00040743 | -0.0016257 | -0.00040743 | 7.6721e-10 | -3.6691e-09 | 0.0024788 | 0.0024788 | 0.0024788 | 0.97587 | -0.46444 | 0.97587 | -0.46445 | 0.68099
83 | 0.0024212 | 0.00060679 | -0.0024212 | -0.00060682 | 1.2716e-08 | -2.2938e-08 | 0.0036921 | 0.0036921 | 0.0036921 | 0.97583 | -0.46531 | 0.97582 | -0.46542 | 1.0143
84 | 0.0063622 | 0.0015944 | -0.006362 | -0.0015944 | 2.0068e-07 | 5.5334e-08 | 0.009632 | 0.009632 | 0.009632 | 0.98287 | -0.32782 | 0.98283 | -0.32848 | 2.6462
85 | 0.077817 | 0.019628 | -0.077714 | -0.019562 | 0.00010278 | 6.5531e-05 | 0.1184 | 0.1184 | 0.1184 | 0.97832 | -0.41642 | 0.9769 | -0.44405 | 32.5285
86 | 0.0023442 | 0.00058736 | -0.0023441 | -0.0005875 | 6.3944e-08 | -1.359e-07 | 0.0035223 | 0.0035224 | 0.0035224 | 0.9903 | -0.18437 | 0.99027 | -0.18494 | 0.96768
87 | 0.019352 | 0.0048522 | -0.019348 | -0.0048499 | 3.8016e-06 | 2.2845e-06 | 0.029354 | 0.029354 | 0.029354 | 0.98102 | -0.3641 | 0.98081 | -0.36823 | 8.0643
88 | 0.017052 | 0.0042743 | -0.017052 | -0.0042742 | 1.6414e-07 | 9.6798e-08 | 0.02587 | 0.02587 | 0.02587 | 0.98081 | -0.36823 | 0.9808 | -0.36843 | 7.1071
89 | 0.012759 | 0.0031984 | -0.012756 | -0.003197 | 2.3696e-06 | 1.3038e-06 | 0.019357 | 0.019357 | 0.019357 | 0.9808 | -0.36843 | 0.9806 | -0.37233 | 5.3179
90 | -0.035846 | -0.0090013 | 0.035852 | 0.0090051 | 6.0505e-06 | 3.8056e-06 | 0.054821 | 0.054821 | 0.054821 | 0.97309 | -0.51897 | 0.97327 | -0.51544 | 15.0607
91 | 0.033874 | 0.0085071 | -0.033858 | -0.0084965 | 1.6774e-05 | 1.0528e-05 | 0.051806 | 0.051806 | 0.051806 | 0.97309 | -0.51897 | 0.97257 | -0.52936 | 14.2324
92 | -0.036859 | -0.0092573 | 0.036886 | 0.0092742 | 2.6908e-05 | 1.694e-05 | 0.05636 | 0.05636 | 0.05636 | 0.97327 | -0.51544 | 0.97405 | -0.50015 | 15.4834
93 | -0.038669 | -0.0097212 | 0.038673 | 0.0097237 | 3.9009e-06 | 2.4595e-06 | 0.059084 | 0.059084 | 0.059084 | 0.97405 | -0.50015 | 0.97416 | -0.49804 | 16.2319
94 | -0.040166 | -0.010098 | 0.04017 | 0.010101 | 4.629e-06 | 2.9218e-06 | 0.061364 | 0.061364 | 0.061364 | 0.97416 | -0.49804 | 0.97428 | -0.49562 | 16.8582
95 | -0.041874 | -0.010528 | 0.041913 | 0.010552 | 3.8918e-05 | 2.4591e-05 | 0.063966 | 0.063966 | 0.063966 | 0.97428 | -0.49562 | 0.97527 | -0.47618 | 17.5732
96 | 0.004494 | 0.0011262 | -0.0044937 | -0.0011262 | 3.0139e-07 | -2.7102e-08 | 0.006804 | 0.006804 | 0.006804 | 0.98283 | -0.32848 | 0.98276 | -0.32989 | 1.8692
97 | 0.0021679 | 0.00054332 | -0.0021679 | -0.00054333 | 5.4252e-10 | -1.3535e-09 | 0.0032825 | 0.0032825 | 0.0032825 | 0.98276 | -0.32989 | 0.98276 | -0.3299 | 0.90177
98 | -0.043377 | -0.010919 | 0.043381 | 0.010921 | 3.4376e-06 | 2.174e-06 | 0.0662 | 0.0662 | 0.0662 | 0.97527 | -0.47618 | 0.97535 | -0.47452 | 18.1869
99 | 0.010271 | 0.0025741 | -0.010271 | -0.002574 | 1.9262e-07 | 9.6603e-08 | 0.015585 | 0.015585 | 0.015585 | 0.9806 | -0.37233 | 0.98058 | -0.37272 | 4.2817
100 | 0.0075775 | 0.001899 | -0.0075767 | -0.0018987 | 7.6159e-07 | 2.9368e-07 | 0.011499 | 0.011499 | 0.011499 | 0.98058 | -0.37272 | 0.98047 | -0.37483 | 3.159
101 | 0.005375 | 0.0013469 | -0.0053749 | -0.0013469 | 8.3439e-08 | 1.1229e-08 | 0.0081573 | 0.0081573 | 0.0081573 | 0.98047 | -0.37483 | 0.98046 | -0.37516 | 2.241
102 | 0.0027742 | 0.00069513 | -0.0027741 | -0.00069526 | 1.085e-07 | -1.3638e-07 | 0.0042103 | 0.0042104 | 0.0042104 | 0.98046 | -0.37516 | 0.98041 | -0.37598 | 1.1567
103 | 0.017586 | 0.0044086 | -0.017586 | -0.0044085 | 1.7023e-07 | 1.0106e-07 | 0.026818 | 0.026818 | 0.026818 | 0.97581 | -0.46558 | 0.9758 | -0.46578 | 7.3676
104 | -0.02086 | -0.0052291 | 0.020866 | 0.0052328 | 6.1727e-06 | 3.7472e-06 | 0.03181 | 0.03181 | 0.03181 | 0.97581 | -0.46558 | 0.97613 | -0.45937 | 8.7391
105 | 0.012881 | 0.0032291 | -0.012877 | -0.0032271 | 3.6496e-06 | 2.0207e-06 | 0.019642 | 0.019642 | 0.019642 | 0.9758 | -0.46578 | 0.9755 | -0.47173 | 5.3962
106 | 0.003779 | 0.0009467 | -0.0037787 | -0.00094681 | 3.188e-07 | -1.1617e-07 | 0.0057606 | 0.0057607 | 0.0057607 | 0.97613 | -0.45937 | 0.97604 | -0.46114 | 1.5826
107 | -0.024645 | -0.0061795 | 0.024654 | 0.0061847 | 8.3414e-06 | 5.1415e-06 | 0.037571 | 0.037571 | 0.037571 | 0.97613 | -0.45937 | 0.97649 | -0.45227 | 10.3216
108 | 0.0075382 | 0.0018891 | -0.0075381 | -0.0018891 | 4.0901e-08 | 1.5878e-08 | 0.011499 | 0.011499 | 0.011499 | 0.9755 | -0.47173 | 0.97549 | -0.47184 | 3.159
109 | 0.0019876 | 0.00049801 | -0.0019876 | -0.00049813 | 4.1864e-08 | -1.2516e-07 | 0.0030302 | 0.0030302 | 0.0030302 | 0.97604 | -0.46114 | 0.97601 | -0.46158 | 0.83248
110 | 0.0017911 | 0.00044881 | -0.0017911 | -0.00044888 | 1.9757e-08 | -7.5666e-08 | 0.0027306 | 0.0027306 | 0.0027306 | 0.97604 | -0.46114 | 0.97602 | -0.46137 | 0.75016
111 | -0.028378 | -0.0071182 | 0.028379 | 0.0071185 | 5.3422e-07 | 3.3237e-07 | 0.043246 | 0.043246 | 0.043246 | 0.97649 | -0.45227 | 0.97651 | -0.45188 | 11.8809
112 | 0.0026148 | 0.00065519 | -0.0026147 | -0.00065531 | 8.4583e-08 | -1.2286e-07 | 0.0039886 | 0.0039886 | 0.0039886 | 0.97549 | -0.47184 | 0.97546 | -0.47252 | 1.0958
113 | -0.031263 | -0.0078414 | 0.031275 | 0.0078487 | 1.1664e-05 | 7.2937e-06 | 0.047642 | 0.047642 | 0.047642 | 0.97651 | -0.45188 | 0.9769 | -0.44405 | 13.0883
114 | 0.046439 | 0.011714 | -0.046385 | -0.011679 | 5.3969e-05 | 3.4181e-05 | 0.070762 | 0.070762 | 0.070762 | 0.9769 | -0.44405 | 0.97567 | -0.46836 | 19.4402
115 | 0.045234 | 0.011391 | -0.04522 | -0.011382 | 1.333e-05 | 8.4378e-06 | 0.069007 | 0.069007 | 0.069007 | 0.97567 | -0.46836 | 0.97535 | -0.47452 | 18.9579
116 | 0.0039465 | 0.00098901 | -0.0039463 | -0.00098905 | 1.2248e-07 | -3.3604e-08 | 0.0060269 | 0.0060269 | 0.0060269 | 0.97436 | -0.49425 | 0.97433 | -0.4949 | 1.6558
117 | 0.0057045 | 0.0014296 | -0.005704 | -0.0014295 | 4.8759e-07 | 9.8693e-08 | 0.0087117 | 0.0087118 | 0.0087118 | 0.97436 | -0.49425 | 0.97427 | -0.49605 | 2.3933
118 | 0.0033668 | 0.00084378 | -0.0033667 | -0.00084378 | 1.3281e-08 | -8.1796e-09 | 0.0051421 | 0.0051421 | 0.0051421 | 0.97427 | -0.49605 | 0.97427 | -0.49613 | 1.4127
119 | -0.0039544 | -0.00099107 | 0.0039547 | 0.00099098 | 2.5744e-07 | -9.1229e-08 | 0.005908 | 0.0059079 | 0.005908 | 0.99598 | -0.076185 | 0.99606 | -0.074818 | 1.6231

## res_trafo
| p_hv_mw | q_hv_mvar | p_lv_mw | q_lv_mvar | pl_mw | ql_mvar | i_hv_ka | i_lv_ka | vm_hv_pu | va_hv_degree | vm_lv_pu | va_lv_degree | loading_percent
0 | -1.2729e-15 | -1.3162e-15 | 0.00165 | 1.2699e-07 | 0.00165 | 1.2699e-07 | 5.2857e-17 | 0.0023815 | 0.99998 | 149.9956 | 1 | 0 | 0.2619

## res_ext_grid
| p_mw | q_mvar
0 | 0.26703 | 0.068152

## res_load
| p_mw | q_mvar
0 | 0.00088282 | 0.00022126
1 | 0.0018632 | 0.00046696
2 | 0.0037739 | 0.00094582
3 | 0.00058183 | 0.00014582
4 | 0.0009508 | 0.00023829
5 | 0.001335 | 0.00033459
6 | 0.00081013 | 0.00020304
7 | 0.00084029 | 0.0002106
8 | 0.0044516 | 0.0011157
9 | 0.0014377 | 0.00036032
10 | 0.0020358 | 0.00051021
11 | 0.0018106 | 0.00045378
12 | 0.0018293 | 0.00045847
13 | 0.0041176 | 0.001032
14 | 0.002703 | 0.00067744
15 | 0.0028099 | 0.00070423
16 | 0.00095681 | 0.0002398
17 | 0.0041578 | 0.001042
18 | 0.0016877 | 0.00042298
19 | 0.0044013 | 0.0011031
20 | 0.0075088 | 0.0018819
21 | 0.0043207 | 0.0010829
22 | 0.0047434 | 0.0011888
23 | 0.0041668 | 0.0010443
24 | 0.0053611 | 0.0013436
25 | 0.0051278 | 0.0012852
26 | 0.0024174 | 0.00060585
27 | 0.0019182 | 0.00048074
28 | 0.0018764 | 0.00047027
29 | 0.0023612 | 0.00059176
30 | 0.002111 | 0.00052907
31 | 0.0029517 | 0.00073978
32 | 0.0030845 | 0.00077305
33 | 0.0055356 | 0.0013874
34 | 0.0010319 | 0.00025861
35 | 0.00082086 | 0.00020573
36 | 0.0021615 | 0.00054173
37 | 0.0013036 | 0.00032672
38 | 0.00075486 | 0.00018918
39 | 0.0012866 | 0.00032245
40 | 0.0021615 | 0.00054173
41 | 0.0060785 | 0.0015234
42 | 0.003189 | 0.00079923
43 | 0.0019248 | 0.00048241
44 | 0.0014986 | 0.00037559
45 | 0.0022603 | 0.00056648
46 | 0.0015137 | 0.00037937
47 | 0.0065183 | 0.0016336
48 | 0.0027865 | 0.00069836
49 | 0.0028785 | 0.00072142
50 | 0.0023175 | 0.00058081
51 | 0.001631 | 0.00040876
52 | 0.0019013 | 0.0004765
53 | 0.0018899 | 0.00047365
54 | 0.0017743 | 0.00044467
55 | 0.0022933 | 0.00057476
56 | 0.0021976 | 0.00055077
57 | 0.0023441 | 0.0005875
58 | 0.0079587 | 0.0019946
59 | 0.0042405 | 0.0010628
60 | 0.0022915 | 0.00057431
61 | 0.0021615 | 0.00054173
62 | 0.0022966 | 0.00057558
63 | 0.0042928 | 0.0010759
64 | 0.0019719 | 0.0004942
65 | 0.0010063 | 0.00025221
66 | 0.0033247 | 0.00083325
67 | 0.0017835 | 0.00044698
68 | 0.0014926 | 0.00037408
69 | 0.001704 | 0.00042707
70 | 0.0018679 | 0.00046815
71 | 0.0023258 | 0.00058291
72 | 0.0021679 | 0.00054333
73 | 0.0014641 | 0.00036693
74 | 0.0024857 | 0.00062297
75 | 0.0026931 | 0.00067495
76 | 0.0022018 | 0.00055181
77 | 0.0026006 | 0.00065178
78 | 0.0027741 | 0.00069526
79 | 0.0032738 | 0.0008205
80 | 0.0047056 | 0.0011793
81 | 0.0053388 | 0.001338
82 | 0.0037246 | 0.00093348
83 | 0.0049233 | 0.0012339
84 | 0.0019876 | 0.00049813
85 | 0.0017911 | 0.00044888
86 | 0.0028843 | 0.00072288
87 | 0.0026147 | 0.00065531
88 | 0.0011512 | 0.00028852
89 | 0.0018396 | 0.00046106
90 | 0.0039463 | 0.00098905
91 | 0.0023372 | 0.00058577
92 | 0.0016257 | 0.00040743
93 | 0.0024212 | 0.00060682
94 | 0.0039544 | 0.00099107
95 | 0.0025811 | 0.00064688
96 | 0.0033667 | 0.00084378

## dtypes
| element | column | dtype
0 | bus | name | object
1 | bus | vn_kv | float64
2 | bus | type | object
3 | bus | zone | object
4 | bus | in_service | bool
5 | load | name | object
6 | load | bus | uint32
7 | load | p_mw | float64
8 | load | q_mvar | float64
9 | load | const_z_percent | float64
10 | load | const_i_percent | float64
11 | load | sn_mva | float64
12 | load | scaling | float64
13 | load | in_service | bool
14 | load | type | object
15 | ext_grid | name | object
16 | ext_grid | bus | uint32
17 | ext_grid | vm_pu | float64
18 | ext_grid | va_degree | float64
19 | ext_grid | slack_weight | float64
20 | ext_grid | in_service | bool
21 | line | name | object
22 | line | std_type | object
23 | line | from_bus | uint32
24 | line | to_bus | uint32
25 | line | length_km | float64
26 | line | r_ohm_per_km | float64
27 | line | x_ohm_per_km | float64
28 | line | c_nf_per_km | float64
29 | line | g_us_per_km | float64
30 | line | max_i_ka | float64
31 | line | df | float64
32 | line | parallel | uint32
33 | line | type | object
34 | line | in_service | bool
35 | trafo | name | object
36 | trafo | std_type | object
37 | trafo | hv_bus | uint32
38 | trafo | lv_bus | uint32
39 | trafo | sn_mva | float64
40 | trafo | vn_hv_kv | float64
41 | trafo | vn_lv_kv | float64
42 | trafo | vk_percent | float64
43 | trafo | vkr_percent | float64
44 | trafo | pfe_kw | float64
45 | trafo | i0_percent | float64
46 | trafo | shift_degree | float64
47 | trafo | tap_side | object
48 | trafo | tap_neutral | int32
49 | trafo | tap_min | int32
50 | trafo | tap_max | int32
51 | trafo | tap_step_percent | float64
52 | trafo | tap_step_degree | float64
53 | trafo | tap_pos | int32
54 | trafo | tap_phase_shifter | bool
55 | trafo | parallel | uint32
56 | trafo | df | float64
57 | trafo | in_service | bool
58 | line_geodata | coords | object
59 | bus_geodata | x | float64
60 | bus_geodata | y | float64
61 | bus_geodata | coords | object
62 | res_bus | vm_pu | float64
63 | res_bus | va_degree | float64
64 | res_bus | p_mw | float64
65 | res_bus | q_mvar | float64
66 | res_line | p_from_mw | float64
67 | res_line | q_from_mvar | float64
68 | res_line | p_to_mw | float64
69 | res_line | q_to_mvar | float64
70 | res_line | pl_mw | float64
71 | res_line | ql_mvar | float64
72 | res_line | i_from_ka | float64
73 | res_line | i_to_ka | float64
74 | res_line | i_ka | float64
75 | res_line | vm_from_pu | float64
76 | res_line | va_from_degree | float64
77 | res_line | vm_to_pu | float64
78 | res_line | va_to_degree | float64
79 | res_line | loading_percent | float64
80 | res_trafo | p_hv_mw | float64
81 | res_trafo | q_hv_mvar | float64
82 | res_trafo | p_lv_mw | float64
83 | res_trafo | q_lv_mvar | float64
84 | res_trafo | pl_mw | float64
85 | res_trafo | ql_mvar | float64
86 | res_trafo | i_hv_ka | float64
87 | res_trafo | i_lv_ka | float64
88 | res_trafo | vm_hv_pu | float64
89 | res_trafo | va_hv_degree | float64
90 | res_trafo | vm_lv_pu | float64
91 | res_trafo | va_lv_degree | float64
92 | res_trafo | loading_percent | float64
93 | res_ext_grid | p_mw | float64
94 | res_ext_grid | q_mvar | float64
95 | res_load | p_mw | float64
96 | res_load | q_mvar | float64

## parameters
| version | format_version | converged | OPF_converged | name | f_hz | sn_mva
0 | 2.14.6 | 2.14.0 | TRUE | FALSE |  | 50 | 1