## bus
| name | vn_kv | type | zone | in_service
0 | bus_LV_1037-5_0_4_node_0 | 0.4 | n |  | TRUE
1 | bus_LV_1037-5_0_4_node_1 | 0.4 | n |  | TRUE
2 | bus_LV_1037-5_0_4_node_3 | 0.4 | n |  | TRUE
3 | bus_LV_1037-5_0_4_node_4 | 0.4 | n |  | TRUE
4 | bus_LV_1037-5_0_4_node_11 | 0.4 | n |  | TRUE
5 | bus_LV_1037-5_0_4_node_138 | 0.4 | n |  | TRUE
6 | bus_LV_1037-5_0_4_node_89 | 0.4 | n |  | TRUE
7 | bus_LV_1037-5_0_4_node_14 | 0.4 | n |  | TRUE
8 | bus_LV_1037-5_0_4_node_9 | 0.4 | n |  | TRUE
9 | bus_LV_1037-5_0_4_node_108 | 0.4 | n |  | TRUE
10 | bus_LV_1037-5_0_4_node_28 | 0.4 | n |  | TRUE
11 | bus_LV_1037-5_0_4_node_91 | 0.4 | n |  | TRUE
12 | bus_LV_1037-5_0_4_node_6 | 0.4 | n |  | TRUE
13 | bus_LV_1037-5_0_4_node_7 | 0.4 | n |  | TRUE
14 | bus_LV_1037-5_0_4_node_38 | 0.4 | n |  | TRUE
15 | bus_LV_1037-5_0_4_node_8 | 0.4 | n |  | TRUE
16 | bus_LV_1037-5_0_4_node_39 | 0.4 | n |  | TRUE
17 | bus_LV_1037-5_0_4_node_40 | 0.4 | n |  | TRUE
18 | bus_LV_1037-5_0_4_node_77 | 0.4 | n |  | TRUE
19 | bus_LV_1037-5_0_4_node_78 | 0.4 | n |  | TRUE
20 | bus_LV_1037-5_0_4_node_10 | 0.4 | n |  | TRUE
21 | bus_LV_1037-5_0_4_node_12 | 0.4 | n |  | TRUE
22 | bus_LV_1037-5_0_4_node_57 | 0.4 | n |  | TRUE
23 | bus_LV_1037-5_0_4_node_13 | 0.4 | n |  | TRUE
24 | bus_LV_1037-5_0_4_node_27 | 0.4 | n |  | TRUE
25 | bus_LV_1037-5_0_4_node_23 | 0.4 | n |  | TRUE
26 | bus_LV_1037-5_0_4_node_25 | 0.4 | n |  | TRUE
27 | bus_LV_1037-5_0_4_node_58 | 0.4 | n |  | TRUE
28 | bus_LV_1037-5_0_4_node_24 | 0.4 | n |  | TRUE
29 | bus_LV_1037-5_0_4_node_15 | 0.4 | n |  | TRUE
30 | bus_LV_1037-5_0_4_node_16 | 0.4 | n |  | TRUE
31 | bus_LV_1037-5_0_4_node_17 | 0.4 | n |  | TRUE
32 | bus_LV_1037-5_0_4_node_18 | 0.4 | n |  | TRUE
33 | bus_LV_1037-5_0_4_node_19 | 0.4 | n |  | TRUE
34 | bus_LV_1037-5_0_4_node_29 | 0.4 | n |  | TRUE
35 | bus_LV_1037-5_0_4_node_74 | 0.4 | n |  | TRUE
36 | bus_LV_1037-5_0_4_node_30 | 0.4 | n |  | TRUE
37 | bus_LV_1037-5_0_4_node_92 | 0.4 | n |  | TRUE
38 | bus_LV_1037-5_0_4_node_20 | 0.4 | n |  | TRUE
39 | bus_LV_1037-5_0_4_node_21 | 0.4 | n |  | TRUE
40 | bus_LV_1037-5_0_4_node_22 | 0.4 | n |  | TRUE
41 | bus_LV_1037-5_0_4_node_142 | 0.4 | n |  | TRUE
42 | bus_LV_1037-5_0_4_node_56 | 0.4 | n |  | TRUE
43 | bus_LV_1037-5_0_4_node_123 | 0.4 | n |  | TRUE
44 | bus_LV_1037-5_0_4_node_128 | 0.4 | n |  | TRUE
45 | bus_LV_1037-5_0_4_node_139 | 0.4 | n |  | TRUE
46 | bus_LV_1037-5_0_4_node_47 | 0.4 | n |  | TRUE
47 | bus_LV_1037-5_0_4_node_127 | 0.4 | n |  | TRUE
48 | bus_LV_1037-5_0_4_node_124 | 0.4 | n |  | TRUE
49 | bus_LV_1037-5_0_4_node_26 | 0.4 | n |  | TRUE
50 | bus_LV_1037-5_0_4_node_135 | 0.4 | n |  | TRUE
51 | bus_LV_1037-5_0_4_node_134 | 0.4 | n |  | TRUE
52 | bus_LV_1037-5_0_4_node_49 | 0.4 | n |  | TRUE
53 | bus_LV_1037-5_0_4_node_51 | 0.4 | n |  | TRUE
54 | bus_LV_1037-5_0_4_node_80 | 0.4 | n |  | TRUE
55 | bus_LV_1037-5_0_4_node_59 | 0.4 | n |  | TRUE
56 | bus_LV_1037-5_0_4_node_60 | 0.4 | n |  | TRUE
57 | bus_LV_1037-5_0_4_node_61 | 0.4 | n |  | TRUE
58 | bus_LV_1037-5_0_4_node_36 | 0.4 | n |  | TRUE
59 | bus_LV_1037-5_0_4_node_102 | 0.4 | n |  | TRUE
60 | bus_LV_1037-5_0_4_node_67 | 0.4 | n |  | TRUE
61 | bus_LV_1037-5_0_4_node_86 | 0.4 | n |  | TRUE
62 | bus_LV_1037-5_0_4_node_35 | 0.4 | n |  | TRUE
63 | bus_LV_1037-5_0_4_node_31 | 0.4 | n |  | TRUE
64 | bus_LV_1037-5_0_4_node_32 | 0.4 | n |  | TRUE
65 | bus_LV_1037-5_0_4_node_34 | 0.4 | n |  | TRUE
66 | bus_LV_1037-5_0_4_node_42 | 0.4 | n |  | TRUE
67 | bus_LV_1037-5_0_4_node_37 | 0.4 | n |  | TRUE
68 | bus_LV_1037-5_0_4_node_41 | 0.4 | n |  | TRUE
69 | bus_LV_1037-5_0_4_node_43 | 0.4 | n |  | TRUE
70 | bus_LV_1037-5_0_4_node_44 | 0.4 | n |  | TRUE
71 | bus_LV_1037-5_0_4_node_45 | 0.4 | n |  | TRUE
72 | bus_LV_1037-5_0_4_node_46 | 0.4 | n |  | TRUE
73 | bus_LV_1037-5_0_4_node_48 | 0.4 | n |  | TRUE
74 | bus_LV_1037-5_0_4_node_129 | 0.4 | n |  | TRUE
75 | bus_LV_1037-5_0_4_node_55 | 0.4 | n |  | TRUE
76 | bus_LV_1037-5_0_4_node_53 | 0.4 | n |  | TRUE
77 | bus_LV_1037-5_0_4_node_52 | 0.4 | n |  | TRUE
78 | bus_LV_1037-5_0_4_node_54 | 0.4 | n |  | TRUE
79 | bus_LV_1037-5_0_4_node_143 | 0.4 | n |  | TRUE
80 | bus_LV_1037-5_0_4_node_104 | 0.4 | n |  | TRUE
81 | bus_LV_1037-5_0_4_node_141 | 0.4 | n |  | TRUE
82 | bus_LV_1037-5_0_4_node_130 | 0.4 | n |  | TRUE
83 | bus_LV_1037-5_0_4_node_73 | 0.4 | n |  | TRUE
84 | bus_LV_1037-5_0_4_node_83 | 0.4 | n |  | TRUE
85 | bus_LV_1037-5_0_4_node_72 | 0.4 | n |  | TRUE
86 | bus_LV_1037-5_0_4_node_75 | 0.4 | n |  | TRUE
87 | bus_LV_1037-5_0_4_node_85 | 0.4 | n |  | TRUE
88 | bus_LV_1037-5_0_4_node_62 | 0.4 | n |  | TRUE
89 | bus_LV_1037-5_0_4_node_63 | 0.4 | n |  | TRUE
90 | bus_LV_1037-5_0_4_node_64 | 0.4 | n |  | TRUE
91 | bus_LV_1037-5_0_4_node_65 | 0.4 | n |  | TRUE
92 | bus_LV_1037-5_0_4_node_66 | 0.4 | n |  | TRUE
93 | bus_LV_1037-5_0_4_node_76 | 0.4 | n |  | TRUE
94 | bus_LV_1037-5_0_4_node_95 | 0.4 | n |  | TRUE
95 | bus_LV_1037-5_0_4_node_96 | 0.4 | n |  | TRUE
96 | bus_LV_1037-5_0_4_node_71 | 0.4 | n |  | TRUE
97 | bus_LV_1037-5_0_4_node_103 | 0.4 | n |  | TRUE
98 | bus_LV_1037-5_0_4_node_69 | 0.4 | n |  | TRUE
99 | bus_LV_1037-5_0_4_node_90 | 0.4 | n |  | TRUE
100 | bus_LV_1037-5_0_4_node_109 | 0.4 | n |  | TRUE
101 | bus_LV_1037-5_0_4_node_107 | 0.4 | n |  | TRUE
102 | bus_LV_1037-5_0_4_node_100 | 0.4 | n |  | TRUE
103 | bus_LV_1037-5_0_4_node_68 | 0.4 | n |  | TRUE
104 | bus_LV_1037-5_0_4_node_70 | 0.4 | n |  | TRUE
105 | bus_LV_1037-5_0_4_node_99 | 0.4 | n |  | TRUE
106 | bus_LV_1037-5_0_4_node_137 | 0.4 | n |  | TRUE
107 | bus_LV_1037-5_0_4_node_97 | 0.4 | n |  | TRUE
108 | bus_LV_1037-5_0_4_node_81 | 0.4 | n |  | TRUE
109 | bus_LV_1037-5_0_4_node_93 | 0.4 | n |  | TRUE
110 | bus_LV_1037-5_0_4_node_94 | 0.4 | n |  | TRUE
111 | bus_LV_1037-5_0_4_node_88 | 0.4 | n |  | TRUE
112 | bus_LV_1037-5_0_4_node_110 | 0.4 | n |  | TRUE
113 | bus_LV_1037-5_0_4_node_79 | 0.4 | n |  | TRUE
114 | bus_LV_1037-5_0_4_node_82 | 0.4 | n |  | TRUE
115 | bus_LV_1037-5_0_4_node_84 | 0.4 | n |  | TRUE
116 | bus_LV_1037-5_0_4_node_101 | 0.4 | n |  | TRUE
117 | bus_LV_1037-5_0_4_node_87 | 0.4 | n |  | TRUE
118 | bus_LV_1037-5_0_4_node_105 | 0.4 | n |  | TRUE
119 | bus_LV_1037-5_0_4_node_98 | 0.4 | n |  | TRUE
120 | bus_LV_1037-5_0_4_node_106 | 0.4 | n |  | TRUE
121 | bus_LV_1037-5_0_4_node_113 | 0.4 | n |  | TRUE
122 | bus_LV_1037-5_0_4_node_111 | 0.4 | n |  | TRUE
123 | bus_LV_1037-5_0_4_node_112 | 0.4 | n |  | TRUE
124 | bus_LV_1037-5_0_4_node_114 | 0.4 | n |  | TRUE
125 | bus_LV_1037-5_0_4_node_115 | 0.4 | n |  | TRUE
126 | bus_LV_1037-5_0_4_node_116 | 0.4 | n |  | TRUE
127 | bus_LV_1037-5_0_4_node_117 | 0.4 | n |  | TRUE
128 | bus_LV_1037-5_0_4_node_118 | 0.4 | n |  | TRUE
129 | bus_LV_1037-5_0_4_node_119 | 0.4 | n |  | TRUE
130 | bus_LV_1037-5_0_4_node_121 | 0.4 | n |  | TRUE
131 | bus_LV_1037-5_0_4_node_120 | 0.4 | n |  | TRUE
132 | bus_LV_1037-5_0_4_node_122 | 0.4 | n |  | TRUE
133 | bus_LV_1037-5_0_4_node_136 | 0.4 | n |  | TRUE
134 | bus_LV_1037-5_0_4_node_125 | 0.4 | n |  | TRUE
135 | bus_LV_1037-5_0_4_node_126 | 0.4 | n |  | TRUE
136 | bus_LV_1037-5_0_4_node_140 | 0.4 | n |  | TRUE
137 | bus_LV_1037-5_0_4_node_131 | 0.4 | n |  | TRUE
138 | bus_LV_1037-5_0_4_node_132 | 0.4 | n |  | TRUE
139 | bus_LV_1037-5_0_4_node_133 | 0.4 | n |  | TRUE
140 | bus_MV_354_0_node_9 | 20 | n |  | TRUE

## load
| name | bus | p_mw | q_mvar | const_z_percent | const_i_percent | sn_mva | scaling | in_service | type
0 | LV_1037-5_0_4_load_0 | 0 | 0.0088566 | 0.0022197 | 0 | 0 |  | 1 | TRUE | wye
1 | LV_1037-5_0_4_load_138 | 5 | 0.0065588 | 0.0016438 | 0 | 0 |  | 1 | TRUE | wye
2 | LV_1037-5_0_4_load_14 | 7 | 0.0028876 | 0.00072371 | 0 | 0 |  | 1 | TRUE | wye
3 | LV_1037-5_0_4_load_9 | 8 | 0.004131 | 0.0010353 | 0 | 0 |  | 1 | TRUE | wye
4 | LV_1037-5_0_4_load_108 | 9 | 0.001874 | 0.00046968 | 0 | 0 |  | 1 | TRUE | wye
5 | LV_1037-5_0_4_load_91 | 11 | 0.010227 | 0.0025631 | 0 | 0 |  | 1 | TRUE | wye
6 | LV_1037-5_0_4_load_6 | 12 | 0.002833 | 0.00071001 | 0 | 0 |  | 1 | TRUE | wye
7 | LV_1037-5_0_4_load_7 | 13 | 0.0016202 | 0.00040606 | 0 | 0 |  | 1 | TRUE | wye
8 | LV_1037-5_0_4_load_38 | 14 | 0.004466 | 0.0011193 | 0 | 0 |  | 1 | TRUE | wye
9 | LV_1037-5_0_4_load_8 | 15 | 0.0020501 | 0.0005138 | 0 | 0 |  | 1 | TRUE | wye
10 | LV_1037-5_0_4_load_39 | 16 | 0.0029591 | 0.00074163 | 0 | 0 |  | 1 | TRUE | wye
11 | LV_1037-5_0_4_load_40 | 17 | 0.0026557 | 0.00066557 | 0 | 0 |  | 1 | TRUE | wye
12 | LV_1037-5_0_4_load_77 | 18 | 0.0025691 | 0.00064388 | 0 | 0 |  | 1 | TRUE | wye
13 | LV_1037-5_0_4_load_78 | 19 | 0.002043 | 0.00051202 | 0 | 0 |  | 1 | TRUE | wye
14 | LV_1037-5_0_4_load_12 | 21 | 0.0024343 | 0.0006101 | 0 | 0 |  | 1 | TRUE | wye
15 | LV_1037-5_0_4_load_57 | 22 | 0.0075479 | 0.0018917 | 0 | 0 |  | 1 | TRUE | wye
16 | LV_1037-5_0_4_load_23 | 25 | 0.0051306 | 0.0012859 | 0 | 0 |  | 1 | TRUE | wye
17 | LV_1037-5_0_4_load_25 | 26 | 0.0050377 | 0.0012626 | 0 | 0 |  | 1 | TRUE | wye
18 | LV_1037-5_0_4_load_58 | 27 | 0.0023151 | 0.00058021 | 0 | 0 |  | 1 | TRUE | wye
19 | LV_1037-5_0_4_load_15 | 29 | 0.004057 | 0.0010168 | 0 | 0 |  | 1 | TRUE | wye
20 | LV_1037-5_0_4_load_16 | 30 | 0.00015019 | 3.7642e-05 | 0 | 0 |  | 1 | TRUE | wye
21 | LV_1037-5_0_4_load_17 | 31 | 0.00023355 | 5.8533e-05 | 0 | 0 |  | 1 | TRUE | wye
22 | LV_1037-5_0_4_load_18 | 32 | 0.0017781 | 0.00044563 | 0 | 0 |  | 1 | TRUE | wye
23 | LV_1037-5_0_4_load_19 | 33 | 0.0022702 | 0.00056896 | 0 | 0 |  | 1 | TRUE | wye
24 | LV_1037-5_0_4_load_29 | 34 | 0.00057638 | 0.00014445 | 0 | 0 |  | 1 | TRUE | wye
25 | LV_1037-5_0_4_load_74 | 35 | 0.0011031 | 0.00027646 | 0 | 0 |  | 1 | TRUE | wye
26 | LV_1037-5_0_4_load_20 | 38 | 0.0015007 | 0.00037612 | 0 | 0 |  | 1 | TRUE | wye
27 | LV_1037-5_0_4_load_142 | 41 | 0.00083348 | 0.00020889 | 0 | 0 |  | 1 | TRUE | wye
28 | LV_1037-5_0_4_load_123 | 43 | 0.0037259 | 0.00093379 | 0 | 0 |  | 1 | TRUE | wye
29 | LV_1037-5_0_4_load_128 | 44 | 0.0017065 | 0.00042768 | 0 | 0 |  | 1 | TRUE | wye
30 | LV_1037-5_0_4_load_127 | 47 | 0.0017081 | 0.00042808 | 0 | 0 |  | 1 | TRUE | wye
31 | LV_1037-5_0_4_load_26 | 49 | 0.0019637 | 0.00049214 | 0 | 0 |  | 1 | TRUE | wye
32 | LV_1037-5_0_4_load_135 | 50 | 0.00053506 | 0.0001341 | 0 | 0 |  | 1 | TRUE | wye
33 | LV_1037-5_0_4_load_134 | 51 | 0.00061365 | 0.0001538 | 0 | 0 |  | 1 | TRUE | wye
34 | LV_1037-5_0_4_load_80 | 54 | 0.0015841 | 0.00039701 | 0 | 0 |  | 1 | TRUE | wye
35 | LV_1037-5_0_4_load_59 | 55 | 0.00072311 | 0.00018123 | 0 | 0 |  | 1 | TRUE | wye
36 | LV_1037-5_0_4_load_61 | 57 | 0.0018865 | 0.00047279 | 0 | 0 |  | 1 | TRUE | wye
37 | LV_1037-5_0_4_load_36 | 58 | 0.00039103 | 9.8001e-05 | 0 | 0 |  | 1 | TRUE | wye
38 | LV_1037-5_0_4_load_102 | 59 | 0.0060073 | 0.0015056 | 0 | 0 |  | 1 | TRUE | wye
39 | LV_1037-5_0_4_load_67 | 60 | 0.002183 | 0.0005471 | 0 | 0 |  | 1 | TRUE | wye
40 | LV_1037-5_0_4_load_86 | 61 | 0.0025618 | 0.00064205 | 0 | 0 |  | 1 | TRUE | wye
41 | LV_1037-5_0_4_load_35 | 62 | 0.00035222 | 8.8275e-05 | 0 | 0 |  | 1 | TRUE | wye
42 | LV_1037-5_0_4_load_31 | 63 | 0.0020634 | 0.00051714 | 0 | 0 |  | 1 | TRUE | wye
43 | LV_1037-5_0_4_load_32 | 64 | 0.0019694 | 0.00049358 | 0 | 0 |  | 1 | TRUE | wye
44 | LV_1037-5_0_4_load_34 | 65 | 0.0057708 | 0.0014463 | 0 | 0 |  | 1 | TRUE | wye
45 | LV_1037-5_0_4_load_42 | 66 | 0.0041496 | 0.00104 | 0 | 0 |  | 1 | TRUE | wye
46 | LV_1037-5_0_4_load_37 | 67 | 0.0024768 | 0.00062075 | 0 | 0 |  | 1 | TRUE | wye
47 | LV_1037-5_0_4_load_41 | 68 | 0.0034765 | 0.0008713 | 0 | 0 |  | 1 | TRUE | wye
48 | LV_1037-5_0_4_load_43 | 69 | 0.0024733 | 0.00061987 | 0 | 0 |  | 1 | TRUE | wye
49 | LV_1037-5_0_4_load_44 | 70 | 0.0010319 | 0.00025863 | 0 | 0 |  | 1 | TRUE | wye
50 | LV_1037-5_0_4_load_45 | 71 | 0.0017065 | 0.00042769 | 0 | 0 |  | 1 | TRUE | wye
51 | LV_1037-5_0_4_load_48 | 73 | 0.0006753 | 0.00016925 | 0 | 0 |  | 1 | TRUE | wye
52 | LV_1037-5_0_4_load_129 | 74 | 0.0012976 | 0.0003252 | 0 | 0 |  | 1 | TRUE | wye
53 | LV_1037-5_0_4_load_143 | 79 | 0.0037902 | 0.00094991 | 0 | 0 |  | 1 | TRUE | wye
54 | LV_1037-5_0_4_load_104 | 80 | 0.00078728 | 0.00019731 | 0 | 0 |  | 1 | TRUE | wye
55 | LV_1037-5_0_4_load_141 | 81 | 0.0015573 | 0.00039028 | 0 | 0 |  | 1 | TRUE | wye
56 | LV_1037-5_0_4_load_130 | 82 | 0.0027013 | 0.00067702 | 0 | 0 |  | 1 | TRUE | wye
57 | LV_1037-5_0_4_load_83 | 84 | 0.0031234 | 0.00078281 | 0 | 0 |  | 1 | TRUE | wye
58 | LV_1037-5_0_4_load_85 | 87 | 0.0028102 | 0.00070431 | 0 | 0 |  | 1 | TRUE | wye
59 | LV_1037-5_0_4_load_62 | 88 | 0.004394 | 0.0011012 | 0 | 0 |  | 1 | TRUE | wye
60 | LV_1037-5_0_4_load_63 | 89 | 0.0031027 | 0.00077761 | 0 | 0 |  | 1 | TRUE | wye
61 | LV_1037-5_0_4_load_64 | 90 | 0.008897 | 0.0022298 | 0 | 0 |  | 1 | TRUE | wye
62 | LV_1037-5_0_4_load_76 | 93 | 0.007268 | 0.0018215 | 0 | 0 |  | 1 | TRUE | wye
63 | LV_1037-5_0_4_load_95 | 94 | 0.0016309 | 0.00040874 | 0 | 0 |  | 1 | TRUE | wye
64 | LV_1037-5_0_4_load_96 | 95 | 0.0029264 | 0.00073343 | 0 | 0 |  | 1 | TRUE | wye
65 | LV_1037-5_0_4_load_69 | 98 | 0.010066 | 0.0025228 | 0 | 0 |  | 1 | TRUE | wye
66 | LV_1037-5_0_4_load_90 | 99 | 0.0078228 | 0.0019606 | 0 | 0 |  | 1 | TRUE | wye
67 | LV_1037-5_0_4_load_109 | 100 | 0.0017423 | 0.00043666 | 0 | 0 |  | 1 | TRUE | wye
68 | LV_1037-5_0_4_load_107 | 101 | 0.01163 | 0.0029149 | 0 | 0 |  | 1 | TRUE | wye
69 | LV_1037-5_0_4_load_68 | 103 | 0.0054385 | 0.001363 | 0 | 0 |  | 1 | TRUE | wye
70 | LV_1037-5_0_4_load_70 | 104 | 0.0078118 | 0.0019578 | 0 | 0 |  | 1 | TRUE | wye
71 | LV_1037-5_0_4_load_137 | 106 | 0.018873 | 0.00473 | 0 | 0 |  | 1 | TRUE | wye
72 | LV_1037-5_0_4_load_97 | 107 | 0.0049277 | 0.001235 | 0 | 0 |  | 1 | TRUE | wye
73 | LV_1037-5_0_4_load_81 | 108 | 0.00094904 | 0.00023785 | 0 | 0 |  | 1 | TRUE | wye
74 | LV_1037-5_0_4_load_93 | 109 | 0.00030031 | 7.5265e-05 | 0 | 0 |  | 1 | TRUE | wye
75 | LV_1037-5_0_4_load_94 | 110 | 0.001093 | 0.00027393 | 0 | 0 |  | 1 | TRUE | wye
76 | LV_1037-5_0_4_load_88 | 111 | 0.0080973 | 0.0020294 | 0 | 0 |  | 1 | TRUE | wye
77 | LV_1037-5_0_4_load_110 | 112 | 0.00079652 | 0.00019963 | 0 | 0 |  | 1 | TRUE | wye
78 | LV_1037-5_0_4_load_79 | 113 | 0.0028391 | 0.00071155 | 0 | 0 |  | 1 | TRUE | wye
79 | LV_1037-5_0_4_load_82 | 114 | 0.010466 | 0.0026231 | 0 | 0 |  | 1 | TRUE | wye
80 | LV_1037-5_0_4_load_84 | 115 | 0.00032604 | 8.1714e-05 | 0 | 0 |  | 1 | TRUE | wye
81 | LV_1037-5_0_4_load_101 | 116 | 0.0014862 | 0.00037247 | 0 | 0 |  | 1 | TRUE | wye
82 | LV_1037-5_0_4_load_87 | 117 | 0.010066 | 0.0025227 | 0 | 0 |  | 1 | TRUE | wye
83 | LV_1037-5_0_4_load_105 | 118 | 0.0029126 | 0.00072997 | 0 | 0 |  | 1 | TRUE | wye
84 | LV_1037-5_0_4_load_98 | 119 | 0.0070815 | 0.0017748 | 0 | 0 |  | 1 | TRUE | wye
85 | LV_1037-5_0_4_load_106 | 120 | 0.040753 | 0.010214 | 0 | 0 |  | 1 | TRUE | wye
86 | LV_1037-5_0_4_load_113 | 121 | 0.0033263 | 0.00083365 | 0 | 0 |  | 1 | TRUE | wye
87 | LV_1037-5_0_4_load_111 | 122 | 0.0043831 | 0.0010985 | 0 | 0 |  | 1 | TRUE | wye
88 | LV_1037-5_0_4_load_112 | 123 | 0.0021389 | 0.00053605 | 0 | 0 |  | 1 | TRUE | wye
89 | LV_1037-5_0_4_load_114 | 124 | 0.0026187 | 0.0006563 | 0 | 0 |  | 1 | TRUE | wye
90 | LV_1037-5_0_4_load_115 | 125 | 0.0022815 | 0.00057179 | 0 | 0 |  | 1 | TRUE | wye
91 | LV_1037-5_0_4_load_117 | 127 | 0.0025268 | 0.00063327 | 0 | 0 |  | 1 | TRUE | wye
92 | LV_1037-5_0_4_load_118 | 128 | 0.0013745 | 0.00034449 | 0 | 0 |  | 1 | TRUE | wye
93 | LV_1037-5_0_4_load_119 | 129 | 0.0017083 | 0.00042815 | 0 | 0 |  | 1 | TRUE | wye
94 | LV_1037-5_0_4_load_121 | 130 | 0.0010503 | 0.00026324 | 0 | 0 |  | 1 | TRUE | wye
95 | LV_1037-5_0_4_load_120 | 131 | 0.0022913 | 0.00057425 | 0 | 0 |  | 1 | TRUE | wye
96 | LV_1037-5_0_4_load_122 | 132 | 0.0030415 | 0.00076228 | 0 | 0 |  | 1 | TRUE | wye
97 | LV_1037-5_0_4_load_136 | 133 | 0.0027452 | 0.00068802 | 0 | 0 |  | 1 | TRUE | wye
98 | LV_1037-5_0_4_load_125 | 134 | 0.0014553 | 0.00036473 | 0 | 0 |  | 1 | TRUE | wye
99 | LV_1037-5_0_4_load_126 | 135 | 0.00085002 | 0.00021304 | 0 | 0 |  | 1 | TRUE | wye
100 | LV_1037-5_0_4_load_140 | 136 | 0.0083328 | 0.0020884 | 0 | 0 |  | 1 | TRUE | wye
101 | LV_1037-5_0_4_load_131 | 137 | 0.00058708 | 0.00014714 | 0 | 0 |  | 1 | TRUE | wye
102 | LV_1037-5_0_4_load_132 | 138 | 0.00062806 | 0.00015741 | 0 | 0 |  | 1 | TRUE | wye
103 | LV_1037-5_0_4_load_133 | 139 | 0.00059733 | 0.0001497 | 0 | 0 |  | 1 | TRUE | wye

## ext_grid
| name | bus | vm_pu | va_degree | slack_weight | in_service
0 |  | 119 | 1 | 0 | 1 | TRUE

## line
| name | std_type | from_bus | to_bus | length_km | r_ohm_per_km | x_ohm_per_km | c_nf_per_km | g_us_per_km | max_i_ka | df | parallel | type | in_service
0 | LV_1037-5_0_4_line_0 |  | 0 | 1 | 0.025041 | 0.125 | 0.08 | 261 | 0 | 0.364 | 1 | 1 | cs | TRUE
1 | LV_1037-5_0_4_line_1 |  | 1 | 2 | 0.012368 | 0.125 | 0.08 | 261 | 0 | 0.364 | 1 | 3 | cs | TRUE
2 | LV_1037-5_0_4_line_2 |  | 1 | 3 | 0.045956 | 0.125 | 0.08 | 261 | 0 | 0.364 | 1 | 3 | cs | TRUE
3 | LV_1037-5_0_4_line_3 |  | 2 | 4 | 0.004551 | 0.125 | 0.08 | 261 | 0 | 0.364 | 1 | 3 | cs | TRUE
4 | LV_1037-5_0_4_line_4 |  | 3 | 5 | 0.017371 | 0.125 | 0.08 | 261 | 0 | 0.364 | 1 | 1 | cs | TRUE
5 | LV_1037-5_0_4_line_5 |  | 3 | 6 | 0.005869 | 0.125 | 0.08 | 261 | 0 | 0.364 | 1 | 3 | cs | TRUE
6 | LV_1037-5_0_4_line_6 |  | 4 | 7 | 0.0136 | 0.125 | 0.08 | 261 | 0 | 0.364 | 1 | 1 | cs | TRUE
7 | LV_1037-5_0_4_line_7 |  | 4 | 8 | 0.020292 | 0.125 | 0.08 | 261 | 0 | 0.364 | 1 | 3 | cs | TRUE
8 | LV_1037-5_0_4_line_8 |  | 6 | 11 | 0.021783 | 0.125 | 0.08 | 261 | 0 | 0.364 | 1 | 3 | cs | TRUE
9 | LV_1037-5_0_4_line_9 |  | 8 | 20 | 0.01793 | 0.125 | 0.08 | 261 | 0 | 0.364 | 1 | 3 | cs | TRUE
10 | LV_1037-5_0_4_line_10 |  | 9 | 10 | 0.037274 | 0.125 | 0.08 | 261 | 0 | 0.364 | 1 | 1 | cs | TRUE
11 | LV_1037-5_0_4_line_11 |  | 10 | 23 | 0.004697 | 0.125 | 0.08 | 261 | 0 | 0.364 | 1 | 1 | cs | TRUE
12 | LV_1037-5_0_4_line_12 |  | 11 | 92 | 0.01993 | 0.125 | 0.08 | 261 | 0 | 0.364 | 1 | 3 | cs | TRUE
13 | LV_1037-5_0_4_line_13 |  | 12 | 13 | 0.024861 | 0.125 | 0.08 | 261 | 0 | 0.364 | 1 | 1 | cs | TRUE
14 | LV_1037-5_0_4_line_14 |  | 12 | 14 | 0.015866 | 0.125 | 0.08 | 261 | 0 | 0.364 | 1 | 1 | cs | TRUE
15 | LV_1037-5_0_4_line_15 |  | 13 | 15 | 0.022189 | 0.125 | 0.08 | 261 | 0 | 0.364 | 1 | 1 | cs | TRUE
16 | LV_1037-5_0_4_line_16 |  | 14 | 16 | 0.018706 | 0.125 | 0.08 | 261 | 0 | 0.364 | 1 | 1 | cs | TRUE
17 | LV_1037-5_0_4_line_17 |  | 14 | 17 | 0.01822 | 0.125 | 0.08 | 261 | 0 | 0.364 | 1 | 1 | cs | TRUE
18 | LV_1037-5_0_4_line_18 |  | 16 | 68 | 0.020938 | 0.125 | 0.08 | 261 | 0 | 0.364 | 1 | 1 | cs | TRUE
19 | LV_1037-5_0_4_line_19 |  | 17 | 66 | 0.00013759 | 0.125 | 0.08 | 261 | 0 | 0.364 | 1 | 1 | cs | TRUE
20 | LV_1037-5_0_4_line_20 |  | 18 | 19 | 0.0032767 | 0.125 | 0.08 | 261 | 0 | 0.364 | 1 | 1 | cs | TRUE
21 | LV_1037-5_0_4_line_21 |  | 19 | 113 | 0.022694 | 0.125 | 0.08 | 261 | 0 | 0.364 | 1 | 1 | cs | TRUE
22 | LV_1037-5_0_4_line_22 |  | 20 | 21 | 0.018414 | 0.125 | 0.08 | 261 | 0 | 0.364 | 1 | 1 | cs | TRUE
23 | LV_1037-5_0_4_line_23 |  | 21 | 22 | 0.025168 | 0.125 | 0.08 | 261 | 0 | 0.364 | 1 | 1 | cs | TRUE
24 | LV_1037-5_0_4_line_24 |  | 22 | 26 | 0.030547 | 0.125 | 0.08 | 261 | 0 | 0.364 | 1 | 1 | cs | TRUE
25 | LV_1037-5_0_4_line_25 |  | 23 | 24 | 0.024555 | 0.125 | 0.08 | 261 | 0 | 0.364 | 1 | 1 | cs | TRUE
26 | LV_1037-5_0_4_line_26 |  | 23 | 25 | 0.021221 | 0.125 | 0.08 | 261 | 0 | 0.364 | 1 | 1 | cs | TRUE
27 | LV_1037-5_0_4_line_27 |  | 24 | 27 | 0.016106 | 0.125 | 0.08 | 261 | 0 | 0.364 | 1 | 1 | cs | TRUE
28 | LV_1037-5_0_4_line_28 |  | 25 | 28 | 0.016691 | 0.125 | 0.08 | 261 | 0 | 0.364 | 1 | 1 | cs | TRUE
29 | LV_1037-5_0_4_line_29 |  | 26 | 28 | 0.025538 | 0.125 | 0.08 | 261 | 0 | 0.364 | 1 | 1 | cs | TRUE
30 | LV_1037-5_0_4_line_30 |  | 27 | 55 | 0.028649 | 0.125 | 0.08 | 261 | 0 | 0.364 | 1 | 1 | cs | TRUE
31 | LV_1037-5_0_4_line_31 |  | 28 | 49 | 0.05274 | 0.125 | 0.08 | 261 | 0 | 0.364 | 1 | 1 | cs | TRUE
32 | LV_1037-5_0_4_line_32 |  | 29 | 30 | 0.018975 | 0.125 | 0.08 | 261 | 0 | 0.364 | 1 | 1 | cs | TRUE
33 | LV_1037-5_0_4_line_33 |  | 29 | 31 | 0.0036075 | 0.125 | 0.08 | 261 | 0 | 0.364 | 1 | 1 | cs | TRUE
34 | LV_1037-5_0_4_line_34 |  | 30 | 32 | 0.014992 | 0.125 | 0.08 | 261 | 0 | 0.364 | 1 | 1 | cs | TRUE
35 | LV_1037-5_0_4_line_35 |  | 31 | 33 | 0.022851 | 0.125 | 0.08 | 261 | 0 | 0.364 | 1 | 1 | cs | TRUE
36 | LV_1037-5_0_4_line_36 |  | 32 | 34 | 0.074451 | 0.125 | 0.08 | 261 | 0 | 0.364 | 1 | 1 | cs | TRUE
37 | LV_1037-5_0_4_line_37 |  | 33 | 35 | 0.022492 | 0.125 | 0.08 | 261 | 0 | 0.364 | 1 | 1 | cs | TRUE
38 | LV_1037-5_0_4_line_38 |  | 34 | 36 | 0.033415 | 0.125 | 0.08 | 261 | 0 | 0.364 | 1 | 1 | cs | TRUE
39 | LV_1037-5_0_4_line_39 |  | 35 | 37 | 0.042906 | 0.125 | 0.08 | 261 | 0 | 0.364 | 1 | 1 | cs | TRUE
40 | LV_1037-5_0_4_line_40 |  | 36 | 56 | 0.035939 | 0.125 | 0.08 | 261 | 0 | 0.364 | 1 | 1 | cs | TRUE
41 | LV_1037-5_0_4_line_41 |  | 36 | 57 | 0.016784 | 0.125 | 0.08 | 261 | 0 | 0.364 | 1 | 1 | cs | TRUE
42 | LV_1037-5_0_4_line_42 |  | 36 | 58 | 0.0099359 | 0.125 | 0.08 | 261 | 0 | 0.364 | 1 | 1 | cs | TRUE
43 | LV_1037-5_0_4_line_43 |  | 37 | 109 | 0.075008 | 0.125 | 0.08 | 261 | 0 | 0.364 | 1 | 1 | cs | TRUE
44 | LV_1037-5_0_4_line_44 |  | 37 | 110 | 0.029696 | 0.125 | 0.08 | 261 | 0 | 0.364 | 1 | 1 | cs | TRUE
45 | LV_1037-5_0_4_line_45 |  | 38 | 39 | 0.078108 | 0.125 | 0.08 | 261 | 0 | 0.364 | 1 | 1 | cs | TRUE
46 | LV_1037-5_0_4_line_46 |  | 39 | 40 | 0.004637 | 0.125 | 0.08 | 261 | 0 | 0.364 | 1 | 1 | cs | TRUE
47 | LV_1037-5_0_4_line_47 |  | 40 | 43 | 0.0055797 | 0.125 | 0.08 | 261 | 0 | 0.364 | 1 | 1 | cs | TRUE
48 | LV_1037-5_0_4_line_48 |  | 41 | 42 | 0.013053 | 0.125 | 0.08 | 261 | 0 | 0.364 | 1 | 1 | cs | TRUE
49 | LV_1037-5_0_4_line_49 |  | 42 | 77 | 0.032303 | 0.125 | 0.08 | 261 | 0 | 0.364 | 1 | 1 | cs | TRUE
50 | LV_1037-5_0_4_line_50 |  | 43 | 48 | 0.040052 | 0.125 | 0.08 | 261 | 0 | 0.364 | 1 | 1 | cs | TRUE
51 | LV_1037-5_0_4_line_51 |  | 44 | 45 | 0.37896 | 0.125 | 0.08 | 261 | 0 | 0.364 | 1 | 1 | cs | TRUE
52 | LV_1037-5_0_4_line_52 |  | 44 | 46 | 0.013352 | 0.125 | 0.08 | 261 | 0 | 0.364 | 1 | 1 | cs | TRUE
53 | LV_1037-5_0_4_line_53 |  | 44 | 47 | 0.22098 | 0.125 | 0.08 | 261 | 0 | 0.364 | 1 | 1 | cs | TRUE
54 | LV_1037-5_0_4_line_54 |  | 45 | 136 | 0.05434 | 0.125 | 0.08 | 261 | 0 | 0.364 | 1 | 1 | cs | TRUE
55 | LV_1037-5_0_4_line_55 |  | 46 | 74 | 0.038151 | 0.125 | 0.08 | 261 | 0 | 0.364 | 1 | 1 | cs | TRUE
56 | LV_1037-5_0_4_line_56 |  | 46 | 71 | 0.016373 | 0.125 | 0.08 | 261 | 0 | 0.364 | 1 | 1 | cs | TRUE
57 | LV_1037-5_0_4_line_57 |  | 47 | 135 | 0.00033864 | 0.125 | 0.08 | 261 | 0 | 0.364 | 1 | 1 | cs | TRUE
58 | LV_1037-5_0_4_line_58 |  | 48 | 134 | 0.020595 | 0.125 | 0.08 | 261 | 0 | 0.364 | 1 | 1 | cs | TRUE
59 | LV_1037-5_0_4_line_59 |  | 49 | 50 | 0.017151 | 0.125 | 0.08 | 261 | 0 | 0.364 | 1 | 1 | cs | TRUE
60 | LV_1037-5_0_4_line_60 |  | 50 | 51 | 0.0012893 | 0.125 | 0.08 | 261 | 0 | 0.364 | 1 | 1 | cs | TRUE
61 | LV_1037-5_0_4_line_61 |  | 51 | 139 | 0.021702 | 0.125 | 0.08 | 261 | 0 | 0.364 | 1 | 1 | cs | TRUE
62 | LV_1037-5_0_4_line_62 |  | 52 | 53 | 0.006461 | 0.125 | 0.08 | 261 | 0 | 0.364 | 1 | 1 | cs | TRUE
63 | LV_1037-5_0_4_line_63 |  | 52 | 54 | 0.022853 | 0.125 | 0.08 | 261 | 0 | 0.364 | 1 | 1 | cs | TRUE
64 | LV_1037-5_0_4_line_64 |  | 53 | 76 | 0.024707 | 0.125 | 0.08 | 261 | 0 | 0.364 | 1 | 1 | cs | TRUE
65 | LV_1037-5_0_4_line_65 |  | 53 | 55 | 0.0041664 | 0.125 | 0.08 | 261 | 0 | 0.364 | 1 | 1 | cs | TRUE
66 | LV_1037-5_0_4_line_66 |  | 56 | 59 | 0.014024 | 0.125 | 0.08 | 261 | 0 | 0.364 | 1 | 1 | cs | TRUE
67 | LV_1037-5_0_4_line_67 |  | 56 | 60 | 0.018317 | 0.125 | 0.08 | 261 | 0 | 0.364 | 1 | 1 | cs | TRUE
68 | LV_1037-5_0_4_line_68 |  | 57 | 61 | 0.008614 | 0.125 | 0.08 | 261 | 0 | 0.364 | 1 | 1 | cs | TRUE
69 | LV_1037-5_0_4_line_69 |  | 58 | 62 | 0.02943 | 0.125 | 0.08 | 261 | 0 | 0.364 | 1 | 1 | cs | TRUE
70 | LV_1037-5_0_4_line_70 |  | 59 | 86 | 0.0099458 | 0.125 | 0.08 | 261 | 0 | 0.364 | 1 | 1 | cs | TRUE
71 | LV_1037-5_0_4_line_71 |  | 60 | 69 | 0.023022 | 0.125 | 0.08 | 261 | 0 | 0.364 | 1 | 1 | cs | TRUE
72 | LV_1037-5_0_4_line_72 |  | 61 | 87 | 0.02141 | 0.125 | 0.08 | 261 | 0 | 0.364 | 1 | 1 | cs | TRUE
73 | LV_1037-5_0_4_line_73 |  | 62 | 67 | 0.019762 | 0.125 | 0.08 | 261 | 0 | 0.364 | 1 | 1 | cs | TRUE
74 | LV_1037-5_0_4_line_74 |  | 63 | 64 | 0.011035 | 0.125 | 0.08 | 261 | 0 | 0.364 | 1 | 1 | cs | TRUE
75 | LV_1037-5_0_4_line_75 |  | 64 | 65 | 0.0050856 | 0.125 | 0.08 | 261 | 0 | 0.364 | 1 | 1 | cs | TRUE
76 | LV_1037-5_0_4_line_76 |  | 65 | 66 | 0.026981 | 0.125 | 0.08 | 261 | 0 | 0.364 | 1 | 1 | cs | TRUE
77 | LV_1037-5_0_4_line_77 |  | 68 | 69 | 0.01919 | 0.125 | 0.08 | 261 | 0 | 0.364 | 1 | 1 | cs | TRUE
78 | LV_1037-5_0_4_line_78 |  | 70 | 71 | 0.046275 | 0.125 | 0.08 | 261 | 0 | 0.364 | 1 | 1 | cs | TRUE
79 | LV_1037-5_0_4_line_79 |  | 70 | 72 | 0.027263 | 0.125 | 0.08 | 261 | 0 | 0.364 | 1 | 1 | cs | TRUE
80 | LV_1037-5_0_4_line_80 |  | 72 | 73 | 0.038441 | 0.125 | 0.08 | 261 | 0 | 0.364 | 1 | 1 | cs | TRUE
81 | LV_1037-5_0_4_line_81 |  | 73 | 75 | 0.019272 | 0.125 | 0.08 | 261 | 0 | 0.364 | 1 | 1 | cs | TRUE
82 | LV_1037-5_0_4_line_82 |  | 74 | 82 | 0.025772 | 0.125 | 0.08 | 261 | 0 | 0.364 | 1 | 1 | cs | TRUE
83 | LV_1037-5_0_4_line_83 |  | 75 | 76 | 0.016382 | 0.125 | 0.08 | 261 | 0 | 0.364 | 1 | 1 | cs | TRUE
84 | LV_1037-5_0_4_line_84 |  | 75 | 78 | 0.011982 | 0.125 | 0.08 | 261 | 0 | 0.364 | 1 | 1 | cs | TRUE
85 | LV_1037-5_0_4_line_85 |  | 76 | 80 | 0.0037468 | 0.125 | 0.08 | 261 | 0 | 0.364 | 1 | 1 | cs | TRUE
86 | LV_1037-5_0_4_line_86 |  | 77 | 78 | 0.077845 | 0.125 | 0.08 | 261 | 0 | 0.364 | 1 | 1 | cs | TRUE
87 | LV_1037-5_0_4_line_87 |  | 77 | 79 | 0.017479 | 0.125 | 0.08 | 261 | 0 | 0.364 | 1 | 1 | cs | TRUE
88 | LV_1037-5_0_4_line_88 |  | 78 | 81 | 0.031236 | 0.125 | 0.08 | 261 | 0 | 0.364 | 1 | 1 | cs | TRUE
89 | LV_1037-5_0_4_line_89 |  | 83 | 84 | 0.017107 | 0.125 | 0.08 | 261 | 0 | 0.364 | 1 | 1 | cs | TRUE
90 | LV_1037-5_0_4_line_90 |  | 83 | 85 | 0.023529 | 0.125 | 0.08 | 261 | 0 | 0.364 | 1 | 1 | cs | TRUE
91 | LV_1037-5_0_4_line_91 |  | 84 | 108 | 0.076612 | 0.125 | 0.08 | 261 | 0 | 0.364 | 1 | 1 | cs | TRUE
92 | LV_1037-5_0_4_line_92 |  | 85 | 105 | 0.011094 | 0.125 | 0.08 | 261 | 0 | 0.364 | 1 | 1 | cs | TRUE
93 | LV_1037-5_0_4_line_93 |  | 85 | 104 | 0.0052851 | 0.125 | 0.08 | 261 | 0 | 0.364 | 1 | 1 | cs | TRUE
94 | LV_1037-5_0_4_line_94 |  | 86 | 99 | 0.036145 | 0.125 | 0.08 | 261 | 0 | 0.364 | 1 | 1 | cs | TRUE
95 | LV_1037-5_0_4_line_95 |  | 86 | 91 | 0.036552 | 0.125 | 0.08 | 261 | 0 | 0.364 | 1 | 1 | cs | TRUE
96 | LV_1037-5_0_4_line_96 |  | 87 | 113 | 0.0030267 | 0.125 | 0.08 | 261 | 0 | 0.364 | 1 | 1 | cs | TRUE
97 | LV_1037-5_0_4_line_97 |  | 88 | 89 | 0.030196 | 0.125 | 0.08 | 261 | 0 | 0.364 | 1 | 2 | cs | TRUE
98 | LV_1037-5_0_4_line_98 |  | 88 | 90 | 0.033415 | 0.125 | 0.08 | 261 | 0 | 0.364 | 1 | 3 | cs | TRUE
99 | LV_1037-5_0_4_line_99 |  | 89 | 91 | 0.028125 | 0.125 | 0.08 | 261 | 0 | 0.364 | 1 | 1 | cs | TRUE
100 | LV_1037-5_0_4_line_100 |  | 90 | 92 | 0.047388 | 0.125 | 0.08 | 261 | 0 | 0.364 | 1 | 3 | cs | TRUE
101 | LV_1037-5_0_4_line_101 |  | 91 | 93 | 0.025291 | 0.125 | 0.08 | 261 | 0 | 0.364 | 1 | 1 | cs | TRUE
102 | LV_1037-5_0_4_line_102 |  | 92 | 94 | 0.020278 | 0.125 | 0.08 | 261 | 0 | 0.364 | 1 | 1 | cs | TRUE
103 | LV_1037-5_0_4_line_103 |  | 92 | 95 | 0.024532 | 0.125 | 0.08 | 261 | 0 | 0.364 | 1 | 3 | cs | TRUE
104 | LV_1037-5_0_4_line_104 |  | 93 | 100 | 0.015119 | 0.125 | 0.08 | 261 | 0 | 0.364 | 1 | 1 | cs | TRUE
105 | LV_1037-5_0_4_line_105 |  | 94 | 101 | 0.001518 | 0.125 | 0.08 | 261 | 0 | 0.364 | 1 | 1 | cs | TRUE
106 | LV_1037-5_0_4_line_106 |  | 95 | 102 | 0.021553 | 0.125 | 0.08 | 261 | 0 | 0.364 | 1 | 3 | cs | TRUE
107 | LV_1037-5_0_4_line_107 |  | 96 | 97 | 0.006972 | 0.125 | 0.08 | 261 | 0 | 0.364 | 1 | 1 | cs | TRUE
108 | LV_1037-5_0_4_line_108 |  | 96 | 98 | 0.027651 | 0.125 | 0.08 | 261 | 0 | 0.364 | 1 | 1 | cs | TRUE
109 | LV_1037-5_0_4_line_109 |  | 97 | 106 | 0.039581 | 0.125 | 0.08 | 261 | 0 | 0.364 | 1 | 1 | cs | TRUE
110 | LV_1037-5_0_4_line_110 |  | 98 | 103 | 0.049109 | 0.125 | 0.08 | 261 | 0 | 0.364 | 1 | 1 | cs | TRUE
111 | LV_1037-5_0_4_line_111 |  | 99 | 111 | 0.029444 | 0.125 | 0.08 | 261 | 0 | 0.364 | 1 | 1 | cs | TRUE
112 | LV_1037-5_0_4_line_112 |  | 100 | 112 | 0.0079704 | 0.125 | 0.08 | 261 | 0 | 0.364 | 1 | 1 | cs | TRUE
113 | LV_1037-5_0_4_line_113 |  | 102 | 118 | 0.018369 | 0.125 | 0.08 | 261 | 0 | 0.364 | 1 | 1 | cs | TRUE
114 | LV_1037-5_0_4_line_114 |  | 102 | 119 | 0.035098 | 0.125 | 0.08 | 261 | 0 | 0.364 | 1 | 3 | cs | TRUE
115 | LV_1037-5_0_4_line_115 |  | 103 | 104 | 0.021239 | 0.125 | 0.08 | 261 | 0 | 0.364 | 1 | 1 | cs | TRUE
116 | LV_1037-5_0_4_line_116 |  | 105 | 107 | 0.024925 | 0.125 | 0.08 | 261 | 0 | 0.364 | 1 | 1 | cs | TRUE
117 | LV_1037-5_0_4_line_117 |  | 107 | 119 | 0.014537 | 0.125 | 0.08 | 261 | 0 | 0.364 | 1 | 1 | cs | TRUE
118 | LV_1037-5_0_4_line_118 |  | 108 | 114 | 0.0064781 | 0.125 | 0.08 | 261 | 0 | 0.364 | 1 | 1 | cs | TRUE
119 | LV_1037-5_0_4_line_119 |  | 111 | 117 | 0.031219 | 0.125 | 0.08 | 261 | 0 | 0.364 | 1 | 1 | cs | TRUE
120 | LV_1037-5_0_4_line_120 |  | 112 | 121 | 0.04053 | 0.125 | 0.08 | 261 | 0 | 0.364 | 1 | 1 | cs | TRUE
121 | LV_1037-5_0_4_line_121 |  | 114 | 115 | 0.0055963 | 0.125 | 0.08 | 261 | 0 | 0.364 | 1 | 1 | cs | TRUE
122 | LV_1037-5_0_4_line_122 |  | 115 | 116 | 0.011932 | 0.125 | 0.08 | 261 | 0 | 0.364 | 1 | 1 | cs | TRUE
123 | LV_1037-5_0_4_line_123 |  | 118 | 120 | 0.01997 | 0.125 | 0.08 | 261 | 0 | 0.364 | 1 | 1 | cs | TRUE
124 | LV_1037-5_0_4_line_124 |  | 121 | 122 | 0.05746 | 0.125 | 0.08 | 261 | 0 | 0.364 | 1 | 1 | cs | TRUE
125 | LV_1037-5_0_4_line_125 |  | 122 | 123 | 0.013581 | 0.125 | 0.08 | 261 | 0 | 0.364 | 1 | 1 | cs | TRUE
126 | LV_1037-5_0_4_line_126 |  | 123 | 124 | 0.045664 | 0.125 | 0.08 | 261 | 0 | 0.364 | 1 | 1 | cs | TRUE
127 | LV_1037-5_0_4_line_127 |  | 124 | 125 | 0.0020039 | 0.125 | 0.08 | 261 | 0 | 0.364 | 1 | 1 | cs | TRUE
128 | LV_1037-5_0_4_line_128 |  | 125 | 126 | 0.019265 | 0.125 | 0.08 | 261 | 0 | 0.364 | 1 | 1 | cs | TRUE
129 | LV_1037-5_0_4_line_129 |  | 126 | 127 | 0.014388 | 0.125 | 0.08 | 261 | 0 | 0.364 | 1 | 1 | cs | TRUE
130 | LV_1037-5_0_4_line_130 |  | 126 | 128 | 0.04632 | 0.125 | 0.08 | 261 | 0 | 0.364 | 1 | 1 | cs | TRUE
131 | LV_1037-5_0_4_line_131 |  | 127 | 129 | 0.0049152 | 0.125 | 0.08 | 261 | 0 | 0.364 | 1 | 1 | cs | TRUE
132 | LV_1037-5_0_4_line_132 |  | 128 | 130 | 0.0042037 | 0.125 | 0.08 | 261 | 0 | 0.364 | 1 | 1 | cs | TRUE
133 | LV_1037-5_0_4_line_133 |  | 129 | 131 | 0.0016716 | 0.125 | 0.08 | 261 | 0 | 0.364 | 1 | 1 | cs | TRUE
134 | LV_1037-5_0_4_line_134 |  | 130 | 132 | 0.0041916 | 0.125 | 0.08 | 261 | 0 | 0.364 | 1 | 1 | cs | TRUE
135 | LV_1037-5_0_4_line_135 |  | 131 | 133 | 0.071332 | 0.125 | 0.08 | 261 | 0 | 0.364 | 1 | 1 | cs | TRUE
136 | LV_1037-5_0_4_line_136 |  | 134 | 135 | 0.011067 | 0.125 | 0.08 | 261 | 0 | 0.364 | 1 | 1 | cs | TRUE
137 | LV_1037-5_0_4_line_137 |  | 137 | 138 | 0.021262 | 0.125 | 0.08 | 261 | 0 | 0.364 | 1 | 1 | cs | TRUE
138 | LV_1037-5_0_4_line_138 |  | 138 | 139 | 0.00084156 | 0.125 | 0.08 | 261 | 0 | 0.364 | 1 | 1 | cs | TRUE

## trafo
| name | std_type | hv_bus | lv_bus | sn_mva | vn_hv_kv | vn_lv_kv | vk_percent | vkr_percent | pfe_kw | i0_percent | shift_degree | tap_side | tap_neutral | tap_min | tap_max | tap_step_percent | tap_step_degree | tap_pos | tap_phase_shifter | parallel | df | in_service
0 | LV_1037-5_0_4_trafo_98 | 0.63 MVA 20/0.4 kV | 140 | 119 | 0.63 | 20 | 0.4 | 6 | 1.206 | 1.65 | 0.2619 | 150 | hv | 0 | -2 | 2 | 2.5 | 0 | 0 | FALSE | 1 | 1 | TRUE

## line_geodata
| x0 | y0 | x1 | y1 | x2 | y2 | x3 | y3 | x4 | y4 | x5 | y5 | x6 | y6 | x7 | y7 | x8 | y8 | x9 | y9 | x10 | y10
0 | 2661256.3894 | 1219818.1449 | 2661276.3724 | 1219813.3807 | 2661280.8137 | 1219812.6723
1 | 2661256.3894 | 1219818.1449 | 2661244.3761 | 1219821.2234
2 | 2661254.1904 | 1219772.2492 | 2661256.3894 | 1219818.1449
3 | 2661244.3761 | 1219821.2234 | 2661245.4841 | 1219825.6375
4 | 2661271.5101 | 1219774.1284 | 2661254.1904 | 1219772.2492
5 | 2661254.1904 | 1219772.2492 | 2661248.3389 | 1219771.6109
6 | 2661245.4841 | 1219825.6375 | 2661258.5978 | 1219822.0347
7 | 2661245.4841 | 1219825.6375 | 2661250.4422 | 1219845.3144
8 | 2661248.3389 | 1219771.6109 | 2661226.6832 | 1219769.2574
9 | 2661254.8233 | 1219862.7011 | 2661250.4422 | 1219845.3144
10 | 2661145.1002 | 1219843.4512 | 2661157.4116 | 1219841.6319 | 2661174.04 | 1219839.1344 | 2661181.8886 | 1219837.5163
11 | 2661145.1002 | 1219843.4512 | 2661146.4655 | 1219847.9458
12 | 2661206.8703 | 1219767.1043 | 2661226.6832 | 1219769.2574
13 | 2661287.8033 | 1219704.7199 | 2661297.627 | 1219704.976 | 2661309.393 | 1219708.2547 | 2661312.2105 | 1219708.1483
14 | 2661274.193 | 1219712.8744 | 2661287.8033 | 1219704.7199
15 | 2661334.3833 | 1219707.3112 | 2661312.2105 | 1219708.1483
16 | 2661269.5352 | 1219694.7573 | 2661274.193 | 1219712.8744
17 | 2661278.7297 | 1219730.5204 | 2661274.193 | 1219712.8744
18 | 2661269.5352 | 1219694.7573 | 2661264.3217 | 1219674.4789
19 | 2661278.764 | 1219730.6536 | 2661278.7297 | 1219730.5204
20 | 2661289.4216 | 1219669.935 | 2661289.0207 | 1219666.683
21 | 2661289.0207 | 1219666.683 | 2661286.2441 | 1219644.1594
22 | 2661254.8233 | 1219862.7011 | 2661236.843 | 1219866.676
23 | 2661212.2686 | 1219872.1086 | 2661236.843 | 1219866.676
24 | 2661212.2686 | 1219872.1086 | 2661182.4418 | 1219878.7024
25 | 2661122.0167 | 1219850.8968 | 2661146.4655 | 1219847.9458
26 | 2661146.4655 | 1219847.9458 | 2661152.6449 | 1219868.2469
27 | 2661122.0167 | 1219850.8968 | 2661107.5492 | 1219852.8274 | 2661106.0537 | 1219853.0408
28 | 2661157.5055 | 1219884.2151 | 2661152.6449 | 1219868.2469
29 | 2661157.5055 | 1219884.2151 | 2661182.4418 | 1219878.7024
30 | 2661106.0537 | 1219853.0408 | 2661090.679 | 1219855.2338 | 2661077.6585 | 1219856.8385
31 | 2661157.5055 | 1219884.2151 | 2661160.7785 | 1219898.0017 | 2661192.6577 | 1219891.1691 | 2661195.8809 | 1219892.8144 | 2661197.0463 | 1219894.8535
32 | 2661388.9847 | 1219517.8447 | 2661372.636 | 1219527.4766
33 | 2661392.0929 | 1219516.0134 | 2661388.9847 | 1219517.8447
34 | 2661372.636 | 1219527.4766 | 2661359.7191 | 1219535.0867
35 | 2661392.0929 | 1219516.0134 | 2661392.4727 | 1219515.7897 | 2661411.803 | 1219504.4506
36 | 2661296.7608 | 1219567.3142 | 2661303.1922 | 1219556.4961 | 2661310.4923 | 1219549.1222 | 2661320.7438 | 1219544.7582 | 2661344.3687 | 1219540.8767 | 2661359.7191 | 1219535.0867 | 2661359.7191 | 1219535.0867
37 | 2661431.2039 | 1219493.0701 | 2661411.803 | 1219504.4506
38 | 2661278.3893 | 1219595.2208 | 2661294.8292 | 1219570.5633 | 2661296.7608 | 1219567.3142
39 | 2661468.1422 | 1219471.2419 | 2661457.5892 | 1219477.5925 | 2661431.2039 | 1219493.0701
40 | 2661278.3893 | 1219595.2208 | 2661263.3013 | 1219608.7185 | 2661249.2501 | 1219615.8563
41 | 2661278.3893 | 1219595.2208 | 2661280.8269 | 1219600.2156 | 2661282.2004 | 1219611.3573
42 | 2661278.3893 | 1219595.2208 | 2661273.6955 | 1219591.2033 | 2661272.9029 | 1219587.5303
43 | 2661468.1422 | 1219471.2419 | 2661455.2837 | 1219452.4531 | 2661447.6999 | 1219428.4488 | 2661445.8893 | 1219401.4426
44 | 2661468.1422 | 1219471.2419 | 2661493.5854 | 1219455.9281
45 | 2660656.1932 | 1219914.1658 | 2660639.0432 | 1219879.9922 | 2660622.0943 | 1219843.901
46 | 2660658.2756 | 1219918.3118 | 2660656.1932 | 1219914.1658
47 | 2660658.2756 | 1219918.3118 | 2660663.235 | 1219915.7549
48 | 2660929.9538 | 1219853.9765 | 2660938.095 | 1219851.0912 | 2660939.9862 | 1219849.4318 | 2660940.7706 | 1219847.672
49 | 2660973.1056 | 1219849.6818 | 2660940.7706 | 1219847.672
50 | 2660698.834 | 1219897.4006 | 2660663.235 | 1219915.7549
51 | 2660924.7542 | 1219949.1244 | 2660935.8338 | 1220327.9216
52 | 2660936.7646 | 1219943.2907 | 2660924.7542 | 1219949.1244
53 | 2660924.7542 | 1219949.1244 | 2660704.7052 | 1219928.8578
54 | 2660882.936 | 1220339.5993 | 2660907.8636 | 1220337.0969 | 2660935.8338 | 1220327.9216
55 | 2660936.7646 | 1219943.2907 | 2660927.8688 | 1219916.8499 | 2660934.8967 | 1219909.3831
56 | 2660936.7646 | 1219943.2907 | 2660952.5168 | 1219938.8245
57 | 2660704.7052 | 1219928.8578 | 2660704.6431 | 1219928.5249
58 | 2660698.834 | 1219897.4006 | 2660702.6126 | 1219917.6458
59 | 2661197.0463 | 1219894.8535 | 2661198.3482 | 1219897.1313 | 2661201.3885 | 1219911.3366
60 | 2661201.6583 | 1219912.5973 | 2661201.3885 | 1219911.3366
61 | 2661206.2003 | 1219933.8187 | 2661201.6583 | 1219912.5973
62 | 2661073.9765 | 1219850.9043 | 2661073.5235 | 1219857.3481
63 | 2661073.9765 | 1219850.9043 | 2661074.5443 | 1219842.894 | 2661071.1588 | 1219841.5363 | 2661069.3666 | 1219840.1948 | 2661068.642 | 1219838.3307 | 2661068.3088 | 1219834.5694 | 2661068.8188 | 1219831.4504
64 | 2661054.2571 | 1219869.9586 | 2661055.2821 | 1219866.9339 | 2661058.0523 | 1219863.1821 | 2661060.6697 | 1219861.0076 | 2661065.2968 | 1219858.9426 | 2661073.5235 | 1219857.3481
65 | 2661073.5235 | 1219857.3481 | 2661077.6585 | 1219856.8385
66 | 2661249.2501 | 1219615.8563 | 2661244.0241 | 1219617.8372 | 2661235.8336 | 1219619.8551
67 | 2661249.2501 | 1219615.8563 | 2661253.811 | 1219633.5965
68 | 2661283.2543 | 1219619.9066 | 2661282.2004 | 1219611.3573
69 | 2661272.9029 | 1219587.5303 | 2661266.6951 | 1219558.7626
70 | 2661226.1766 | 1219622.2343 | 2661235.8336 | 1219619.8551
71 | 2661253.811 | 1219633.5965 | 2661259.5435 | 1219655.8934
72 | 2661285.8738 | 1219641.1555 | 2661283.2543 | 1219619.9066
73 | 2661262.5265 | 1219539.4451 | 2661266.6951 | 1219558.7626
74 | 2661308.5432 | 1219741.4582 | 2661319.5777 | 1219741.3123
75 | 2661303.458 | 1219741.5255 | 2661308.5432 | 1219741.4582
76 | 2661278.764 | 1219730.6536 | 2661303.458 | 1219741.5255
77 | 2661264.3217 | 1219674.4789 | 2661259.5435 | 1219655.8934
78 | 2660997.6478 | 1219929.1116 | 2660976.4282 | 1219932.045 | 2660952.5168 | 1219938.8245
79 | 2661024.7531 | 1219927.1366 | 2661013.8671 | 1219926.8694 | 2660997.6478 | 1219929.1116
80 | 2661024.7531 | 1219927.1366 | 2661036.8606 | 1219890.6518
81 | 2661041.8818 | 1219872.0998 | 2661041.7799 | 1219873.155 | 2661040.6085 | 1219879.358 | 2661036.8606 | 1219890.6518
82 | 2660959.2918 | 1219902.6624 | 2660944.8939 | 1219904.483 | 2660936.0465 | 1219908.1615 | 2660934.8967 | 1219909.3831
83 | 2661041.8818 | 1219872.0998 | 2661046.3848 | 1219873.2578 | 2661048.0449 | 1219868.2383 | 2661054.2571 | 1219869.9586
84 | 2661030.2498 | 1219869.0899 | 2661041.8818 | 1219872.0998
85 | 2661054.2571 | 1219869.9586 | 2661053.0616 | 1219873.5096
86 | 2660973.1056 | 1219849.6818 | 2661004.1816 | 1219851.6232 | 2661029.5523 | 1219852.7393 | 2661033.4194 | 1219853.7573 | 2661034.0253 | 1219853.8635 | 2661033.6364 | 1219857.0171 | 2661033.9973 | 1219859.5557 | 2661034.0169 | 1219862.0908 | 2661033.6418 | 1219863.8881 | 2661030.7329 | 1219866.371 | 2661030.2498 | 1219869.0899
87 | 2660972.244 | 1219867.1283 | 2660972.2509 | 1219862.0141 | 2660973.1056 | 1219849.6818
88 | 2660999.075 | 1219867.9034 | 2661025.6409 | 1219867.8976 | 2661029.7049 | 1219868.9509 | 2661030.2498 | 1219869.0899
89 | 2661097.2456 | 1219756.5728 | 2661087.9225 | 1219751.1183 | 2661081.6498 | 1219751.7602
90 | 2661107.8268 | 1219735.5459 | 2661097.2456 | 1219756.5728
91 | 2661021.246 | 1219783.8759 | 2661049.9765 | 1219784.9172 | 2661058.2344 | 1219781.7665 | 2661065.0163 | 1219773.8088 | 2661078.9362 | 1219752.0379 | 2661081.6498 | 1219751.7602
92 | 2661107.8268 | 1219735.5459 | 2661118.0798 | 1219739.8538
93 | 2661107.8268 | 1219735.5459 | 2661110.0198 | 1219730.7374
94 | 2661226.1766 | 1219622.2343 | 2661231.4812 | 1219657.9878
95 | 2661190.1605 | 1219629.0465 | 2661226.1766 | 1219622.2343
96 | 2661285.8738 | 1219641.1555 | 2661286.2441 | 1219644.1594
97 | 2661197.778 | 1219686.8677 | 2661193.8339 | 1219656.9304
98 | 2661197.778 | 1219686.8677 | 2661202.1424 | 1219719.9963
99 | 2661190.1605 | 1219629.0465 | 2661193.8339 | 1219656.9304
100 | 2661206.8703 | 1219767.1043 | 2661206.1959 | 1219750.7649 | 2661202.1424 | 1219719.9963
101 | 2661190.1605 | 1219629.0465 | 2661187.0335 | 1219603.9492
102 | 2661206.8703 | 1219767.1043 | 2661204.5665 | 1219787.2509
103 | 2661206.8703 | 1219767.1043 | 2661182.3833 | 1219765.6186
104 | 2661187.0335 | 1219603.9492 | 2661185.1642 | 1219588.9458
105 | 2661204.3941 | 1219788.759 | 2661204.5665 | 1219787.2509
106 | 2661161.4628 | 1219760.4339 | 2661182.3833 | 1219765.6186
107 | 2661134 | 1219636.3413 | 2661134.0943 | 1219629.3713
108 | 2661134 | 1219636.3413 | 2661132.3375 | 1219654.1465 | 2661130.8868 | 1219663.8066
109 | 2661134.0943 | 1219629.3713 | 2661134.3694 | 1219609.962 | 2661133.9639 | 1219593.2808 | 2661133.5749 | 1219589.8189
110 | 2661118.2333 | 1219711.1738 | 2661123.6425 | 1219695.4387 | 2661130.0569 | 1219669.3326 | 2661130.8868 | 1219663.8066
111 | 2661235.8024 | 1219687.1133 | 2661231.4812 | 1219657.9878
112 | 2661185.1642 | 1219588.9458 | 2661184.1788 | 1219581.0366
113 | 2661161.4628 | 1219760.4339 | 2661153.5016 | 1219776.9881
114 | 2661161.4628 | 1219760.4339 | 2661169.9532 | 1219742.7767 | 2661155.9828 | 1219736.0511
115 | 2661118.2333 | 1219711.1738 | 2661117.6745 | 1219712.7994 | 2661116.0632 | 1219717.4858 | 2661110.0198 | 1219730.7374
116 | 2661118.0798 | 1219739.8538 | 2661129.712 | 1219735.4703 | 2661142.133 | 1219734.1184
117 | 2661142.133 | 1219734.1184 | 2661150.1548 | 1219733.2453 | 2661155.9828 | 1219736.0511
118 | 2661021.246 | 1219783.8759 | 2661014.7722 | 1219783.6413
119 | 2661240.3841 | 1219717.9946 | 2661235.8024 | 1219687.1133
120 | 2661179.0305 | 1219540.8347 | 2661182.5472 | 1219567.9413 | 2661184.1788 | 1219581.0366
121 | 2661009.1796 | 1219783.4386 | 2661014.7722 | 1219783.6413
122 | 2661009.1796 | 1219783.4386 | 2660997.2555 | 1219783.0064
123 | 2661144.8466 | 1219794.985 | 2661153.5016 | 1219776.9881
124 | 2661171.6598 | 1219483.8494 | 2661174.6365 | 1219506.9665 | 2661179.0305 | 1219540.8347
125 | 2661171.6598 | 1219483.8494 | 2661169.9253 | 1219470.3797
126 | 2661164.1839 | 1219425.0817 | 2661164.242 | 1219426.2428 | 2661169.9253 | 1219470.3797
127 | 2661164.0838 | 1219423.0802 | 2661164.1839 | 1219425.0817
128 | 2661163.1213 | 1219403.8395 | 2661164.0838 | 1219423.0802
129 | 2661163.1213 | 1219403.8395 | 2661159.2553 | 1219389.9802
130 | 2661163.1213 | 1219403.8395 | 2661209.188 | 1219399.0043
131 | 2661159.2553 | 1219389.9802 | 2661157.9346 | 1219385.2458
132 | 2661213.3688 | 1219398.5655 | 2661209.188 | 1219399.0043
133 | 2661157.4855 | 1219383.6357 | 2661157.9346 | 1219385.2458
134 | 2661217.5375 | 1219398.128 | 2661213.3688 | 1219398.5655
135 | 2661157.4855 | 1219383.6357 | 2661112.7982 | 1219328.0366
136 | 2660704.6431 | 1219928.5249 | 2660702.6126 | 1219917.6458
137 | 2661210.8263 | 1219955.4326 | 2661206.3765 | 1219934.6416
138 | 2661206.3765 | 1219934.6416 | 2661206.2003 | 1219933.8187

## bus_geodata
| x | y | coords
0 | 2661280.8137 | 1219812.6723
1 | 2661256.3894 | 1219818.1449
2 | 2661244.3761 | 1219821.2234
3 | 2661254.1904 | 1219772.2492
4 | 2661245.4841 | 1219825.6375
5 | 2661271.5101 | 1219774.1284
6 | 2661248.3389 | 1219771.6109
7 | 2661258.5978 | 1219822.0347
8 | 2661250.4422 | 1219845.3144
9 | 2661181.8886 | 1219837.5163
10 | 2661145.1002 | 1219843.4512
11 | 2661226.6832 | 1219769.2574
12 | 2661287.8033 | 1219704.7199
13 | 2661312.2105 | 1219708.1483
14 | 2661274.193 | 1219712.8744
15 | 2661334.3833 | 1219707.3112
16 | 2661269.5352 | 1219694.7573
17 | 2661278.7297 | 1219730.5204
18 | 2661289.4216 | 1219669.935
19 | 2661289.0207 | 1219666.683
20 | 2661254.8233 | 1219862.7011
21 | 2661236.843 | 1219866.676
22 | 2661212.2686 | 1219872.1086
23 | 2661146.4655 | 1219847.9458
24 | 2661122.0167 | 1219850.8968
25 | 2661152.6449 | 1219868.2469
26 | 2661182.4418 | 1219878.7024
27 | 2661106.0537 | 1219853.0408
28 | 2661157.5055 | 1219884.2151
29 | 2661388.9847 | 1219517.8447
30 | 2661372.636 | 1219527.4766
31 | 2661392.0929 | 1219516.0134
32 | 2661359.7191 | 1219535.0867
33 | 2661411.803 | 1219504.4506
34 | 2661296.7608 | 1219567.3142
35 | 2661431.2039 | 1219493.0701
36 | 2661278.3893 | 1219595.2208
37 | 2661468.1422 | 1219471.2419
38 | 2660622.0943 | 1219843.901
39 | 2660656.1932 | 1219914.1658
40 | 2660658.2756 | 1219918.3118
41 | 2660929.9538 | 1219853.9765
42 | 2660940.7706 | 1219847.672
43 | 2660663.235 | 1219915.7549
44 | 2660924.7542 | 1219949.1244
45 | 2660935.8338 | 1220327.9216
46 | 2660936.7646 | 1219943.2907
47 | 2660704.7052 | 1219928.8578
48 | 2660698.834 | 1219897.4006
49 | 2661197.0463 | 1219894.8535
50 | 2661201.3885 | 1219911.3366
51 | 2661201.6583 | 1219912.5973
52 | 2661073.9765 | 1219850.9043
53 | 2661073.5235 | 1219857.3481
54 | 2661068.8188 | 1219831.4504
55 | 2661077.6585 | 1219856.8385
56 | 2661249.2501 | 1219615.8563
57 | 2661282.2004 | 1219611.3573
58 | 2661272.9029 | 1219587.5303
59 | 2661235.8336 | 1219619.8551
60 | 2661253.811 | 1219633.5965
61 | 2661283.2543 | 1219619.9066
62 | 2661266.6951 | 1219558.7626
63 | 2661319.5777 | 1219741.3123
64 | 2661308.5432 | 1219741.4582
65 | 2661303.458 | 1219741.5255
66 | 2661278.764 | 1219730.6536
67 | 2661262.5265 | 1219539.4451
68 | 2661264.3217 | 1219674.4789
69 | 2661259.5435 | 1219655.8934
70 | 2660997.6478 | 1219929.1116
71 | 2660952.5168 | 1219938.8245
72 | 2661024.7531 | 1219927.1366
73 | 2661036.8606 | 1219890.6518
74 | 2660934.8967 | 1219909.3831
75 | 2661041.8818 | 1219872.0998
76 | 2661054.2571 | 1219869.9586
77 | 2660973.1056 | 1219849.6818
78 | 2661030.2498 | 1219869.0899
79 | 2660972.244 | 1219867.1283
80 | 2661053.0616 | 1219873.5096
81 | 2660999.075 | 1219867.9034
82 | 2660959.2918 | 1219902.6624
83 | 2661097.2456 | 1219756.5728
84 | 2661081.6498 | 1219751.7602
85 | 2661107.8268 | 1219735.5459
86 | 2661226.1766 | 1219622.2343
87 | 2661285.8738 | 1219641.1555
88 | 2661197.778 | 1219686.8677
89 | 2661193.8339 | 1219656.9304
90 | 2661202.1424 | 1219719.9963
91 | 2661190.1605 | 1219629.0465
92 | 2661206.8703 | 1219767.1043
93 | 2661187.0335 | 1219603.9492
94 | 2661204.5665 | 1219787.2509
95 | 2661182.3833 | 1219765.6186
96 | 2661134 | 1219636.3413
97 | 2661134.0943 | 1219629.3713
98 | 2661130.8868 | 1219663.8066
99 | 2661231.4812 | 1219657.9878
100 | 2661185.1642 | 1219588.9458
101 | 2661204.3941 | 1219788.759
102 | 2661161.4628 | 1219760.4339
103 | 2661118.2333 | 1219711.1738
104 | 2661110.0198 | 1219730.7373
105 | 2661118.0798 | 1219739.8538
106 | 2661133.5749 | 1219589.8189
107 | 2661142.133 | 1219734.1184
108 | 2661021.246 | 1219783.8759
109 | 2661445.8893 | 1219401.4426
110 | 2661493.5854 | 1219455.9281
111 | 2661235.8024 | 1219687.1133
112 | 2661184.1788 | 1219581.0366
113 | 2661286.2441 | 1219644.1594
114 | 2661014.7722 | 1219783.6413
115 | 2661009.1796 | 1219783.4386
116 | 2660997.2555 | 1219783.0064
117 | 2661240.3841 | 1219717.9946
118 | 2661153.5016 | 1219776.9881
119 | 2661155.9828 | 1219736.0511
120 | 2661144.8466 | 1219794.985
121 | 2661179.0305 | 1219540.8347
122 | 2661171.6598 | 1219483.8494
123 | 2661169.9253 | 1219470.3797
124 | 2661164.1839 | 1219425.0817
125 | 2661164.0838 | 1219423.0802
126 | 2661163.1213 | 1219403.8395
127 | 2661159.2553 | 1219389.9802
128 | 2661209.188 | 1219399.0043
129 | 2661157.9346 | 1219385.2458
130 | 2661213.3688 | 1219398.5655
131 | 2661157.4855 | 1219383.6357
132 | 2661217.5375 | 1219398.128
133 | 2661112.7982 | 1219328.0366
134 | 2660702.6126 | 1219917.6458
135 | 2660704.6431 | 1219928.5249
136 | 2660882.936 | 1220339.5993
137 | 2661210.8263 | 1219955.4326
138 | 2661206.3765 | 1219934.6416
139 | 2661206.2003 | 1219933.8187
140 | 2661155.9828 | 1219736.0511

## line_std_types
| c_nf_per_km | r_ohm_per_km | x_ohm_per_km | max_i_ka | type | q_mm2 | alpha | voltage_rating
NAYY 4x50 SE | 210 | 0.642 | 0.083 | 0.142 | cs | 50 | 0.00403 | LV
NAYY 4x120 SE | 264 | 0.225 | 0.08 | 0.242 | cs | 120 | 0.00403 | LV
NAYY 4x150 SE | 261 | 0.208 | 0.08 | 0.27 | cs | 150 | 0.00403 | LV
NA2XS2Y 1x95 RM/25 12/20 kV | 216 | 0.313 | 0.132 | 0.252 | cs | 95 | 0.00403 | MV
NA2XS2Y 1x185 RM/25 12/20 kV | 273 | 0.161 | 0.117 | 0.362 | cs | 185 | 0.00403 | MV
NA2XS2Y 1x240 RM/25 12/20 kV | 304 | 0.122 | 0.112 | 0.421 | cs | 240 | 0.00403 | MV
NA2XS2Y 1x95 RM/25 6/10 kV | 315 | 0.313 | 0.123 | 0.249 | cs | 95 | 0.00403 | MV
NA2XS2Y 1x185 RM/25 6/10 kV | 406 | 0.161 | 0.11 | 0.358 | cs | 185 | 0.00403 | MV
NA2XS2Y 1x240 RM/25 6/10 kV | 456 | 0.122 | 0.105 | 0.416 | cs | 240 | 0.00403 | MV
NA2XS2Y 1x150 RM/25 12/20 kV | 250 | 0.206 | 0.116 | 0.319 | cs | 150 | 0.00403 | MV
NA2XS2Y 1x120 RM/25 12/20 kV | 230 | 0.253 | 0.119 | 0.283 | cs | 120 | 0.00403 | MV
NA2XS2Y 1x70 RM/25 12/20 kV | 190 | 0.443 | 0.132 | 0.22 | cs | 70 | 0.00403 | MV
NA2XS2Y 1x150 RM/25 6/10 kV | 360 | 0.206 | 0.11 | 0.315 | cs | 150 | 0.00403 | MV
NA2XS2Y 1x120 RM/25 6/10 kV | 340 | 0.253 | 0.113 | 0.28 | cs | 120 | 0.00403 | MV
NA2XS2Y 1x70 RM/25 6/10 kV | 280 | 0.443 | 0.123 | 0.217 | cs | 70 | 0.00403 | MV
N2XS(FL)2Y 1x120 RM/35 64/110 kV | 112 | 0.153 | 0.166 | 0.366 | cs | 120 | 0.00393 | HV
N2XS(FL)2Y 1x185 RM/35 64/110 kV | 125 | 0.099 | 0.156 | 0.457 | cs | 185 | 0.00393 | HV
N2XS(FL)2Y 1x240 RM/35 64/110 kV | 135 | 0.075 | 0.149 | 0.526 | cs | 240 | 0.00393 | HV
N2XS(FL)2Y 1x300 RM/35 64/110 kV | 144 | 0.06 | 0.144 | 0.588 | cs | 300 | 0.00393 | HV
15-AL1/3-ST1A 0.4 | 11 | 1.8769 | 0.35 | 0.105 | ol | 16 | 0.00403 | LV
24-AL1/4-ST1A 0.4 | 11.25 | 1.2012 | 0.335 | 0.14 | ol | 24 | 0.00403 | LV
48-AL1/8-ST1A 0.4 | 12.2 | 0.5939 | 0.3 | 0.21 | ol | 48 | 0.00403 | LV
94-AL1/15-ST1A 0.4 | 13.2 | 0.306 | 0.29 | 0.35 | ol | 94 | 0.00403 | LV
34-AL1/6-ST1A 10.0 | 9.7 | 0.8342 | 0.36 | 0.17 | ol | 34 | 0.00403 | MV
48-AL1/8-ST1A 10.0 | 10.1 | 0.5939 | 0.35 | 0.21 | ol | 48 | 0.00403 | MV
70-AL1/11-ST1A 10.0 | 10.4 | 0.4132 | 0.339 | 0.29 | ol | 70 | 0.00403 | MV
94-AL1/15-ST1A 10.0 | 10.75 | 0.306 | 0.33 | 0.35 | ol | 94 | 0.00403 | MV
122-AL1/20-ST1A 10.0 | 11.1 | 0.2376 | 0.323 | 0.41 | ol | 122 | 0.00403 | MV
149-AL1/24-ST1A 10.0 | 11.25 | 0.194 | 0.315 | 0.47 | ol | 149 | 0.00403 | MV
34-AL1/6-ST1A 20.0 | 9.15 | 0.8342 | 0.382 | 0.17 | ol | 34 | 0.00403 | MV
48-AL1/8-ST1A 20.0 | 9.5 | 0.5939 | 0.372 | 0.21 | ol | 48 | 0.00403 | MV
70-AL1/11-ST1A 20.0 | 9.7 | 0.4132 | 0.36 | 0.29 | ol | 70 | 0.00403 | MV
94-AL1/15-ST1A 20.0 | 10 | 0.306 | 0.35 | 0.35 | ol | 94 | 0.00403 | MV
122-AL1/20-ST1A 20.0 | 10.3 | 0.2376 | 0.344 | 0.41 | ol | 122 | 0.00403 | MV
149-AL1/24-ST1A 20.0 | 10.5 | 0.194 | 0.337 | 0.47 | ol | 149 | 0.00403 | MV
184-AL1/30-ST1A 20.0 | 10.75 | 0.1571 | 0.33 | 0.535 | ol | 184 | 0.00403 | MV
243-AL1/39-ST1A 20.0 | 11 | 0.1188 | 0.32 | 0.645 | ol | 243 | 0.00403 | MV
48-AL1/8-ST1A 110.0 | 8 | 0.5939 | 0.46 | 0.21 | ol | 48 | 0.00403 | HV
70-AL1/11-ST1A 110.0 | 8.4 | 0.4132 | 0.45 | 0.29 | ol | 70 | 0.00403 | HV
94-AL1/15-ST1A 110.0 | 8.65 | 0.306 | 0.44 | 0.35 | ol | 94 | 0.00403 | HV
122-AL1/20-ST1A 110.0 | 8.5 | 0.2376 | 0.43 | 0.41 | ol | 122 | 0.00403 | HV
149-AL1/24-ST1A 110.0 | 8.75 | 0.194 | 0.41 | 0.47 | ol | 149 | 0.00403 | HV
184-AL1/30-ST1A 110.0 | 8.8 | 0.1571 | 0.4 | 0.535 | ol | 184 | 0.00403 | HV
243-AL1/39-ST1A 110.0 | 9 | 0.1188 | 0.39 | 0.645 | ol | 243 | 0.00403 | HV
305-AL1/39-ST1A 110.0 | 9.2 | 0.0949 | 0.38 | 0.74 | ol | 305 | 0.00403 | HV
490-AL1/64-ST1A 110.0 | 9.75 | 0.059 | 0.37 | 0.96 | ol | 490 | 0.00403 | HV
679-AL1/86-ST1A 110.0 | 9.95 | 0.042 | 0.36 | 1.15 | ol | 679 | 0.00403 | HV
490-AL1/64-ST1A 220.0 | 10 | 0.059 | 0.285 | 0.96 | ol | 490 | 0.00403 | HV
679-AL1/86-ST1A 220.0 | 11.7 | 0.042 | 0.275 | 1.15 | ol | 679 | 0.00403 | HV
490-AL1/64-ST1A 380.0 | 11 | 0.059 | 0.253 | 0.96 | ol | 490 | 0.00403 | HV
679-AL1/86-ST1A 380.0 | 14.6 | 0.042 | 0.25 | 1.15 | ol | 679 | 0.00403 | HV

## trafo_std_types
| i0_percent | pfe_kw | vkr_percent | sn_mva | vn_lv_kv | vn_hv_kv | vk_percent | shift_degree | vector_group | tap_side | tap_neutral | tap_min | tap_max | tap_step_degree | tap_step_percent | tap_phase_shifter
160 MVA 380/110 kV | 0.06 | 60 | 0.25 | 160 | 110 | 380 | 12.2 | 0 | Yy0 | hv | 0 | -9 | 9 | 0 | 1.5 | FALSE
100 MVA 220/110 kV | 0.06 | 55 | 0.26 | 100 | 110 | 220 | 12 | 0 | Yy0 | hv | 0 | -9 | 9 | 0 | 1.5 | FALSE
63 MVA 110/20 kV | 0.04 | 22 | 0.32 | 63 | 20 | 110 | 18 | 150 | YNd5 | hv | 0 | -9 | 9 | 0 | 1.5 | FALSE
40 MVA 110/20 kV | 0.05 | 18 | 0.34 | 40 | 20 | 110 | 16.2 | 150 | YNd5 | hv | 0 | -9 | 9 | 0 | 1.5 | FALSE
25 MVA 110/20 kV | 0.07 | 14 | 0.41 | 25 | 20 | 110 | 12 | 150 | YNd5 | hv | 0 | -9 | 9 | 0 | 1.5 | FALSE
63 MVA 110/10 kV | 0.04 | 22 | 0.32 | 63 | 10 | 110 | 18 | 150 | YNd5 | hv | 0 | -9 | 9 | 0 | 1.5 | FALSE
40 MVA 110/10 kV | 0.05 | 18 | 0.34 | 40 | 10 | 110 | 16.2 | 150 | YNd5 | hv | 0 | -9 | 9 | 0 | 1.5 | FALSE
25 MVA 110/10 kV | 0.07 | 14 | 0.41 | 25 | 10 | 110 | 12 | 150 | YNd5 | hv | 0 | -9 | 9 | 0 | 1.5 | FALSE
0.25 MVA 20/0.4 kV | 0.32 | 0.8 | 1.44 | 0.25 | 0.4 | 20 | 6 | 150 | Yzn5 | hv | 0 | -2 | 2 | 0 | 2.5 | FALSE
0.4 MVA 20/0.4 kV | 0.3375 | 1.35 | 1.425 | 0.4 | 0.4 | 20 | 6 | 150 | Dyn5 | hv | 0 | -2 | 2 | 0 | 2.5 | FALSE
0.63 MVA 20/0.4 kV | 0.2619 | 1.65 | 1.206 | 0.63 | 0.4 | 20 | 6 | 150 | Dyn5 | hv | 0 | -2 | 2 | 0 | 2.5 | FALSE
0.25 MVA 10/0.4 kV | 0.24 | 0.6 | 1.2 | 0.25 | 0.4 | 10 | 4 | 150 | Dyn5 | hv | 0 | -2 | 2 | 0 | 2.5 | FALSE
0.4 MVA 10/0.4 kV | 0.2375 | 0.95 | 1.325 | 0.4 | 0.4 | 10 | 4 | 150 | Dyn5 | hv | 0 | -2 | 2 | 0 | 2.5 | FALSE
0.63 MVA 10/0.4 kV | 0.1873 | 1.18 | 1.0794 | 0.63 | 0.4 | 10 | 4 | 150 | Dyn5 | hv | 0 | -2 | 2 | 0 | 2.5 | FALSE

## trafo3w_std_types
| sn_hv_mva | sn_mv_mva | sn_lv_mva | vn_hv_kv | vn_mv_kv | vn_lv_kv | vk_hv_percent | vk_mv_percent | vk_lv_percent | vkr_hv_percent | vkr_mv_percent | vkr_lv_percent | pfe_kw | i0_percent | shift_mv_degree | shift_lv_degree | vector_group | tap_side | tap_neutral | tap_min | tap_max | tap_step_percent
63/25/38 MVA 110/20/10 kV | 63 | 25 | 38 | 110 | 20 | 10 | 10.4 | 10.4 | 10.4 | 0.28 | 0.32 | 0.35 | 35 | 0.89 | 0 | 0 | YN0yn0yn0 | hv | 0 | -10 | 10 | 1.2
63/25/38 MVA 110/10/10 kV | 63 | 25 | 38 | 110 | 10 | 10 | 10.4 | 10.4 | 10.4 | 0.28 | 0.32 | 0.35 | 35 | 0.89 | 0 | 0 | YN0yn0yn0 | hv | 0 | -10 | 10 | 1.2

## fuse_std_types
| fuse_type | i_rated_a | t_avg | t_min | t_total | x_avg | x_min | x_total
HV 100A | HV 100A | 100 | 0 | [10.0, 3.64, 0.854, 0.281, 0.1, 0.0531, 0.022, 0.01] | [10.0, 4.267, 1.21, 0.403, 0.1, 0.058, 0.022, 0.01] | 0 | [300.0, 350.0, 450.0, 550.0, 700.0, 850.0, 1200.0, 1752.0] | [600.0, 700.0, 900.0, 1150.0, 1665.0, 2000.0, 3000.0, 4313.0]
HV 10A | HV 10A | 10 | 0 | [10.0, 1675.0, 0.344, 0.156, 0.1, 0.0417, 0.0171, 0.01] | [10.0, 1.3, 0.3, 0.155, 0.1, 0.0555, 0.023, 0.01] | 0 | [30.0, 32.0, 35.0, 37.0, 39.0, 50.0, 70.0, 88.0] | [60.0, 70.0, 80.0, 87.0, 94.0, 110.0, 150.0, 216.0]
HV 125A | HV 125A | 125 | 0 | [10.0, 1.82, 0.344, 0.1, 0.0467, 0.0269, 0.01] | [10.0, 2.478, 0.426, 0.1, 0.0427, 0.0211, 0.01] | 0 | [375.0, 500.0, 700.0, 925.0, 1200.0, 1500.0, 2341.0] | [750.0, 1000.0, 1500.0, 2200.0, 3000.0, 4000.0, 5765.0]
HV 160A | HV 160A | 160 | 0 | [10.0, 4.15, 1.03, 0.198, 0.1, 0.051, 0.0172, 0.01] | [10.0, 2.3, 0.734, 0.274, 0.1, 0.046, 0.0177, 0.01] | 0 | [480.0, 550.0, 700.0, 1000.0, 1260.0, 1600.0, 2500.0, 3227.0] | [960.0, 1300.0, 1700.0, 2200.0, 2996.0, 4000.0, 6000.0, 7946.0]
HV 16A | HV 16A | 16 | 0 | [10.0, 0.352, 0.164, 0.1, 0.0649, 0.0342, 0.01] | [10.0, 2.34, 0.722, 0.181, 0.1, 0.055, 0.0296, 0.01] | 0 | [48.0, 60.0, 65.0, 71.0, 80.0, 100.0, 162.0] | [96.0, 110.0, 125.0, 150.0, 168.0, 200.0, 250.0, 398.0]
HV 200A | HV 200A | 200 | 0 | [10.0, 4.267, 1.21, 0.403, 0.1, 0.058, 0.022, 0.01] | [10.0, 3.73, 1.654, 0.328, 0.1, 0.0531, 0.019, 0.01] | 0 | [600.0, 700.0, 900.0, 1150.0, 1665.0, 2000.0, 3000.0, 4313.0] | [1200.0, 1500.0, 1800.0, 2700.0, 3960.0, 5000.0, 7500.0, 10620.0]
HV 20A | HV 20A | 20 | 0 | [10.0, 1.3, 0.3, 0.155, 0.1, 0.0555, 0.023, 0.01] | [10.0, 1.3, 0.161, 0.1, 0.0611, 0.0399, 0.0141, 0.01] | 0 | [60.0, 70.0, 80.0, 87.0, 94.0, 110.0, 150.0, 216.0] | [120.0, 150.0, 200.0, 223.0, 260.0, 300.0, 450.0, 532.0]
HV 25A | HV 25A | 25 | 0 | [10.0, 2.512, 0.833, 0.299, 0.1, 0.0372, 0.0223, 0.01] | [10.0, 3.125, 0.597, 0.198, 0.1, 0.0378, 0.022, 0.01] | 0 | [75.0, 82.0, 90.0, 100.0, 124.0, 170.0, 200.0, 289.0] | [150.0, 170.0, 210.0, 250.0, 294.0, 400.0, 500.0, 711.0]
HV 31.5A | HV 31.5A | 31.5 | 0 | [10.0, 2.34, 0.722, 0.181, 0.1, 0.055, 0.0296, 0.01] | [10.0, 2.84, 0.368, 0.164, 0.1, 0.0621, 0.0378, 0.0195, 0.01] | 0 | [95.0, 110.0, 125.0, 150.0, 165.0, 200.0, 250.0, 390.0] | [189.0, 220.0, 300.0, 350.0, 393.0, 450.0, 530.0, 700.0, 960.0]
HV 40A | HV 40A | 40 | 0 | [10.0, 1.3, 0.161, 0.1, 0.0611, 0.0399, 0.0141, 0.01] | [10.0, 2.05, 0.369, 0.198, 0.1, 0.051, 0.0298, 0.01] | 0 | [120.0, 150.0, 200.0, 223.0, 260.0, 300.0, 450.0, 532.0] | [240.0, 300.0, 400.0, 450.0, 530.0, 650.0, 800.0, 1311.0]
HV 50A | HV 50A | 50 | 0 | [10.0, 3.215, 0.597, 0.198, 0.1, 0.0378, 0.022, 0.01] | [10.0, 3.64, 0.854, 0.281, 0.1, 0.0531, 0.022, 0.01] | 0 | [150.0, 170.0, 210.0, 250.0, 294.0, 400.0, 500.0, 711.0] | [300.0, 350.0, 450.0, 550.0, 700.0, 850.0, 1200.0, 1752.0]
HV 6.3A | HV 6.3A | 6.3 | 0 | [10.0, 1.39, 0.344, 0.168, 0.1, 0.056, 0.0263, 0.01] | [10.0, 1.711, 0.516, 0.198, 0.1, 0.0634, 0.0303, 0.01] | 0 | [19.0, 19.5, 20.4, 20.8, 22.0, 25.0, 32.0, 48.0] | [38.0, 40.0, 43.0, 48.0, 53.0, 60.0, 75.0, 118.0]
HV 63A | HV 63A | 63 | 0 | [10.0, 2.84, 0.368, 0.164, 0.1, 0.0621, 0.0378, 0.0195, 0.01] | [10.0, 1.82, 0.344, 0.1, 0.0467, 0.0269, 0.01] | 0 | [189.0, 220.0, 300.0, 350.0, 393.0, 450.0, 530.0, 700.0, 961.0] | [378.0, 500.0, 700.0, 934.0, 1200.0, 1500.0, 2366.0]
HV 80A | HV 80A | 80 | 0 | [10.0, 2.05, 0.369, 0.198, 0.1, 0.051, 0.0298, 0.01] | [10.0, 4.15, 1.03, 0.198, 0.1, 0.051, 0.0172, 0.01] | 0 | [240.0, 300.0, 400.0, 450.0, 530.0, 650.0, 800.0, 1311.0] | [480.0, 550.0, 700.0, 1000.0, 1260.0, 1600.0, 2500.0, 3227.0]
Siemens NH-1-100 | Siemens NH-1-100 | 100 | [5400.0, 2000.0, 400.0, 20.0, 1.0, 0.2, 0.012, 0.004] | 0 | 0 | [150.0, 190.0, 250.0, 430.0, 900.0, 1250.0, 2700.0, 3600.0] | 0 | 0
Siemens NH-1-125 | Siemens NH-1-125 | 125 | [4800.0, 120.0, 7.0, 0.1, 0.004] | 0 | 0 | [180.0, 400.0, 740.0, 2000.0, 4250.0] | 0 | 0
Siemens NH-1-16 | Siemens NH-1-16 | 16 | [4000.0, 400.0, 2.0, 0.1, 0.04, 0.01] | 0 | 0 | [26.0, 35.0, 75.0, 150.0, 200.0, 300.0] | 0 | 0
Siemens NH-1-160 | Siemens NH-1-160 | 160 | [4800.0, 120.0, 7.0, 0.1, 0.004] | 0 | 0 | [210.0, 500.0, 900.0, 2300.0, 5000.0] | 0 | 0
Siemens NH-1-25 | Siemens NH-1-25 | 25 | [4000.0, 1000.0, 10.0, 0.2, 0.02, 0.01] | 0 | 0 | [40.0, 50.0, 100.0, 210.0, 400.0, 500.0] | 0 | 0
Siemens NH-1-50 | Siemens NH-1-50 | 50 | [4000.0, 40.0, 4.0, 1.0, 0.02, 0.01] | 0 | 0 | [86.0, 200.0, 300.0, 400.0, 1000.0, 1280.0] | 0 | 0
Siemens NH-1-63 | Siemens NH-1-63 | 63 | [4000.0, 100.0, 10.0, 2.0, 0.04, 0.01] | 0 | 0 | [100.0, 200.0, 300.0, 400.0, 1000.0, 1500.0] | 0 | 0
Siemens NH-1-80 | Siemens NH-1-80 | 80 | [4800.0, 120.0, 7.0, 0.1, 0.01] | 0 | 0 | [150.58, 250.0, 450.0, 1150.0, 2470.0] | 0 | 0
Siemens NH-2-1000 | Siemens NH-2-1000 | 1000 | [4800.0, 120.0, 7.0, 0.1, 0.004] | 0 | 0 | [1900.0, 3500.0, 8400.0, 24000.0, 52000.0] | 0 | 0
Siemens NH-2-200 | Siemens NH-2-200 | 200 | [4800.0, 120.0, 7.0, 0.1, 0.004] | 0 | 0 | [280.0, 650.0, 1200.0, 3000.0, 7000.0] | 0 | 0
Siemens NH-2-224 | Siemens NH-2-224 | 224 | [4800.0, 120.0, 7.0, 0.2, 0.04, 0.004] | 0 | 0 | [400.0, 750.0, 1453.0, 3025.0, 4315.0, 7600.0] | 0 | 0
Siemens NH-2-250 | Siemens NH-2-250 | 250 | [4800.0, 120.0, 7.0, 0.1, 0.004] | 0 | 0 | [450.0, 800.0, 1650.0, 4000.0, 8500.0] | 0 | 0
Siemens NH-2-315 | Siemens NH-2-315 | 315 | [4800.0, 120.0, 7.0, 0.1, 0.004] | 0 | 0 | [550.0, 920.0, 1900.0, 5000.0, 11000.0] | 0 | 0
Siemens NH-2-355 | Siemens NH-2-355 | 355 | [4800.0, 120.0, 6.0, 0.1, 0.004] | 0 | 0 | [650.0, 1116.27, 2350.0, 5840.0, 12790.0] | 0 | 0
Siemens NH-2-400 | Siemens NH-2-400 | 400 | [4800.0, 120.0, 7.0, 0.1, 0.004] | 0 | 0 | [720.0, 1350.0, 2800.0, 6500.0, 15000.0] | 0 | 0
Siemens NH-2-425 | Siemens NH-2-425 | 425 | [4800.0, 120.0, 7.0, 0.1, 0.004] | 0 | 0 | [850.0, 1500.0, 3050.0, 7500.0, 16500.0] | 0 | 0
Siemens NH-2-630 | Siemens NH-2-630 | 630 | [4800.0, 120.0, 7.0, 0.1, 0.004] | 0 | 0 | [1200.0, 2000.0, 4800.0, 12000.0, 26000.0] | 0 | 0

## res_bus
| vm_pu | va_degree | p_mw | q_mvar
0 | 0.9901 | -0.1887 | 0.0088566 | 0.0022197
1 | 0.9903 | -0.18476 | 0 | 0
2 | 0.99002 | -0.19006 | 0 | 0
3 | 0.99145 | -0.16269 | 0 | 0
4 | 0.98992 | -0.19201 | 0 | 0
5 | 0.99134 | -0.16471 | 0.0065588 | 0.0016438
6 | 0.99161 | -0.15964 | 0 | 0
7 | 0.98989 | -0.19271 | 0.0028876 | 0.00072371
8 | 0.98949 | -0.20036 | 0.004131 | 0.0010353
9 | 0.98222 | -0.34088 | 0.001874 | 0.00046968
10 | 0.98229 | -0.33962 | 0 | 0
11 | 0.9922 | -0.14836 | 0.010227 | 0.0025631
12 | 0.97517 | -0.47875 | 0.002833 | 0.00071001
13 | 0.97508 | -0.48042 | 0.0016202 | 0.00040606
14 | 0.97526 | -0.47686 | 0.004466 | 0.0011193
15 | 0.97504 | -0.48125 | 0.0020501 | 0.0005138
16 | 0.97574 | -0.46741 | 0.0029591 | 0.00074163
17 | 0.97498 | -0.4824 | 0.0026557 | 0.00066557
18 | 0.97674 | -0.44788 | 0.0025691 | 0.00064388
19 | 0.97675 | -0.44773 | 0.002043 | 0.00051202
20 | 0.98913 | -0.20731 | 0 | 0
21 | 0.98801 | -0.22875 | 0.0024343 | 0.0006101
22 | 0.98655 | -0.25704 | 0.0075479 | 0.0018917
23 | 0.9823 | -0.33946 | 0 | 0
24 | 0.98142 | -0.35647 | 0 | 0
25 | 0.98309 | -0.32406 | 0.0051306 | 0.0012859
26 | 0.98498 | -0.28734 | 0.0050377 | 0.0012626
27 | 0.98085 | -0.36765 | 0.0023151 | 0.00058021
28 | 0.98379 | -0.31043 | 0 | 0
29 | 0.97599 | -0.46255 | 0.004057 | 0.0010168
30 | 0.97615 | -0.45941 | 0.00015019 | 3.7642e-05
31 | 0.97598 | -0.46288 | 0.00023355 | 5.8533e-05
32 | 0.97628 | -0.45688 | 0.0017781 | 0.00044563
33 | 0.97588 | -0.46488 | 0.0022702 | 0.00056896
34 | 0.97704 | -0.44192 | 0.00057638 | 0.00014445
35 | 0.97582 | -0.46591 | 0.0011031 | 0.00027646
36 | 0.9774 | -0.43487 | 0 | 0
37 | 0.97577 | -0.46701 | 0 | 0
38 | 0.97234 | -0.53476 | 0.0015007 | 0.00037612
39 | 0.97245 | -0.5326 | 0 | 0
40 | 0.97245 | -0.53247 | 0 | 0
41 | 0.97804 | -0.42257 | 0.00083348 | 0.00020889
42 | 0.97805 | -0.42237 | 0 | 0
43 | 0.97246 | -0.53232 | 0.0037259 | 0.00093379
44 | 0.97473 | -0.4875 | 0.0017065 | 0.00042768
45 | 0.97178 | -0.54565 | 0 | 0
46 | 0.97497 | -0.48277 | 0 | 0
47 | 0.97283 | -0.52506 | 0.0017081 | 0.00042808
48 | 0.97266 | -0.52846 | 0 | 0
49 | 0.98355 | -0.31511 | 0.0019637 | 0.00049214
50 | 0.9835 | -0.31602 | 0.00053506 | 0.0001341
51 | 0.9835 | -0.31608 | 0.00061365 | 0.0001538
52 | 0.97974 | -0.38921 | 0 | 0
53 | 0.97975 | -0.38903 | 0 | 0
54 | 0.97971 | -0.38987 | 0.0015841 | 0.00039701
55 | 0.97989 | -0.38636 | 0.00072311 | 0.00018123
56 | 0.97838 | -0.41554 | 0 | 0
57 | 0.97717 | -0.43937 | 0.0018865 | 0.00047279
58 | 0.97737 | -0.43545 | 0.00039103 | 9.8001e-05
59 | 0.97927 | -0.39814 | 0.0060073 | 0.0015056
60 | 0.97773 | -0.42845 | 0.002183 | 0.0005471
61 | 0.97707 | -0.44139 | 0.0025618 | 0.00064205
62 | 0.97729 | -0.43697 | 0.00035222 | 8.8275e-05
63 | 0.97469 | -0.48808 | 0.0020634 | 0.00051714
64 | 0.97471 | -0.48767 | 0.0019694 | 0.00049358
65 | 0.97473 | -0.48729 | 0.0057708 | 0.0014463
66 | 0.97498 | -0.48244 | 0.0041496 | 0.00104
67 | 0.97725 | -0.43786 | 0.0024768 | 0.00062075
68 | 0.97634 | -0.45571 | 0.0034765 | 0.0008713
69 | 0.97694 | -0.44378 | 0.0024733 | 0.00061987
70 | 0.9764 | -0.45459 | 0.0010319 | 0.00025863
71 | 0.97533 | -0.47577 | 0.0017065 | 0.00042769
72 | 0.97707 | -0.44161 | 0 | 0
73 | 0.978 | -0.42335 | 0.0006753 | 0.00016925
74 | 0.97483 | -0.48557 | 0.0012976 | 0.0003252
75 | 0.97848 | -0.41397 | 0 | 0
76 | 0.97898 | -0.40416 | 0 | 0
77 | 0.97807 | -0.42188 | 0 | 0
78 | 0.97841 | -0.41532 | 0 | 0
79 | 0.97801 | -0.42309 | 0.0037902 | 0.00094991
80 | 0.97898 | -0.40421 | 0.00078728 | 0.00019731
81 | 0.97836 | -0.4162 | 0.0015573 | 0.00039028
82 | 0.97476 | -0.48684 | 0.0027013 | 0.00067702
83 | 0.99689 | -0.059735 | 0 | 0
84 | 0.99663 | -0.064643 | 0.0031234 | 0.00078281
85 | 0.99724 | -0.052988 | 0 | 0
86 | 0.97996 | -0.38474 | 0 | 0
87 | 0.97686 | -0.4454 | 0.0028102 | 0.00070431
88 | 0.98899 | -0.20962 | 0.004394 | 0.0011012
89 | 0.987 | -0.24806 | 0.0031027 | 0.00077761
90 | 0.99051 | -0.18049 | 0.008897 | 0.0022298
91 | 0.98336 | -0.31851 | 0 | 0
92 | 0.9928 | -0.13684 | 0 | 0
93 | 0.98244 | -0.33644 | 0.007268 | 0.0018215
94 | 0.99255 | -0.1416 | 0.0016309 | 0.00040874
95 | 0.99482 | -0.098295 | 0.0029264 | 0.00073343
96 | 0.9946 | -0.10389 | 0 | 0
97 | 0.99448 | -0.10621 | 0 | 0
98 | 0.99507 | -0.094696 | 0.010066 | 0.0025228
99 | 0.97909 | -0.4018 | 0.0078228 | 0.0019606
100 | 0.98199 | -0.34519 | 0.0017423 | 0.00043666
101 | 0.99253 | -0.14191 | 0.01163 | 0.0029149
102 | 0.99661 | -0.064188 | 0 | 0
103 | 0.99637 | -0.069709 | 0.0054385 | 0.001363
104 | 0.99704 | -0.056897 | 0.0078118 | 0.0019578
105 | 0.99783 | -0.04161 | 0 | 0
106 | 0.9938 | -0.11938 | 0.018873 | 0.00473
107 | 0.99916 | -0.016098 | 0.0049277 | 0.001235
108 | 0.99571 | -0.082444 | 0.00094904 | 0.00023785
109 | 0.97575 | -0.46742 | 0.00030031 | 7.5265e-05
110 | 0.97574 | -0.4676 | 0.001093 | 0.00027393
111 | 0.97859 | -0.41153 | 0.0080973 | 0.0020294
112 | 0.98176 | -0.34956 | 0.00079652 | 0.00019963
113 | 0.97684 | -0.44581 | 0.0028391 | 0.00071155
114 | 0.99564 | -0.083842 | 0.010466 | 0.0026231
115 | 0.99563 | -0.084021 | 0.00032604 | 8.1714e-05
116 | 0.99561 | -0.084333 | 0.0014862 | 0.00037247
117 | 0.9783 | -0.41725 | 0.010066 | 0.0025227
118 | 0.99588 | -0.078274 | 0.0029126 | 0.00072997
119 | 1 | 0 | -0.38391 | -0.097773
120 | 0.99514 | -0.092587 | 0.040753 | 0.010214
121 | 0.98066 | -0.3712 | 0.0033263 | 0.00083365
122 | 0.97926 | -0.39849 | 0.0043831 | 0.0010985
123 | 0.97899 | -0.40387 | 0.0021389 | 0.00053605
124 | 0.97816 | -0.4202 | 0.0026187 | 0.0006563
125 | 0.97813 | -0.42082 | 0.0022815 | 0.00057179
126 | 0.97786 | -0.42599 | 0 | 0
127 | 0.97774 | -0.42843 | 0.0025268 | 0.00063327
128 | 0.97763 | -0.43061 | 0.0013745 | 0.00034449
129 | 0.97771 | -0.42903 | 0.0017083 | 0.00042815
130 | 0.97761 | -0.43092 | 0.0010503 | 0.00026324
131 | 0.9777 | -0.42918 | 0.0022913 | 0.00057425
132 | 0.9776 | -0.43116 | 0.0030415 | 0.00076228
133 | 0.97752 | -0.43276 | 0.0027452 | 0.00068802
134 | 0.97276 | -0.52647 | 0.0014553 | 0.00036473
135 | 0.97283 | -0.52511 | 0.00085002 | 0.00021304
136 | 0.97136 | -0.55402 | 0.0083328 | 0.0020884
137 | 0.98345 | -0.31703 | 0.00058708 | 0.00014714
138 | 0.98346 | -0.31681 | 0.00062806 | 0.00015741
139 | 0.98347 | -0.31679 | 0.00059733 | 0.0001497
140 | 0.99998 | 149.9956 | 0 | 0

## res_line
| p_from_mw | q_from_mvar | p_to_mw | q_to_mvar | pl_mw | ql_mvar | i_from_ka | i_to_ka | i_ka | vm_from_pu | va_from_degree | vm_to_pu | va_to_degree | loading_percent
0 | -0.0088566 | -0.0022197 | 0.0088582 | 0.0022204 | 1.6636e-06 | 7.4263e-07 | 0.013311 | 0.01331 | 0.013311 | 0.9901 | -0.1887 | 0.9903 | -0.18476 | 3.6567
1 | 0.072944 | 0.018528 | -0.072925 | -0.018517 | 1.8602e-05 | 1.1428e-05 | 0.10969 | 0.10969 | 0.10969 | 0.9903 | -0.18476 | 0.99002 | -0.19006 | 10.0451
2 | -0.081802 | -0.020749 | 0.081889 | 0.020802 | 8.6912e-05 | 5.3848e-05 | 0.123 | 0.123 | 0.123 | 0.9903 | -0.18476 | 0.99145 | -0.16269 | 11.264
3 | 0.072925 | 0.018517 | -0.072918 | -0.018513 | 6.845e-06 | 4.2053e-06 | 0.10969 | 0.10969 | 0.10969 | 0.99002 | -0.19006 | 0.98992 | -0.19201 | 10.0451
4 | 0.0065594 | 0.001644 | -0.0065588 | -0.0016438 | 6.3134e-07 | 1.8007e-07 | 0.0098447 | 0.0098448 | 0.0098448 | 0.99145 | -0.16269 | 0.99134 | -0.16471 | 2.7046
5 | -0.088448 | -0.022446 | 0.088461 | 0.022454 | 1.2947e-05 | 8.0591e-06 | 0.13285 | 0.13285 | 0.13285 | 0.99145 | -0.16269 | 0.99161 | -0.15964 | 12.1655
6 | 0.0028877 | 0.00072359 | -0.0028876 | -0.00072371 | 9.609e-08 | -1.1334e-07 | 0.0043407 | 0.0043407 | 0.0043407 | 0.98992 | -0.19201 | 0.98989 | -0.19271 | 1.1925
7 | 0.070031 | 0.017789 | -0.070002 | -0.017772 | 2.8153e-05 | 1.7236e-05 | 0.10535 | 0.10535 | 0.10535 | 0.98992 | -0.19201 | 0.98949 | -0.20036 | 9.6477
8 | -0.088461 | -0.022454 | 0.088509 | 0.022484 | 4.8054e-05 | 2.9911e-05 | 0.13285 | 0.13285 | 0.13285 | 0.99161 | -0.15964 | 0.9922 | -0.14836 | 12.1655
9 | 0.065871 | 0.016736 | -0.065849 | -0.016723 | 2.2029e-05 | 1.3408e-05 | 0.09914 | 0.09914 | 0.09914 | 0.98949 | -0.20036 | 0.98913 | -0.20731 | 9.0788
10 | -0.001874 | -0.00046968 | 0.0018742 | 0.00046928 | 1.1266e-07 | -3.997e-07 | 0.0028391 | 0.0028389 | 0.0028391 | 0.98222 | -0.34088 | 0.98229 | -0.33962 | 0.77997
11 | -0.0018742 | -0.00046928 | 0.0018742 | 0.00046923 | 1.4195e-08 | -5.0373e-08 | 0.0028389 | 0.0028389 | 0.0028389 | 0.98229 | -0.33962 | 0.9823 | -0.33946 | 0.77992
12 | -0.098736 | -0.025048 | 0.098791 | 0.025082 | 5.4703e-05 | 3.4237e-05 | 0.14818 | 0.14818 | 0.14818 | 0.9922 | -0.14836 | 0.9928 | -0.13684 | 13.57
13 | 0.0036707 | 0.00091952 | -0.0036704 | -0.00091964 | 2.9247e-07 | -1.2295e-07 | 0.005601 | 0.0056011 | 0.0056011 | 0.97517 | -0.47875 | 0.97508 | -0.48042 | 1.5388
14 | -0.0065037 | -0.0016295 | 0.0065042 | 0.0016297 | 5.8595e-07 | 1.7704e-07 | 0.0099238 | 0.0099238 | 0.0099238 | 0.97517 | -0.47875 | 0.97526 | -0.47686 | 2.7263
15 | 0.0020502 | 0.00051358 | -0.0020501 | -0.0005138 | 8.1446e-08 | -2.2463e-07 | 0.0031286 | 0.0031287 | 0.0031287 | 0.97508 | -0.48042 | 0.97504 | -0.48125 | 0.85953
16 | -0.027586 | -0.0069152 | 0.027598 | 0.0069229 | 1.2427e-05 | 7.72e-06 | 0.04209 | 0.04209 | 0.04209 | 0.97526 | -0.47686 | 0.97574 | -0.46741 | 11.5632
17 | 0.016616 | 0.0041662 | -0.016611 | -0.0041636 | 4.3915e-06 | 2.5833e-06 | 0.025352 | 0.025352 | 0.025352 | 0.97526 | -0.47686 | 0.97498 | -0.4824 | 6.965
18 | -0.030558 | -0.0076645 | 0.030575 | 0.0076752 | 1.7052e-05 | 1.0652e-05 | 0.046603 | 0.046603 | 0.046603 | 0.97574 | -0.46741 | 0.97634 | -0.45571 | 12.803
19 | 0.013956 | 0.003498 | -0.013956 | -0.003498 | 2.3407e-08 | 1.3265e-08 | 0.021299 | 0.021299 | 0.021299 | 0.97498 | -0.4824 | 0.97498 | -0.48244 | 5.8515
20 | -0.0025691 | -0.00064388 | 0.0025691 | 0.00064385 | 1.8823e-08 | -2.8964e-08 | 0.0039139 | 0.0039139 | 0.0039139 | 0.97674 | -0.44788 | 0.97675 | -0.44773 | 1.0753
21 | -0.0046121 | -0.0011559 | 0.0046126 | 0.0011559 | 4.2014e-07 | -1.5185e-08 | 0.0070263 | 0.0070262 | 0.0070263 | 0.97675 | -0.44773 | 0.97684 | -0.44581 | 1.9303
22 | 0.065849 | 0.016723 | -0.065782 | -0.01668 | 6.7872e-05 | 4.3202e-05 | 0.09914 | 0.099141 | 0.099141 | 0.98913 | -0.20731 | 0.98801 | -0.22875 | 27.2364
23 | 0.063347 | 0.01607 | -0.063261 | -0.016015 | 8.6029e-05 | 5.4737e-05 | 0.095474 | 0.095474 | 0.095474 | 0.98801 | -0.22875 | 0.98655 | -0.25704 | 26.2292
24 | 0.055713 | 0.014123 | -0.055632 | -0.014072 | 8.1001e-05 | 5.1451e-05 | 0.08409 | 0.08409 | 0.08409 | 0.98655 | -0.25704 | 0.98498 | -0.28734 | 23.1017
25 | 0.038548 | 0.0097473 | -0.038516 | -0.0097275 | 3.1431e-05 | 1.9806e-05 | 0.058425 | 0.058425 | 0.058425 | 0.9823 | -0.33946 | 0.98142 | -0.35647 | 16.0508
26 | -0.040422 | -0.010217 | 0.040452 | 0.010235 | 2.9867e-05 | 1.8846e-05 | 0.061264 | 0.061263 | 0.061264 | 0.9823 | -0.33946 | 0.98309 | -0.32406 | 16.8306
27 | 0.038516 | 0.0097275 | -0.038496 | -0.0097145 | 2.0617e-05 | 1.2991e-05 | 0.058425 | 0.058425 | 0.058425 | 0.98142 | -0.35647 | 0.98085 | -0.36765 | 16.0508
28 | -0.045583 | -0.011521 | 0.045612 | 0.01154 | 2.9826e-05 | 1.8877e-05 | 0.069029 | 0.069029 | 0.069029 | 0.98309 | -0.32406 | 0.98379 | -0.31043 | 18.9641
29 | 0.050595 | 0.012809 | -0.050539 | -0.012774 | 5.6017e-05 | 3.5526e-05 | 0.07648 | 0.07648 | 0.07648 | 0.98498 | -0.28734 | 0.98379 | -0.31043 | 21.0109
30 | 0.036181 | 0.0091343 | -0.036148 | -0.0091139 | 3.2396e-05 | 2.0372e-05 | 0.054913 | 0.054913 | 0.054913 | 0.98085 | -0.36765 | 0.97989 | -0.38636 | 15.0859
31 | 0.0049262 | 0.0012337 | -0.0049251 | -0.0012336 | 1.0979e-06 | 3.3172e-08 | 0.0074506 | 0.0074509 | 0.0074509 | 0.98379 | -0.31043 | 0.98355 | -0.31511 | 2.0469
32 | -0.0090579 | -0.002268 | 0.0090592 | 0.0022686 | 1.3569e-06 | 6.3123e-07 | 0.013809 | 0.013809 | 0.013809 | 0.97599 | -0.46255 | 0.97615 | -0.45941 | 3.7937
33 | 0.0050009 | 0.0012512 | -0.0050008 | -0.0012512 | 7.8626e-08 | 5.2382e-09 | 0.0076236 | 0.0076236 | 0.0076236 | 0.97599 | -0.46255 | 0.97598 | -0.46288 | 2.0944
34 | -0.0092094 | -0.0023062 | 0.0092105 | 0.0023068 | 1.1079e-06 | 5.216e-07 | 0.014038 | 0.014038 | 0.014038 | 0.97615 | -0.45941 | 0.97628 | -0.45688 | 3.8566
35 | 0.0047672 | 0.0011926 | -0.0047668 | -0.0011926 | 4.5261e-07 | 4.1394e-09 | 0.0072676 | 0.0072677 | 0.0072677 | 0.97598 | -0.46288 | 0.97588 | -0.46488 | 1.9966
36 | -0.010989 | -0.0027524 | 0.010996 | 0.0027565 | 7.8309e-06 | 4.0801e-06 | 0.016748 | 0.016748 | 0.016748 | 0.97628 | -0.45688 | 0.97704 | -0.44192 | 4.6011
37 | 0.0024966 | 0.00062368 | -0.0024965 | -0.00062388 | 1.2219e-07 | -2.028e-07 | 0.0038061 | 0.0038062 | 0.0038062 | 0.97588 | -0.46488 | 0.97582 | -0.46591 | 1.0457
38 | -0.011573 | -0.0029009 | 0.011577 | 0.002903 | 3.8927e-06 | 2.0727e-06 | 0.017625 | 0.017625 | 0.017625 | 0.97704 | -0.44192 | 0.9774 | -0.43487 | 4.8421
39 | 0.0013934 | 0.00034742 | -0.0013933 | -0.00034791 | 7.2603e-08 | -4.8952e-07 | 0.0021241 | 0.0021243 | 0.0021243 | 0.97582 | -0.46591 | 0.97577 | -0.46701 | 0.5836
40 | -0.029514 | -0.0073996 | 0.029541 | 0.0074166 | 2.7211e-05 | 1.6964e-05 | 0.044934 | 0.044933 | 0.044934 | 0.9774 | -0.43487 | 0.97838 | -0.41554 | 12.3444
41 | 0.014717 | 0.0036901 | -0.014714 | -0.0036883 | 3.1597e-06 | 1.8119e-06 | 0.022406 | 0.022406 | 0.022406 | 0.9774 | -0.43487 | 0.97717 | -0.43937 | 6.1554
42 | 0.0032205 | 0.00080654 | -0.0032204 | -0.0008066 | 8.956e-08 | -6.7205e-08 | 0.0049027 | 0.0049027 | 0.0049027 | 0.9774 | -0.43487 | 0.97737 | -0.43545 | 1.3469
43 | 0.00030032 | 7.4332e-05 | -0.00030031 | -7.5265e-05 | 5.8952e-09 | -9.3315e-07 | 0.00045764 | 0.00045797 | 0.00045797 | 0.97577 | -0.46701 | 0.97575 | -0.46742 | 0.12582
44 | 0.001093 | 0.00027358 | -0.001093 | -0.00027393 | 3.0937e-08 | -3.5113e-07 | 0.0016667 | 0.0016668 | 0.0016668 | 0.97577 | -0.46701 | 0.97574 | -0.4676 | 0.45792
45 | -0.0015007 | -0.00037612 | 0.0015009 | 0.00037525 | 1.5447e-07 | -8.7007e-07 | 0.0022966 | 0.0022963 | 0.0022966 | 0.97234 | -0.53476 | 0.97245 | -0.5326 | 0.63095
46 | -0.0015009 | -0.00037525 | 0.0015009 | 0.0003752 | 9.1689e-09 | -5.166e-08 | 0.0022963 | 0.0022963 | 0.0022963 | 0.97245 | -0.5326 | 0.97245 | -0.53247 | 0.63085
47 | -0.0015009 | -0.0003752 | 0.0015009 | 0.00037513 | 1.1033e-08 | -6.2164e-08 | 0.0022963 | 0.0022962 | 0.0022963 | 0.97245 | -0.53247 | 0.97246 | -0.53232 | 0.63084
48 | -0.00083348 | -0.00020889 | 0.00083349 | 0.00020873 | 7.8708e-09 | -1.5877e-07 | 0.0012681 | 0.001268 | 0.0012681 | 0.97804 | -0.42257 | 0.97805 | -0.42237 | 0.34837
49 | -0.00083349 | -0.00020873 | 0.00083351 | 0.00020834 | 1.9475e-08 | -3.9294e-07 | 0.001268 | 0.0012679 | 0.001268 | 0.97805 | -0.42237 | 0.97807 | -0.42188 | 0.34836
50 | -0.0052268 | -0.0013089 | 0.0052277 | 0.001309 | 9.6061e-07 | 1.1777e-07 | 0.0079974 | 0.0079972 | 0.0079974 | 0.97246 | -0.53232 | 0.97266 | -0.52846 | 2.1971
51 | 0.0083593 | 0.0021 | -0.0083361 | -0.0020899 | 2.3152e-05 | 1.0108e-05 | 0.012763 | 0.012765 | 0.012765 | 0.97473 | -0.4875 | 0.97178 | -0.54565 | 3.5068
52 | -0.019324 | -0.0048506 | 0.019329 | 0.0048532 | 4.3583e-06 | 2.6229e-06 | 0.029503 | 0.029503 | 0.029503 | 0.97473 | -0.4875 | 0.97497 | -0.48277 | 8.1053
53 | 0.0092586 | 0.0023229 | -0.0092421 | -0.0023151 | 1.6558e-05 | 7.8481e-06 | 0.014135 | 0.014136 | 0.014136 | 0.97473 | -0.4875 | 0.97283 | -0.52506 | 3.8835
54 | 0.0083361 | 0.0020899 | -0.0083328 | -0.0020884 | 3.3203e-06 | 1.4521e-06 | 0.012765 | 0.012765 | 0.012765 | 0.97178 | -0.54565 | 0.97136 | -0.55402 | 3.5069
55 | 0.0039996 | 0.0010019 | -0.0039991 | -0.001002 | 5.3307e-07 | -1.3454e-07 | 0.0061041 | 0.0061042 | 0.0061042 | 0.97497 | -0.48277 | 0.97483 | -0.48557 | 1.677
56 | -0.023328 | -0.0058551 | 0.023336 | 0.0058599 | 7.7846e-06 | 4.7779e-06 | 0.035607 | 0.035607 | 0.035607 | 0.97497 | -0.48277 | 0.97533 | -0.47577 | 9.7822
57 | 0.007534 | 0.001887 | -0.007534 | -0.001887 | 1.6863e-08 | 6.5877e-09 | 0.011523 | 0.011523 | 0.011523 | 0.97283 | -0.52506 | 0.97283 | -0.52511 | 3.1658
58 | -0.0052277 | -0.001309 | 0.0052282 | 0.0013091 | 4.9393e-07 | 6.0472e-08 | 0.0079972 | 0.0079971 | 0.0079972 | 0.97266 | -0.52846 | 0.97276 | -0.52647 | 2.197
59 | 0.0029614 | 0.00074148 | -0.0029613 | -0.00074162 | 1.2909e-07 | -1.3504e-07 | 0.00448 | 0.0044801 | 0.0044801 | 0.98355 | -0.31511 | 0.9835 | -0.31602 | 1.2308
60 | 0.0024262 | 0.00060752 | -0.0024262 | -0.00060753 | 6.5139e-09 | -1.2192e-08 | 0.0036706 | 0.0036706 | 0.0036706 | 0.9835 | -0.31602 | 0.9835 | -0.31608 | 1.0084
61 | 0.0018125 | 0.00045374 | -0.0018125 | -0.00045397 | 6.1196e-08 | -2.3622e-07 | 0.0027421 | 0.0027422 | 0.0027422 | 0.9835 | -0.31608 | 0.98347 | -0.31679 | 0.75336
62 | -0.0015841 | -0.00039675 | 0.0015841 | 0.00039668 | 1.4024e-08 | -7.239e-08 | 0.0024059 | 0.0024058 | 0.0024059 | 0.97974 | -0.38921 | 0.97975 | -0.38903 | 0.66095
63 | 0.0015841 | 0.00039675 | -0.0015841 | -0.00039701 | 4.9606e-08 | -2.5603e-07 | 0.0024059 | 0.002406 | 0.002406 | 0.97974 | -0.38921 | 0.97971 | -0.38987 | 0.66098
64 | 0.033837 | 0.0085332 | -0.033812 | -0.0085178 | 2.4487e-05 | 1.5361e-05 | 0.051409 | 0.051409 | 0.051409 | 0.97975 | -0.38903 | 0.97898 | -0.40416 | 14.1234
65 | -0.035421 | -0.0089298 | 0.035425 | 0.0089327 | 4.5247e-06 | 2.8434e-06 | 0.053815 | 0.053815 | 0.053815 | 0.97975 | -0.38903 | 0.97989 | -0.38636 | 14.7843
66 | -0.068318 | -0.017174 | 0.068375 | 0.01721 | 5.6799e-05 | 3.6175e-05 | 0.10392 | 0.10392 | 0.10392 | 0.97838 | -0.41554 | 0.97927 | -0.39814 | 28.5505
67 | 0.038777 | 0.0097575 | -0.038754 | -0.0097424 | 2.3903e-05 | 1.5068e-05 | 0.05899 | 0.05899 | 0.05899 | 0.97838 | -0.41554 | 0.97773 | -0.42845 | 16.2062
68 | 0.012827 | 0.0032155 | -0.012826 | -0.0032148 | 1.2325e-06 | 6.8088e-07 | 0.019533 | 0.019533 | 0.019533 | 0.97717 | -0.43937 | 0.97707 | -0.44139 | 5.3662
69 | 0.0028293 | 0.0007086 | -0.0028291 | -0.00070884 | 2.0477e-07 | -2.3774e-07 | 0.0043074 | 0.0043075 | 0.0043075 | 0.97737 | -0.43545 | 0.97729 | -0.43697 | 1.1834
70 | -0.074383 | -0.018716 | 0.07443 | 0.018746 | 4.7668e-05 | 3.0382e-05 | 0.11305 | 0.11305 | 0.11305 | 0.97927 | -0.39814 | 0.97996 | -0.38474 | 31.0582
71 | 0.036571 | 0.0091953 | -0.036544 | -0.0091785 | 2.6754e-05 | 1.6834e-05 | 0.055668 | 0.055668 | 0.055668 | 0.97773 | -0.42845 | 0.97694 | -0.44378 | 15.2935
72 | 0.010264 | 0.0025728 | -0.010262 | -0.0025718 | 1.9618e-06 | 9.8746e-07 | 0.015632 | 0.015632 | 0.015632 | 0.97707 | -0.44139 | 0.97686 | -0.4454 | 4.2944
73 | 0.0024769 | 0.00062057 | -0.0024768 | -0.00062075 | 1.054e-07 | -1.8016e-07 | 0.0037713 | 0.0037713 | 0.0037713 | 0.97729 | -0.43697 | 0.97725 | -0.43786 | 1.0361
74 | -0.0020634 | -0.00051714 | 0.0020635 | 0.00051703 | 4.1065e-08 | -1.1126e-07 | 0.0031501 | 0.0031501 | 0.0031501 | 0.97469 | -0.48808 | 0.97471 | -0.48767 | 0.86542
75 | -0.0040329 | -0.0010106 | 0.004033 | 0.0010106 | 7.2287e-08 | -1.7126e-08 | 0.0061566 | 0.0061566 | 0.0061566 | 0.97471 | -0.48767 | 0.97473 | -0.48729 | 1.6914
76 | -0.0098038 | -0.0024569 | 0.0098061 | 0.002458 | 2.2663e-06 | 1.114e-06 | 0.014966 | 0.014966 | 0.014966 | 0.97473 | -0.48729 | 0.97498 | -0.48244 | 4.1116
77 | -0.034051 | -0.0085465 | 0.034071 | 0.0085586 | 1.9385e-05 | 1.2166e-05 | 0.051901 | 0.051901 | 0.051901 | 0.97634 | -0.45571 | 0.97694 | -0.44378 | 14.2586
78 | 0.025068 | 0.0063032 | -0.025043 | -0.0062876 | 2.5336e-05 | 1.5637e-05 | 0.03821 | 0.038211 | 0.038211 | 0.9764 | -0.45459 | 0.97533 | -0.47577 | 10.4974
79 | -0.0261 | -0.0065618 | 0.026116 | 0.0065718 | 1.6181e-05 | 1.0014e-05 | 0.039783 | 0.039783 | 0.039783 | 0.9764 | -0.45459 | 0.97707 | -0.44161 | 10.9294
80 | -0.026116 | -0.0065718 | 0.026139 | 0.006586 | 2.2815e-05 | 1.412e-05 | 0.039783 | 0.039783 | 0.039783 | 0.97707 | -0.44161 | 0.978 | -0.42335 | 10.9294
81 | -0.026814 | -0.0067552 | 0.026826 | 0.0067627 | 1.2036e-05 | 7.4614e-06 | 0.04081 | 0.04081 | 0.04081 | 0.978 | -0.42335 | 0.97848 | -0.41397 | 11.2116
82 | 0.0027015 | 0.0006768 | -0.0027013 | -0.00067702 | 1.6434e-07 | -2.161e-07 | 0.0041236 | 0.0041237 | 0.0041237 | 0.97483 | -0.48557 | 0.97476 | -0.48684 | 1.1329
83 | -0.033009 | -0.0083108 | 0.033025 | 0.0083205 | 1.5489e-05 | 9.7072e-06 | 0.050213 | 0.050212 | 0.050213 | 0.97848 | -0.41397 | 0.97898 | -0.40416 | 13.7946
84 | 0.0061831 | 0.0015482 | -0.0061827 | -0.0015481 | 3.9723e-07 | 1.0373e-07 | 0.0094024 | 0.0094024 | 0.0094024 | 0.97848 | -0.41397 | 0.97841 | -0.41532 | 2.5831
85 | 0.00078728 | 0.00019727 | -0.00078728 | -0.00019731 | 2.012e-09 | -4.5823e-08 | 0.0011966 | 0.0011966 | 0.0011966 | 0.97898 | -0.40416 | 0.97898 | -0.40421 | 0.32875
86 | -0.0046239 | -0.0011582 | 0.0046254 | 0.0011581 | 1.4444e-06 | -5.2862e-08 | 0.0070345 | 0.0070341 | 0.0070345 | 0.97807 | -0.42188 | 0.97841 | -0.41532 | 1.9325
87 | 0.0037904 | 0.00094983 | -0.0037902 | -0.00094991 | 2.1797e-07 | -7.9854e-08 | 0.0057666 | 0.0057667 | 0.0057667 | 0.97807 | -0.42188 | 0.97801 | -0.42309 | 1.5842
88 | 0.0015573 | 0.00038993 | -0.0015573 | -0.00039028 | 6.5704e-08 | -3.5022e-07 | 0.0023683 | 0.0023685 | 0.0023685 | 0.97841 | -0.41532 | 0.97836 | -0.4162 | 0.65068
89 | 0.016367 | 0.0041065 | -0.016363 | -0.0041043 | 3.8292e-06 | 2.2277e-06 | 0.024432 | 0.024432 | 0.024432 | 0.99689 | -0.059735 | 0.99663 | -0.064643 | 6.712
90 | -0.016367 | -0.0041065 | 0.016372 | 0.0041096 | 5.2667e-06 | 3.0638e-06 | 0.024432 | 0.024431 | 0.024432 | 0.99689 | -0.059735 | 0.99724 | -0.052988 | 6.712
91 | 0.013239 | 0.0033215 | -0.013228 | -0.0033153 | 1.1227e-05 | 6.188e-06 | 0.019768 | 0.019769 | 0.019769 | 0.99663 | -0.064643 | 0.99571 | -0.082444 | 5.4309
92 | -0.058647 | -0.014736 | 0.058679 | 0.014756 | 3.1868e-05 | 2.0251e-05 | 0.087523 | 0.087523 | 0.087523 | 0.99724 | -0.052988 | 0.99783 | -0.04161 | 24.0447
93 | 0.042275 | 0.010627 | -0.042267 | -0.010622 | 7.8889e-06 | 4.98e-06 | 0.063091 | 0.063091 | 0.063091 | 0.99724 | -0.052988 | 0.99704 | -0.056897 | 17.3328
94 | 0.026018 | 0.0065321 | -0.025997 | -0.006519 | 2.116e-05 | 1.3088e-05 | 0.039511 | 0.039511 | 0.039511 | 0.97996 | -0.38474 | 0.97909 | -0.4018 | 10.8548
95 | -0.10045 | -0.025278 | 0.10077 | 0.025482 | 0.00031904 | 0.00020372 | 0.15256 | 0.15256 | 0.15256 | 0.97996 | -0.38474 | 0.98336 | -0.31851 | 41.9129
96 | 0.0074518 | 0.0018675 | -0.0074517 | -0.0018674 | 1.4624e-07 | 5.5702e-08 | 0.011351 | 0.011351 | 0.011351 | 0.97686 | -0.4454 | 0.97684 | -0.44581 | 3.1184
97 | 0.14405 | 0.03667 | -0.14378 | -0.0365 | 0.00026646 | 0.00016976 | 0.21694 | 0.21694 | 0.21694 | 0.98899 | -0.20962 | 0.987 | -0.24806 | 29.7993
98 | -0.14845 | -0.037771 | 0.14865 | 0.037903 | 0.00020874 | 0.0001323 | 0.22355 | 0.22355 | 0.22355 | 0.98899 | -0.20962 | 0.99051 | -0.18049 | 20.4716
99 | 0.14068 | 0.035723 | -0.14021 | -0.035419 | 0.00047519 | 0.00030376 | 0.21226 | 0.21226 | 0.21226 | 0.987 | -0.24806 | 0.98336 | -0.31851 | 58.3136
100 | -0.15755 | -0.040133 | 0.15788 | 0.040344 | 0.00033248 | 0.00021095 | 0.23691 | 0.23691 | 0.23691 | 0.99051 | -0.18049 | 0.9928 | -0.13684 | 21.6955
101 | 0.039439 | 0.0099368 | -0.039406 | -0.0099154 | 3.3801e-05 | 2.1312e-05 | 0.059699 | 0.059699 | 0.059699 | 0.98336 | -0.31851 | 0.98244 | -0.33644 | 16.4007
102 | 0.013265 | 0.0033254 | -0.013262 | -0.0033237 | 3.0058e-06 | 1.6615e-06 | 0.019881 | 0.019882 | 0.019882 | 0.9928 | -0.13684 | 0.99255 | -0.1416 | 5.462
103 | -0.26994 | -0.068751 | 0.27044 | 0.069072 | 0.00050293 | 0.00032092 | 0.40498 | 0.40498 | 0.40498 | 0.9928 | -0.13684 | 0.99482 | -0.098295 | 37.086
104 | 0.032138 | 0.0080939 | -0.032124 | -0.0080855 | 1.3442e-05 | 8.4113e-06 | 0.048691 | 0.048691 | 0.048691 | 0.98244 | -0.33644 | 0.98199 | -0.34519 | 13.3765
105 | 0.011631 | 0.002915 | -0.01163 | -0.0029149 | 1.7307e-07 | 9.1144e-08 | 0.017437 | 0.017437 | 0.017437 | 0.99255 | -0.1416 | 0.99253 | -0.14191 | 4.7903
106 | -0.27337 | -0.069806 | 0.27382 | 0.070094 | 0.00045147 | 0.0002881 | 0.40936 | 0.40936 | 0.40936 | 0.99482 | -0.098295 | 0.99661 | -0.064188 | 37.4868
107 | 0.018887 | 0.0047383 | -0.018885 | -0.0047371 | 2.0878e-06 | 1.2457e-06 | 0.028258 | 0.028258 | 0.028258 | 0.9946 | -0.10389 | 0.99448 | -0.10621 | 7.7633
108 | -0.018887 | -0.0047383 | 0.018895 | 0.0047433 | 8.2801e-06 | 4.9403e-06 | 0.028258 | 0.028258 | 0.028258 | 0.9946 | -0.10389 | 0.99507 | -0.094696 | 7.7633
109 | 0.018885 | 0.0047371 | -0.018873 | -0.00473 | 1.1853e-05 | 7.0726e-06 | 0.028258 | 0.028259 | 0.028259 | 0.99448 | -0.10621 | 0.9938 | -0.11938 | 7.7634
110 | -0.028961 | -0.0072661 | 0.028996 | 0.0072875 | 3.4545e-05 | 2.147e-05 | 0.043311 | 0.043311 | 0.043311 | 0.99507 | -0.094696 | 0.99637 | -0.069709 | 11.8986
111 | 0.018174 | 0.0045585 | -0.018166 | -0.0045534 | 8.4247e-06 | 5.0217e-06 | 0.027622 | 0.027623 | 0.027623 | 0.97909 | -0.4018 | 0.97859 | -0.41153 | 7.5886
112 | 0.030382 | 0.0076488 | -0.030376 | -0.0076449 | 6.3384e-06 | 3.9558e-06 | 0.04605 | 0.04605 | 0.04605 | 0.98199 | -0.34519 | 0.98176 | -0.34956 | 12.6512
113 | 0.043723 | 0.01098 | -0.043694 | -0.010961 | 2.9363e-05 | 1.8553e-05 | 0.065289 | 0.065289 | 0.065289 | 0.99661 | -0.064188 | 0.99588 | -0.078274 | 17.9366
114 | -0.31754 | -0.081074 | 0.31853 | 0.081705 | 0.00098838 | 0.00063118 | 0.47464 | 0.47464 | 0.47464 | 0.99661 | -0.064188 | 1 | 0 | 43.4656
115 | -0.034434 | -0.0086505 | 0.034455 | 0.0086637 | 2.1069e-05 | 1.3207e-05 | 0.051433 | 0.051433 | 0.051433 | 0.99637 | -0.069709 | 0.99704 | -0.056897 | 14.1299
116 | -0.058679 | -0.014756 | 0.05875 | 0.014802 | 7.1599e-05 | 4.5497e-05 | 0.087523 | 0.087523 | 0.087523 | 0.99783 | -0.04161 | 0.99916 | -0.016098 | 24.0447
117 | -0.063678 | -0.016037 | 0.063727 | 0.016068 | 4.9056e-05 | 3.1205e-05 | 0.094861 | 0.094861 | 0.094861 | 0.99916 | -0.016098 | 1 | 0 | 26.0608
118 | 0.012279 | 0.0030775 | -0.012278 | -0.003077 | 8.1802e-07 | 4.3928e-07 | 0.01835 | 0.01835 | 0.01835 | 0.99571 | -0.082444 | 0.99564 | -0.083842 | 5.0413
119 | 0.010068 | 0.0025241 | -0.010066 | -0.0025227 | 2.7442e-06 | 1.3642e-06 | 0.01531 | 0.01531 | 0.01531 | 0.97859 | -0.41153 | 0.9783 | -0.41725 | 4.2061
120 | 0.029579 | 0.0074453 | -0.029549 | -0.0074262 | 3.0564e-05 | 1.9049e-05 | 0.044843 | 0.044843 | 0.044843 | 0.98176 | -0.34956 | 0.98066 | -0.3712 | 12.3196
121 | 0.0018122 | 0.00045398 | -0.0018122 | -0.00045404 | 1.5394e-08 | -6.2927e-08 | 0.0027084 | 0.0027084 | 0.0027084 | 0.99564 | -0.083842 | 0.99563 | -0.084021 | 0.74407
122 | 0.0014862 | 0.00037233 | -0.0014862 | -0.00037247 | 2.2075e-08 | -1.4104e-07 | 0.0022211 | 0.0022212 | 0.0022212 | 0.99563 | -0.084021 | 0.99561 | -0.084333 | 0.61022
123 | 0.040781 | 0.010231 | -0.040753 | -0.010214 | 2.7808e-05 | 1.7538e-05 | 0.060937 | 0.060937 | 0.060937 | 0.99588 | -0.078274 | 0.99514 | -0.092587 | 16.7411
124 | 0.026222 | 0.0065926 | -0.026188 | -0.0065714 | 3.4126e-05 | 2.1117e-05 | 0.039796 | 0.039796 | 0.039796 | 0.98066 | -0.3712 | 0.97926 | -0.39849 | 10.9331
125 | 0.021805 | 0.005473 | -0.021799 | -0.0054695 | 5.592e-06 | 3.4081e-06 | 0.033136 | 0.033136 | 0.033136 | 0.97926 | -0.39849 | 0.97899 | -0.40387 | 9.1034
126 | 0.019661 | 0.0049335 | -0.019645 | -0.0049243 | 1.5294e-05 | 9.2146e-06 | 0.029885 | 0.029886 | 0.029886 | 0.97899 | -0.40387 | 0.97816 | -0.4202 | 8.2103
127 | 0.017027 | 0.004268 | -0.017026 | -0.0042677 | 5.0417e-07 | 2.9752e-07 | 0.025902 | 0.025902 | 0.025902 | 0.97816 | -0.4202 | 0.97813 | -0.42082 | 7.1159
128 | 0.014745 | 0.0036959 | -0.014741 | -0.0036938 | 3.635e-06 | 2.0847e-06 | 0.022431 | 0.022431 | 0.022431 | 0.97813 | -0.42082 | 0.97786 | -0.42599 | 6.1624
129 | 0.0092734 | 0.0023237 | -0.0092723 | -0.0023232 | 1.0744e-06 | 5.0715e-07 | 0.014111 | 0.014111 | 0.014111 | 0.97786 | -0.42599 | 0.97774 | -0.42843 | 3.8767
130 | 0.0054677 | 0.0013701 | -0.0054665 | -0.00137 | 1.2025e-06 | 1.8863e-07 | 0.0083201 | 0.0083203 | 0.0083203 | 0.97786 | -0.42599 | 0.97763 | -0.43061 | 2.2858
131 | 0.0067455 | 0.0016899 | -0.0067453 | -0.0016898 | 1.9424e-07 | 6.2674e-08 | 0.010266 | 0.010266 | 0.010266 | 0.97774 | -0.42843 | 0.97771 | -0.42903 | 2.8203
132 | 0.004092 | 0.0010255 | -0.0040919 | -0.0010255 | 6.115e-08 | -1.3573e-08 | 0.0062282 | 0.0062282 | 0.0062282 | 0.97763 | -0.43061 | 0.97761 | -0.43092 | 1.7111
133 | 0.005037 | 0.0012617 | -0.005037 | -0.0012617 | 3.6836e-08 | 2.612e-09 | 0.0076658 | 0.0076658 | 0.0076658 | 0.97771 | -0.42903 | 0.9777 | -0.42918 | 2.106
134 | 0.0030416 | 0.00076225 | -0.0030415 | -0.00076228 | 3.3688e-08 | -3.0994e-08 | 0.0046295 | 0.0046295 | 0.0046295 | 0.97761 | -0.43092 | 0.9776 | -0.43116 | 1.2718
135 | 0.0027457 | 0.00068742 | -0.0027452 | -0.00068802 | 4.6709e-07 | -5.9544e-07 | 0.0041786 | 0.0041789 | 0.0041789 | 0.9777 | -0.42918 | 0.97752 | -0.43276 | 1.148
136 | -0.0066835 | -0.0016738 | 0.006684 | 0.001674 | 4.3375e-07 | 1.402e-07 | 0.010223 | 0.010223 | 0.010223 | 0.97276 | -0.52647 | 0.97283 | -0.52511 | 2.8086
137 | -0.00058708 | -0.00014714 | 0.00058709 | 0.00014687 | 6.2906e-09 | -2.6576e-07 | 0.00088829 | 0.00088819 | 0.00088829 | 0.98345 | -0.31703 | 0.98346 | -0.31681 | 0.24403
138 | -0.0012151 | -0.00030428 | 0.0012151 | 0.00030427 | 1.0666e-09 | -9.9959e-09 | 0.0018385 | 0.0018385 | 0.0018385 | 0.98346 | -0.31681 | 0.98347 | -0.31679 | 0.50507

## res_trafo
| p_hv_mw | q_hv_mvar | p_lv_mw | q_lv_mvar | pl_mw | ql_mvar | i_hv_ka | i_lv_ka | vm_hv_pu | va_hv_degree | vm_lv_pu | va_lv_degree | loading_percent
0 | -1.2729e-15 | -1.3162e-15 | 0.00165 | 1.2699e-07 | 0.00165 | 1.2699e-07 | 5.2857e-17 | 0.0023815 | 0.99998 | 149.9956 | 1 | 0 | 0.2619

## res_ext_grid
| p_mw | q_mvar
0 | 0.39099 | 0.099548

## res_load
| p_mw | q_mvar
0 | 0.0088566 | 0.0022197
1 | 0.0065588 | 0.0016438
2 | 0.0028876 | 0.00072371
3 | 0.004131 | 0.0010353
4 | 0.001874 | 0.00046968
5 | 0.010227 | 0.0025631
6 | 0.002833 | 0.00071001
7 | 0.0016202 | 0.00040606
8 | 0.004466 | 0.0011193
9 | 0.0020501 | 0.0005138
10 | 0.0029591 | 0.00074163
11 | 0.0026557 | 0.00066557
12 | 0.0025691 | 0.00064388
13 | 0.002043 | 0.00051202
14 | 0.0024343 | 0.0006101
15 | 0.0075479 | 0.0018917
16 | 0.0051306 | 0.0012859
17 | 0.0050377 | 0.0012626
18 | 0.0023151 | 0.00058021
19 | 0.004057 | 0.0010168
20 | 0.00015019 | 3.7642e-05
21 | 0.00023355 | 5.8533e-05
22 | 0.0017781 | 0.00044563
23 | 0.0022702 | 0.00056896
24 | 0.00057638 | 0.00014445
25 | 0.0011031 | 0.00027646
26 | 0.0015007 | 0.00037612
27 | 0.00083348 | 0.00020889
28 | 0.0037259 | 0.00093379
29 | 0.0017065 | 0.00042768
30 | 0.0017081 | 0.00042808
31 | 0.0019637 | 0.00049214
32 | 0.00053506 | 0.0001341
33 | 0.00061365 | 0.0001538
34 | 0.0015841 | 0.00039701
35 | 0.00072311 | 0.00018123
36 | 0.0018865 | 0.00047279
37 | 0.00039103 | 9.8001e-05
38 | 0.0060073 | 0.0015056
39 | 0.002183 | 0.0005471
40 | 0.0025618 | 0.00064205
41 | 0.00035222 | 8.8275e-05
42 | 0.0020634 | 0.00051714
43 | 0.0019694 | 0.00049358
44 | 0.0057708 | 0.0014463
45 | 0.0041496 | 0.00104
46 | 0.0024768 | 0.00062075
47 | 0.0034765 | 0.0008713
48 | 0.0024733 | 0.00061987
49 | 0.0010319 | 0.00025863
50 | 0.0017065 | 0.00042769
51 | 0.0006753 | 0.00016925
52 | 0.0012976 | 0.0003252
53 | 0.0037902 | 0.00094991
54 | 0.00078728 | 0.00019731
55 | 0.0015573 | 0.00039028
56 | 0.0027013 | 0.00067702
57 | 0.0031234 | 0.00078281
58 | 0.0028102 | 0.00070431
59 | 0.004394 | 0.0011012
60 | 0.0031027 | 0.00077761
61 | 0.008897 | 0.0022298
62 | 0.007268 | 0.0018215
63 | 0.0016309 | 0.00040874
64 | 0.0029264 | 0.00073343
65 | 0.010066 | 0.0025228
66 | 0.0078228 | 0.0019606
67 | 0.0017423 | 0.00043666
68 | 0.01163 | 0.0029149
69 | 0.0054385 | 0.001363
70 | 0.0078118 | 0.0019578
71 | 0.018873 | 0.00473
72 | 0.0049277 | 0.001235
73 | 0.00094904 | 0.00023785
74 | 0.00030031 | 7.5265e-05
75 | 0.001093 | 0.00027393
76 | 0.0080973 | 0.0020294
77 | 0.00079652 | 0.00019963
78 | 0.0028391 | 0.00071155
79 | 0.010466 | 0.0026231
80 | 0.00032604 | 8.1714e-05
81 | 0.0014862 | 0.00037247
82 | 0.010066 | 0.0025227
83 | 0.0029126 | 0.00072997
84 | 0.0070815 | 0.0017748
85 | 0.040753 | 0.010214
86 | 0.0033263 | 0.00083365
87 | 0.0043831 | 0.0010985
88 | 0.0021389 | 0.00053605
89 | 0.0026187 | 0.0006563
90 | 0.0022815 | 0.00057179
91 | 0.0025268 | 0.00063327
92 | 0.0013745 | 0.00034449
93 | 0.0017083 | 0.00042815
94 | 0.0010503 | 0.00026324
95 | 0.0022913 | 0.00057425
96 | 0.0030415 | 0.00076228
97 | 0.0027452 | 0.00068802
98 | 0.0014553 | 0.00036473
99 | 0.00085002 | 0.00021304
100 | 0.0083328 | 0.0020884
101 | 0.00058708 | 0.00014714
102 | 0.00062806 | 0.00015741
103 | 0.00059733 | 0.0001497

## dtypes
| element | column | dtype
0 | bus | name | object
1 | bus | vn_kv | float64
2 | bus | type | object
3 | bus | zone | object
4 | bus | in_service | bool
5 | load | name | object
6 | load | bus | uint32
7 | load | p_mw | float64
8 | load | q_mvar | float64
9 | load | const_z_percent | float64
10 | load | const_i_percent | float64
11 | load | sn_mva | float64
12 | load | scaling | float64
13 | load | in_service | bool
14 | load | type | object
15 | ext_grid | name | object
16 | ext_grid | bus | uint32
17 | ext_grid | vm_pu | float64
18 | ext_grid | va_degree | float64
19 | ext_grid | slack_weight | float64
20 | ext_grid | in_service | bool
21 | line | name | object
22 | line | std_type | object
23 | line | from_bus | uint32
24 | line | to_bus | uint32
25 | line | length_km | float64
26 | line | r_ohm_per_km | float64
27 | line | x_ohm_per_km | float64
28 | line | c_nf_per_km | float64
29 | line | g_us_per_km | float64
30 | line | max_i_ka | float64
31 | line | df | float64
32 | line | parallel | uint32
33 | line | type | object
34 | line | in_service | bool
35 | trafo | name | object
36 | trafo | std_type | object
37 | trafo | hv_bus | uint32
38 | trafo | lv_bus | uint32
39 | trafo | sn_mva | float64
40 | trafo | vn_hv_kv | float64
41 | trafo | vn_lv_kv | float64
42 | trafo | vk_percent | float64
43 | trafo | vkr_percent | float64
44 | trafo | pfe_kw | float64
45 | trafo | i0_percent | float64
46 | trafo | shift_degree | float64
47 | trafo | tap_side | object
48 | trafo | tap_neutral | int32
49 | trafo | tap_min | int32
50 | trafo | tap_max | int32
51 | trafo | tap_step_percent | float64
52 | trafo | tap_step_degree | float64
53 | trafo | tap_pos | int32
54 | trafo | tap_phase_shifter | bool
55 | trafo | parallel | uint32
56 | trafo | df | float64
57 | trafo | in_service | bool
58 | line_geodata | coords | object
59 | bus_geodata | x | float64
60 | bus_geodata | y | float64
61 | bus_geodata | coords | object
62 | res_bus | vm_pu | float64
63 | res_bus | va_degree | float64
64 | res_bus | p_mw | float64
65 | res_bus | q_mvar | float64
66 | res_line | p_from_mw | float64
67 | res_line | q_from_mvar | float64
68 | res_line | p_to_mw | float64
69 | res_line | q_to_mvar | float64
70 | res_line | pl_mw | float64
71 | res_line | ql_mvar | float64
72 | res_line | i_from_ka | float64
73 | res_line | i_to_ka | float64
74 | res_line | i_ka | float64
75 | res_line | vm_from_pu | float64
76 | res_line | va_from_degree | float64
77 | res_line | vm_to_pu | float64
78 | res_line | va_to_degree | float64
79 | res_line | loading_percent | float64
80 | res_trafo | p_hv_mw | float64
81 | res_trafo | q_hv_mvar | float64
82 | res_trafo | p_lv_mw | float64
83 | res_trafo | q_lv_mvar | float64
84 | res_trafo | pl_mw | float64
85 | res_trafo | ql_mvar | float64
86 | res_trafo | i_hv_ka | float64
87 | res_trafo | i_lv_ka | float64
88 | res_trafo | vm_hv_pu | float64
89 | res_trafo | va_hv_degree | float64
90 | res_trafo | vm_lv_pu | float64
91 | res_trafo | va_lv_degree | float64
92 | res_trafo | loading_percent | float64
93 | res_ext_grid | p_mw | float64
94 | res_ext_grid | q_mvar | float64
95 | res_load | p_mw | float64
96 | res_load | q_mvar | float64

## parameters
| version | format_version | converged | OPF_converged | name | f_hz | sn_mva
0 | 2.14.6 | 2.14.0 | TRUE | FALSE |  | 50 | 1