## bus
| name | vn_kv | type | zone | in_service
0 | bus_LV_1093-10_0_4_node_0 | 0.4 | n |  | TRUE
1 | bus_LV_1093-10_0_4_node_1 | 0.4 | n |  | TRUE
2 | bus_LV_1093-10_0_4_node_2 | 0.4 | n |  | TRUE
3 | bus_LV_1093-10_0_4_node_3 | 0.4 | n |  | TRUE
4 | bus_LV_1093-10_0_4_node_4 | 0.4 | n |  | TRUE
5 | bus_LV_1093-10_0_4_node_5 | 0.4 | n |  | TRUE
6 | bus_LV_1093-10_0_4_node_12 | 0.4 | n |  | TRUE
7 | bus_LV_1093-10_0_4_node_11 | 0.4 | n |  | TRUE
8 | bus_LV_1093-10_0_4_node_43 | 0.4 | n |  | TRUE
9 | bus_LV_1093-10_0_4_node_40 | 0.4 | n |  | TRUE
10 | bus_LV_1093-10_0_4_node_6 | 0.4 | n |  | TRUE
11 | bus_LV_1093-10_0_4_node_7 | 0.4 | n |  | TRUE
12 | bus_LV_1093-10_0_4_node_9 | 0.4 | n |  | TRUE
13 | bus_LV_1093-10_0_4_node_44 | 0.4 | n |  | TRUE
14 | bus_LV_1093-10_0_4_node_45 | 0.4 | n |  | TRUE
15 | bus_LV_1093-10_0_4_node_10 | 0.4 | n |  | TRUE
16 | bus_LV_1093-10_0_4_node_137 | 0.4 | n |  | TRUE
17 | bus_LV_1093-10_0_4_node_46 | 0.4 | n |  | TRUE
18 | bus_LV_1093-10_0_4_node_37 | 0.4 | n |  | TRUE
19 | bus_LV_1093-10_0_4_node_14 | 0.4 | n |  | TRUE
20 | bus_LV_1093-10_0_4_node_16 | 0.4 | n |  | TRUE
21 | bus_LV_1093-10_0_4_node_87 | 0.4 | n |  | TRUE
22 | bus_LV_1093-10_0_4_node_101 | 0.4 | n |  | TRUE
23 | bus_LV_1093-10_0_4_node_15 | 0.4 | n |  | TRUE
24 | bus_LV_1093-10_0_4_node_68 | 0.4 | n |  | TRUE
25 | bus_LV_1093-10_0_4_node_20 | 0.4 | n |  | TRUE
26 | bus_LV_1093-10_0_4_node_65 | 0.4 | n |  | TRUE
27 | bus_LV_1093-10_0_4_node_112 | 0.4 | n |  | TRUE
28 | bus_LV_1093-10_0_4_node_17 | 0.4 | n |  | TRUE
29 | bus_LV_1093-10_0_4_node_102 | 0.4 | n |  | TRUE
30 | bus_LV_1093-10_0_4_node_18 | 0.4 | n |  | TRUE
31 | bus_LV_1093-10_0_4_node_86 | 0.4 | n |  | TRUE
32 | bus_LV_1093-10_0_4_node_82 | 0.4 | n |  | TRUE
33 | bus_LV_1093-10_0_4_node_19 | 0.4 | n |  | TRUE
34 | bus_LV_1093-10_0_4_node_28 | 0.4 | n |  | TRUE
35 | bus_LV_1093-10_0_4_node_104 | 0.4 | n |  | TRUE
36 | bus_LV_1093-10_0_4_node_93 | 0.4 | n |  | TRUE
37 | bus_LV_1093-10_0_4_node_21 | 0.4 | n |  | TRUE
38 | bus_LV_1093-10_0_4_node_22 | 0.4 | n |  | TRUE
39 | bus_LV_1093-10_0_4_node_109 | 0.4 | n |  | TRUE
40 | bus_LV_1093-10_0_4_node_23 | 0.4 | n |  | TRUE
41 | bus_LV_1093-10_0_4_node_105 | 0.4 | n |  | TRUE
42 | bus_LV_1093-10_0_4_node_97 | 0.4 | n |  | TRUE
43 | bus_LV_1093-10_0_4_node_29 | 0.4 | n |  | TRUE
44 | bus_LV_1093-10_0_4_node_141 | 0.4 | n |  | TRUE
45 | bus_LV_1093-10_0_4_node_143 | 0.4 | n |  | TRUE
46 | bus_LV_1093-10_0_4_node_31 | 0.4 | n |  | TRUE
47 | bus_LV_1093-10_0_4_node_103 | 0.4 | n |  | TRUE
48 | bus_LV_1093-10_0_4_node_139 | 0.4 | n |  | TRUE
49 | bus_LV_1093-10_0_4_node_36 | 0.4 | n |  | TRUE
50 | bus_LV_1093-10_0_4_node_38 | 0.4 | n |  | TRUE
51 | bus_LV_1093-10_0_4_node_39 | 0.4 | n |  | TRUE
52 | bus_LV_1093-10_0_4_node_66 | 0.4 | n |  | TRUE
53 | bus_LV_1093-10_0_4_node_67 | 0.4 | n |  | TRUE
54 | bus_LV_1093-10_0_4_node_69 | 0.4 | n |  | TRUE
55 | bus_LV_1093-10_0_4_node_70 | 0.4 | n |  | TRUE
56 | bus_LV_1093-10_0_4_node_71 | 0.4 | n |  | TRUE
57 | bus_LV_1093-10_0_4_node_106 | 0.4 | n |  | TRUE
58 | bus_LV_1093-10_0_4_node_100 | 0.4 | n |  | TRUE
59 | bus_LV_1093-10_0_4_node_83 | 0.4 | n |  | TRUE
60 | bus_LV_1093-10_0_4_node_84 | 0.4 | n |  | TRUE
61 | bus_LV_1093-10_0_4_node_85 | 0.4 | n |  | TRUE
62 | bus_LV_1093-10_0_4_node_113 | 0.4 | n |  | TRUE
63 | bus_LV_1093-10_0_4_node_189 | 0.4 | n |  | TRUE
64 | bus_LV_1093-10_0_4_node_120 | 0.4 | n |  | TRUE
65 | bus_LV_1093-10_0_4_node_91 | 0.4 | n |  | TRUE
66 | bus_LV_1093-10_0_4_node_92 | 0.4 | n |  | TRUE
67 | bus_LV_1093-10_0_4_node_94 | 0.4 | n |  | TRUE
68 | bus_LV_1093-10_0_4_node_98 | 0.4 | n |  | TRUE
69 | bus_LV_1093-10_0_4_node_99 | 0.4 | n |  | TRUE
70 | bus_LV_1093-10_0_4_node_110 | 0.4 | n |  | TRUE
71 | bus_LV_1093-10_0_4_node_107 | 0.4 | n |  | TRUE
72 | bus_LV_1093-10_0_4_node_108 | 0.4 | n |  | TRUE
73 | bus_LV_1093-10_0_4_node_111 | 0.4 | n |  | TRUE
74 | bus_LV_1093-10_0_4_node_114 | 0.4 | n |  | TRUE
75 | bus_LV_1093-10_0_4_node_116 | 0.4 | n |  | TRUE
76 | bus_LV_1093-10_0_4_node_117 | 0.4 | n |  | TRUE
77 | bus_LV_1093-10_0_4_node_118 | 0.4 | n |  | TRUE
78 | bus_LV_1093-10_0_4_node_123 | 0.4 | n |  | TRUE
79 | bus_LV_1093-10_0_4_node_119 | 0.4 | n |  | TRUE
80 | bus_LV_1093-10_0_4_node_121 | 0.4 | n |  | TRUE
81 | bus_LV_1093-10_0_4_node_122 | 0.4 | n |  | TRUE
82 | bus_LV_1093-10_0_4_node_124 | 0.4 | n |  | TRUE
83 | bus_LV_1093-10_0_4_node_127 | 0.4 | n |  | TRUE
84 | bus_LV_1093-10_0_4_node_125 | 0.4 | n |  | TRUE
85 | bus_LV_1093-10_0_4_node_269 | 0.4 | n |  | TRUE
86 | bus_LV_1093-10_0_4_node_128 | 0.4 | n |  | TRUE
87 | bus_LV_1093-10_0_4_node_129 | 0.4 | n |  | TRUE
88 | bus_LV_1093-10_0_4_node_130 | 0.4 | n |  | TRUE
89 | bus_LV_1093-10_0_4_node_131 | 0.4 | n |  | TRUE
90 | bus_LV_1093-10_0_4_node_132 | 0.4 | n |  | TRUE
91 | bus_LV_1093-10_0_4_node_183 | 0.4 | n |  | TRUE
92 | bus_LV_1093-10_0_4_node_198 | 0.4 | n |  | TRUE
93 | bus_LV_1093-10_0_4_node_138 | 0.4 | n |  | TRUE
94 | bus_LV_1093-10_0_4_node_140 | 0.4 | n |  | TRUE
95 | bus_LV_1093-10_0_4_node_142 | 0.4 | n |  | TRUE
96 | bus_LV_1093-10_0_4_node_160 | 0.4 | n |  | TRUE
97 | bus_LV_1093-10_0_4_node_161 | 0.4 | n |  | TRUE
98 | bus_LV_1093-10_0_4_node_162 | 0.4 | n |  | TRUE
99 | bus_LV_1093-10_0_4_node_170 | 0.4 | n |  | TRUE
100 | bus_LV_1093-10_0_4_node_164 | 0.4 | n |  | TRUE
101 | bus_LV_1093-10_0_4_node_163 | 0.4 | n |  | TRUE
102 | bus_LV_1093-10_0_4_node_165 | 0.4 | n |  | TRUE
103 | bus_LV_1093-10_0_4_node_166 | 0.4 | n |  | TRUE
104 | bus_LV_1093-10_0_4_node_167 | 0.4 | n |  | TRUE
105 | bus_LV_1093-10_0_4_node_168 | 0.4 | n |  | TRUE
106 | bus_LV_1093-10_0_4_node_169 | 0.4 | n |  | TRUE
107 | bus_LV_1093-10_0_4_node_184 | 0.4 | n |  | TRUE
108 | bus_LV_1093-10_0_4_node_171 | 0.4 | n |  | TRUE
109 | bus_LV_1093-10_0_4_node_172 | 0.4 | n |  | TRUE
110 | bus_LV_1093-10_0_4_node_173 | 0.4 | n |  | TRUE
111 | bus_LV_1093-10_0_4_node_174 | 0.4 | n |  | TRUE
112 | bus_LV_1093-10_0_4_node_175 | 0.4 | n |  | TRUE
113 | bus_LV_1093-10_0_4_node_179 | 0.4 | n |  | TRUE
114 | bus_LV_1093-10_0_4_node_186 | 0.4 | n |  | TRUE
115 | bus_LV_1093-10_0_4_node_180 | 0.4 | n |  | TRUE
116 | bus_LV_1093-10_0_4_node_181 | 0.4 | n |  | TRUE
117 | bus_LV_1093-10_0_4_node_185 | 0.4 | n |  | TRUE
118 | bus_LV_1093-10_0_4_node_182 | 0.4 | n |  | TRUE
119 | bus_LV_1093-10_0_4_node_191 | 0.4 | n |  | TRUE
120 | bus_LV_1093-10_0_4_node_187 | 0.4 | n |  | TRUE
121 | bus_LV_1093-10_0_4_node_188 | 0.4 | n |  | TRUE
122 | bus_LV_1093-10_0_4_node_199 | 0.4 | n |  | TRUE
123 | bus_LV_1093-10_0_4_node_190 | 0.4 | n |  | TRUE
124 | bus_MV_3_0_node_117 | 20 | n |  | TRUE

## load
| name | bus | p_mw | q_mvar | const_z_percent | const_i_percent | sn_mva | scaling | in_service | type
0 | LV_1093-10_0_4_load_0 | 0 | 0.00027696 | 6.9412e-05 | 0 | 0 |  | 1 | TRUE | wye
1 | LV_1093-10_0_4_load_1 | 1 | 0.0010493 | 0.00026297 | 0 | 0 |  | 1 | TRUE | wye
2 | LV_1093-10_0_4_load_3 | 3 | 0.00043515 | 0.00010906 | 0 | 0 |  | 1 | TRUE | wye
3 | LV_1093-10_0_4_load_11 | 7 | 0.0024822 | 0.00062211 | 0 | 0 |  | 1 | TRUE | wye
4 | LV_1093-10_0_4_load_43 | 8 | 0.0007224 | 0.00018105 | 0 | 0 |  | 1 | TRUE | wye
5 | LV_1093-10_0_4_load_40 | 9 | 0.00042948 | 0.00010764 | 0 | 0 |  | 1 | TRUE | wye
6 | LV_1093-10_0_4_load_6 | 10 | 0.00039112 | 9.8024e-05 | 0 | 0 |  | 1 | TRUE | wye
7 | LV_1093-10_0_4_load_7 | 11 | 0.000283 | 7.0926e-05 | 0 | 0 |  | 1 | TRUE | wye
8 | LV_1093-10_0_4_load_44 | 13 | 0.00069768 | 0.00017485 | 0 | 0 |  | 1 | TRUE | wye
9 | LV_1093-10_0_4_load_45 | 14 | 0.00049469 | 0.00012398 | 0 | 0 |  | 1 | TRUE | wye
10 | LV_1093-10_0_4_load_10 | 15 | 0.0019087 | 0.00047835 | 0 | 0 |  | 1 | TRUE | wye
11 | LV_1093-10_0_4_load_46 | 17 | 0.0058806 | 0.0014738 | 0 | 0 |  | 1 | TRUE | wye
12 | LV_1093-10_0_4_load_37 | 18 | 0.0010672 | 0.00026747 | 0 | 0 |  | 1 | TRUE | wye
13 | LV_1093-10_0_4_load_87 | 21 | 0.0005155 | 0.0001292 | 0 | 0 |  | 1 | TRUE | wye
14 | LV_1093-10_0_4_load_101 | 22 | 0.00059648 | 0.00014949 | 0 | 0 |  | 1 | TRUE | wye
15 | LV_1093-10_0_4_load_68 | 24 | 0.0025236 | 0.00063248 | 0 | 0 |  | 1 | TRUE | wye
16 | LV_1093-10_0_4_load_65 | 26 | 0.00097717 | 0.0002449 | 0 | 0 |  | 1 | TRUE | wye
17 | LV_1093-10_0_4_load_112 | 27 | 0.0012986 | 0.00032546 | 0 | 0 |  | 1 | TRUE | wye
18 | LV_1093-10_0_4_load_102 | 29 | 0.00081153 | 0.00020339 | 0 | 0 |  | 1 | TRUE | wye
19 | LV_1093-10_0_4_load_86 | 31 | 0.022462 | 0.0056295 | 0 | 0 |  | 1 | TRUE | wye
20 | LV_1093-10_0_4_load_82 | 32 | 0.023347 | 0.0058513 | 0 | 0 |  | 1 | TRUE | wye
21 | LV_1093-10_0_4_load_104 | 35 | 0.0019028 | 0.00047687 | 0 | 0 |  | 1 | TRUE | wye
22 | LV_1093-10_0_4_load_93 | 36 | 0.0039143 | 0.00098101 | 0 | 0 |  | 1 | TRUE | wye
23 | LV_1093-10_0_4_load_109 | 39 | 0.0059092 | 0.001481 | 0 | 0 |  | 1 | TRUE | wye
24 | LV_1093-10_0_4_load_105 | 41 | 0.011036 | 0.0027658 | 0 | 0 |  | 1 | TRUE | wye
25 | LV_1093-10_0_4_load_97 | 42 | 0.0026204 | 0.00065672 | 0 | 0 |  | 1 | TRUE | wye
26 | LV_1093-10_0_4_load_141 | 44 | 0.0019651 | 0.00049249 | 0 | 0 |  | 1 | TRUE | wye
27 | LV_1093-10_0_4_load_143 | 45 | 0.0012213 | 0.00030608 | 0 | 0 |  | 1 | TRUE | wye
28 | LV_1093-10_0_4_load_103 | 47 | 0.0024061 | 0.00060302 | 0 | 0 |  | 1 | TRUE | wye
29 | LV_1093-10_0_4_load_139 | 48 | 0.00047619 | 0.00011934 | 0 | 0 |  | 1 | TRUE | wye
30 | LV_1093-10_0_4_load_36 | 49 | 0.00026136 | 6.5503e-05 | 0 | 0 |  | 1 | TRUE | wye
31 | LV_1093-10_0_4_load_38 | 50 | 0.0053453 | 0.0013397 | 0 | 0 |  | 1 | TRUE | wye
32 | LV_1093-10_0_4_load_39 | 51 | 0.0006981 | 0.00017496 | 0 | 0 |  | 1 | TRUE | wye
33 | LV_1093-10_0_4_load_66 | 52 | 0.00070738 | 0.00017729 | 0 | 0 |  | 1 | TRUE | wye
34 | LV_1093-10_0_4_load_67 | 53 | 0.00057025 | 0.00014292 | 0 | 0 |  | 1 | TRUE | wye
35 | LV_1093-10_0_4_load_69 | 54 | 0.0028998 | 0.00072676 | 0 | 0 |  | 1 | TRUE | wye
36 | LV_1093-10_0_4_load_70 | 55 | 0.0032644 | 0.00081814 | 0 | 0 |  | 1 | TRUE | wye
37 | LV_1093-10_0_4_load_71 | 56 | 0.002839 | 0.00071152 | 0 | 0 |  | 1 | TRUE | wye
38 | LV_1093-10_0_4_load_106 | 57 | 0.0017621 | 0.00044162 | 0 | 0 |  | 1 | TRUE | wye
39 | LV_1093-10_0_4_load_100 | 58 | 0.0023901 | 0.00059902 | 0 | 0 |  | 1 | TRUE | wye
40 | LV_1093-10_0_4_load_84 | 60 | 0.012963 | 0.0032488 | 0 | 0 |  | 1 | TRUE | wye
41 | LV_1093-10_0_4_load_113 | 62 | 0.0030302 | 0.00075943 | 0 | 0 |  | 1 | TRUE | wye
42 | LV_1093-10_0_4_load_189 | 63 | 0.003951 | 0.00099022 | 0 | 0 |  | 1 | TRUE | wye
43 | LV_1093-10_0_4_load_120 | 64 | 0.0041811 | 0.0010479 | 0 | 0 |  | 1 | TRUE | wye
44 | LV_1093-10_0_4_load_91 | 65 | 0.0010813 | 0.000271 | 0 | 0 |  | 1 | TRUE | wye
45 | LV_1093-10_0_4_load_92 | 66 | 0.002003 | 0.00050201 | 0 | 0 |  | 1 | TRUE | wye
46 | LV_1093-10_0_4_load_94 | 67 | 0.0021194 | 0.00053118 | 0 | 0 |  | 1 | TRUE | wye
47 | LV_1093-10_0_4_load_98 | 68 | 0.0022705 | 0.00056903 | 0 | 0 |  | 1 | TRUE | wye
48 | LV_1093-10_0_4_load_99 | 69 | 0.0045605 | 0.001143 | 0 | 0 |  | 1 | TRUE | wye
49 | LV_1093-10_0_4_load_110 | 70 | 0.007419 | 0.0018594 | 0 | 0 |  | 1 | TRUE | wye
50 | LV_1093-10_0_4_load_107 | 71 | 0.0013815 | 0.00034623 | 0 | 0 |  | 1 | TRUE | wye
51 | LV_1093-10_0_4_load_108 | 72 | 0.0039049 | 0.00097866 | 0 | 0 |  | 1 | TRUE | wye
52 | LV_1093-10_0_4_load_111 | 73 | 0.011494 | 0.0028807 | 0 | 0 |  | 1 | TRUE | wye
53 | LV_1093-10_0_4_load_114 | 74 | 0.002785 | 0.00069798 | 0 | 0 |  | 1 | TRUE | wye
54 | LV_1093-10_0_4_load_116 | 75 | 0.024145 | 0.0060512 | 0 | 0 |  | 1 | TRUE | wye
55 | LV_1093-10_0_4_load_117 | 76 | 0.0030072 | 0.00075366 | 0 | 0 |  | 1 | TRUE | wye
56 | LV_1093-10_0_4_load_118 | 77 | 0.0024331 | 0.00060979 | 0 | 0 |  | 1 | TRUE | wye
57 | LV_1093-10_0_4_load_123 | 78 | 0.002435 | 0.00061028 | 0 | 0 |  | 1 | TRUE | wye
58 | LV_1093-10_0_4_load_119 | 79 | 0.0030279 | 0.00075885 | 0 | 0 |  | 1 | TRUE | wye
59 | LV_1093-10_0_4_load_121 | 80 | 0.0037996 | 0.00095227 | 0 | 0 |  | 1 | TRUE | wye
60 | LV_1093-10_0_4_load_122 | 81 | 0.002785 | 0.00069797 | 0 | 0 |  | 1 | TRUE | wye
61 | LV_1093-10_0_4_load_127 | 83 | 0.0047558 | 0.0011919 | 0 | 0 |  | 1 | TRUE | wye
62 | LV_1093-10_0_4_load_125 | 84 | 0.0033284 | 0.00083418 | 0 | 0 |  | 1 | TRUE | wye
63 | LV_1093-10_0_4_load_269 | 85 | 0.010036 | 0.0025152 | 0 | 0 |  | 1 | TRUE | wye
64 | LV_1093-10_0_4_load_128 | 86 | 0.0041522 | 0.0010406 | 0 | 0 |  | 1 | TRUE | wye
65 | LV_1093-10_0_4_load_129 | 87 | 0.0052628 | 0.001319 | 0 | 0 |  | 1 | TRUE | wye
66 | LV_1093-10_0_4_load_130 | 88 | 0.0043116 | 0.0010806 | 0 | 0 |  | 1 | TRUE | wye
67 | LV_1093-10_0_4_load_183 | 91 | 0.0032657 | 0.00081845 | 0 | 0 |  | 1 | TRUE | wye
68 | LV_1093-10_0_4_load_198 | 92 | 0.0010519 | 0.00026362 | 0 | 0 |  | 1 | TRUE | wye
69 | LV_1093-10_0_4_load_138 | 93 | 0.00033091 | 8.2935e-05 | 0 | 0 |  | 1 | TRUE | wye
70 | LV_1093-10_0_4_load_140 | 94 | 0.0031321 | 0.00078498 | 0 | 0 |  | 1 | TRUE | wye
71 | LV_1093-10_0_4_load_142 | 95 | 0.00044914 | 0.00011257 | 0 | 0 |  | 1 | TRUE | wye
72 | LV_1093-10_0_4_load_160 | 96 | 0.00087994 | 0.00022053 | 0 | 0 |  | 1 | TRUE | wye
73 | LV_1093-10_0_4_load_161 | 97 | 0.0015997 | 0.00040092 | 0 | 0 |  | 1 | TRUE | wye
74 | LV_1093-10_0_4_load_170 | 99 | 0.0018181 | 0.00045565 | 0 | 0 |  | 1 | TRUE | wye
75 | LV_1093-10_0_4_load_164 | 100 | 0.0043968 | 0.0011019 | 0 | 0 |  | 1 | TRUE | wye
76 | LV_1093-10_0_4_load_163 | 101 | 0.0024388 | 0.00061123 | 0 | 0 |  | 1 | TRUE | wye
77 | LV_1093-10_0_4_load_165 | 102 | 0.0010561 | 0.00026468 | 0 | 0 |  | 1 | TRUE | wye
78 | LV_1093-10_0_4_load_166 | 103 | 0.001888 | 0.00047318 | 0 | 0 |  | 1 | TRUE | wye
79 | LV_1093-10_0_4_load_168 | 105 | 0.00040542 | 0.00010161 | 0 | 0 |  | 1 | TRUE | wye
80 | LV_1093-10_0_4_load_184 | 107 | 0.0015865 | 0.00039761 | 0 | 0 |  | 1 | TRUE | wye
81 | LV_1093-10_0_4_load_171 | 108 | 0.0013633 | 0.00034168 | 0 | 0 |  | 1 | TRUE | wye
82 | LV_1093-10_0_4_load_172 | 109 | 0.003158 | 0.00079147 | 0 | 0 |  | 1 | TRUE | wye
83 | LV_1093-10_0_4_load_173 | 110 | 0.0012577 | 0.00031521 | 0 | 0 |  | 1 | TRUE | wye
84 | LV_1093-10_0_4_load_174 | 111 | 0.0012529 | 0.00031401 | 0 | 0 |  | 1 | TRUE | wye
85 | LV_1093-10_0_4_load_175 | 112 | 0.0016301 | 0.00040853 | 0 | 0 |  | 1 | TRUE | wye
86 | LV_1093-10_0_4_load_179 | 113 | 0.002508 | 0.00062856 | 0 | 0 |  | 1 | TRUE | wye
87 | LV_1093-10_0_4_load_186 | 114 | 0.0014076 | 0.00035277 | 0 | 0 |  | 1 | TRUE | wye
88 | LV_1093-10_0_4_load_180 | 115 | 0.0014433 | 0.00036173 | 0 | 0 |  | 1 | TRUE | wye
89 | LV_1093-10_0_4_load_185 | 117 | 0.003131 | 0.0007847 | 0 | 0 |  | 1 | TRUE | wye
90 | LV_1093-10_0_4_load_182 | 118 | 0.00096568 | 0.00024202 | 0 | 0 |  | 1 | TRUE | wye
91 | LV_1093-10_0_4_load_191 | 119 | 0.0024969 | 0.00062577 | 0 | 0 |  | 1 | TRUE | wye
92 | LV_1093-10_0_4_load_187 | 120 | 0.0015143 | 0.00037952 | 0 | 0 |  | 1 | TRUE | wye
93 | LV_1093-10_0_4_load_188 | 121 | 0.0011968 | 0.00029994 | 0 | 0 |  | 1 | TRUE | wye
94 | LV_1093-10_0_4_load_199 | 122 | 0.0021314 | 0.00053418 | 0 | 0 |  | 1 | TRUE | wye
95 | LV_1093-10_0_4_load_190 | 123 | 0.00082832 | 0.0002076 | 0 | 0 |  | 1 | TRUE | wye

## ext_grid
| name | bus | vm_pu | va_degree | slack_weight | in_service
0 |  | 59 | 1 | 0 | 1 | TRUE

## line
| name | std_type | from_bus | to_bus | length_km | r_ohm_per_km | x_ohm_per_km | c_nf_per_km | g_us_per_km | max_i_ka | df | parallel | type | in_service
0 | LV_1093-10_0_4_line_0 |  | 0 | 1 | 0.02982 | 0.125 | 0.08 | 261 | 0 | 0.364 | 1 | 1 | cs | TRUE
1 | LV_1093-10_0_4_line_1 |  | 0 | 2 | 0.0059094 | 0.125 | 0.08 | 261 | 0 | 0.364 | 1 | 1 | cs | TRUE
2 | LV_1093-10_0_4_line_2 |  | 1 | 3 | 0.022034 | 0.125 | 0.08 | 261 | 0 | 0.364 | 1 | 1 | cs | TRUE
3 | LV_1093-10_0_4_line_3 |  | 2 | 4 | 0.035718 | 0.125 | 0.08 | 261 | 0 | 0.364 | 1 | 1 | cs | TRUE
4 | LV_1093-10_0_4_line_4 |  | 2 | 5 | 0.005144 | 0.125 | 0.08 | 261 | 0 | 0.364 | 1 | 1 | cs | TRUE
5 | LV_1093-10_0_4_line_5 |  | 4 | 6 | 0.029928 | 0.125 | 0.08 | 261 | 0 | 0.364 | 1 | 1 | cs | TRUE
6 | LV_1093-10_0_4_line_6 |  | 4 | 7 | 0.067603 | 0.125 | 0.08 | 261 | 0 | 0.364 | 1 | 1 | cs | TRUE
7 | LV_1093-10_0_4_line_7 |  | 5 | 8 | 0.030478 | 0.125 | 0.08 | 261 | 0 | 0.364 | 1 | 1 | cs | TRUE
8 | LV_1093-10_0_4_line_8 |  | 5 | 9 | 0.045775 | 0.125 | 0.08 | 261 | 0 | 0.364 | 1 | 1 | cs | TRUE
9 | LV_1093-10_0_4_line_9 |  | 6 | 17 | 0.19347 | 0.125 | 0.08 | 261 | 0 | 0.364 | 1 | 1 | cs | TRUE
10 | LV_1093-10_0_4_line_10 |  | 6 | 18 | 0.036464 | 0.125 | 0.08 | 261 | 0 | 0.364 | 1 | 1 | cs | TRUE
11 | LV_1093-10_0_4_line_11 |  | 8 | 14 | 0.067161 | 0.125 | 0.08 | 261 | 0 | 0.364 | 1 | 1 | cs | TRUE
12 | LV_1093-10_0_4_line_12 |  | 10 | 11 | 0.012409 | 0.125 | 0.08 | 261 | 0 | 0.364 | 1 | 1 | cs | TRUE
13 | LV_1093-10_0_4_line_13 |  | 11 | 12 | 0.06696 | 0.125 | 0.08 | 261 | 0 | 0.364 | 1 | 1 | cs | TRUE
14 | LV_1093-10_0_4_line_14 |  | 12 | 13 | 0.036439 | 0.125 | 0.08 | 261 | 0 | 0.364 | 1 | 1 | cs | TRUE
15 | LV_1093-10_0_4_line_15 |  | 12 | 14 | 0.015547 | 0.125 | 0.08 | 261 | 0 | 0.364 | 1 | 1 | cs | TRUE
16 | LV_1093-10_0_4_line_16 |  | 15 | 16 | 0.023997 | 0.125 | 0.08 | 261 | 0 | 0.364 | 1 | 1 | cs | TRUE
17 | LV_1093-10_0_4_line_17 |  | 16 | 93 | 0.10382 | 0.125 | 0.08 | 261 | 0 | 0.364 | 1 | 1 | cs | TRUE
18 | LV_1093-10_0_4_line_18 |  | 16 | 48 | 0.029372 | 0.125 | 0.08 | 261 | 0 | 0.364 | 1 | 1 | cs | TRUE
19 | LV_1093-10_0_4_line_19 |  | 17 | 25 | 0.021078 | 0.125 | 0.08 | 261 | 0 | 0.364 | 1 | 1 | cs | TRUE
20 | LV_1093-10_0_4_line_20 |  | 18 | 49 | 0.010012 | 0.125 | 0.08 | 261 | 0 | 0.364 | 1 | 1 | cs | TRUE
21 | LV_1093-10_0_4_line_21 |  | 19 | 20 | 0.012983 | 0.125 | 0.08 | 261 | 0 | 0.364 | 1 | 1 | cs | TRUE
22 | LV_1093-10_0_4_line_22 |  | 19 | 21 | 0.011947 | 0.125 | 0.08 | 261 | 0 | 0.364 | 1 | 1 | cs | TRUE
23 | LV_1093-10_0_4_line_23 |  | 19 | 22 | 0.0068927 | 0.125 | 0.08 | 261 | 0 | 0.364 | 1 | 1 | cs | TRUE
24 | LV_1093-10_0_4_line_24 |  | 20 | 27 | 0.040989 | 0.125 | 0.08 | 261 | 0 | 0.364 | 1 | 1 | cs | TRUE
25 | LV_1093-10_0_4_line_25 |  | 21 | 53 | 0.024958 | 0.125 | 0.08 | 261 | 0 | 0.364 | 1 | 1 | cs | TRUE
26 | LV_1093-10_0_4_line_26 |  | 22 | 28 | 0.015698 | 0.125 | 0.08 | 261 | 0 | 0.364 | 1 | 1 | cs | TRUE
27 | LV_1093-10_0_4_line_27 |  | 23 | 24 | 0.022669 | 0.125 | 0.08 | 261 | 0 | 0.364 | 1 | 1 | cs | TRUE
28 | LV_1093-10_0_4_line_28 |  | 23 | 25 | 0.064867 | 0.125 | 0.08 | 261 | 0 | 0.364 | 1 | 1 | cs | TRUE
29 | LV_1093-10_0_4_line_29 |  | 23 | 26 | 0.23802 | 0.125 | 0.08 | 261 | 0 | 0.364 | 1 | 1 | cs | TRUE
30 | LV_1093-10_0_4_line_30 |  | 24 | 54 | 0.011793 | 0.125 | 0.08 | 261 | 0 | 0.364 | 1 | 1 | cs | TRUE
31 | LV_1093-10_0_4_line_31 |  | 25 | 36 | 0.023779 | 0.125 | 0.08 | 261 | 0 | 0.364 | 1 | 1 | cs | TRUE
32 | LV_1093-10_0_4_line_32 |  | 25 | 33 | 0.051753 | 0.125 | 0.08 | 261 | 0 | 0.364 | 1 | 1 | cs | TRUE
33 | LV_1093-10_0_4_line_33 |  | 26 | 52 | 0.033373 | 0.125 | 0.08 | 261 | 0 | 0.364 | 1 | 1 | cs | TRUE
34 | LV_1093-10_0_4_line_34 |  | 28 | 29 | 0.02907 | 0.125 | 0.08 | 261 | 0 | 0.364 | 1 | 1 | cs | TRUE
35 | LV_1093-10_0_4_line_35 |  | 30 | 31 | 0.025585 | 0.125 | 0.08 | 261 | 0 | 0.364 | 1 | 1 | cs | TRUE
36 | LV_1093-10_0_4_line_36 |  | 30 | 32 | 0.031138 | 0.125 | 0.08 | 261 | 0 | 0.364 | 1 | 1 | cs | TRUE
37 | LV_1093-10_0_4_line_37 |  | 31 | 38 | 0.0099779 | 0.125 | 0.08 | 261 | 0 | 0.364 | 1 | 1 | cs | TRUE
38 | LV_1093-10_0_4_line_38 |  | 32 | 59 | 0.024885 | 0.125 | 0.08 | 261 | 0 | 0.364 | 1 | 2 | cs | TRUE
39 | LV_1093-10_0_4_line_39 |  | 33 | 34 | 0.034756 | 0.125 | 0.08 | 261 | 0 | 0.364 | 1 | 1 | cs | TRUE
40 | LV_1093-10_0_4_line_40 |  | 33 | 35 | 0.028759 | 0.125 | 0.08 | 261 | 0 | 0.364 | 1 | 1 | cs | TRUE
41 | LV_1093-10_0_4_line_41 |  | 34 | 42 | 0.028024 | 0.125 | 0.08 | 261 | 0 | 0.364 | 1 | 1 | cs | TRUE
42 | LV_1093-10_0_4_line_42 |  | 35 | 40 | 0.044702 | 0.125 | 0.08 | 261 | 0 | 0.364 | 1 | 1 | cs | TRUE
43 | LV_1093-10_0_4_line_43 |  | 36 | 65 | 0.029052 | 0.125 | 0.08 | 261 | 0 | 0.364 | 1 | 1 | cs | TRUE
44 | LV_1093-10_0_4_line_44 |  | 37 | 38 | 0.058946 | 0.125 | 0.08 | 261 | 0 | 0.364 | 1 | 1 | cs | TRUE
45 | LV_1093-10_0_4_line_45 |  | 37 | 39 | 0.0051128 | 0.125 | 0.08 | 261 | 0 | 0.364 | 1 | 1 | cs | TRUE
46 | LV_1093-10_0_4_line_46 |  | 38 | 40 | 0.021723 | 0.125 | 0.08 | 261 | 0 | 0.364 | 1 | 1 | cs | TRUE
47 | LV_1093-10_0_4_line_47 |  | 40 | 41 | 0.014315 | 0.125 | 0.08 | 261 | 0 | 0.364 | 1 | 1 | cs | TRUE
48 | LV_1093-10_0_4_line_48 |  | 41 | 70 | 0.0028867 | 0.125 | 0.08 | 261 | 0 | 0.364 | 1 | 1 | cs | TRUE
49 | LV_1093-10_0_4_line_49 |  | 43 | 44 | 0.021055 | 0.125 | 0.08 | 261 | 0 | 0.364 | 1 | 1 | cs | TRUE
50 | LV_1093-10_0_4_line_50 |  | 43 | 45 | 0.0080501 | 0.125 | 0.08 | 261 | 0 | 0.364 | 1 | 1 | cs | TRUE
51 | LV_1093-10_0_4_line_51 |  | 44 | 94 | 0.001279 | 0.125 | 0.08 | 261 | 0 | 0.364 | 1 | 1 | cs | TRUE
52 | LV_1093-10_0_4_line_52 |  | 45 | 95 | 0.021792 | 0.125 | 0.08 | 261 | 0 | 0.364 | 1 | 1 | cs | TRUE
53 | LV_1093-10_0_4_line_53 |  | 46 | 47 | 0.012083 | 0.125 | 0.08 | 261 | 0 | 0.364 | 1 | 1 | cs | TRUE
54 | LV_1093-10_0_4_line_54 |  | 46 | 48 | 0.016326 | 0.125 | 0.08 | 261 | 0 | 0.364 | 1 | 1 | cs | TRUE
55 | LV_1093-10_0_4_line_55 |  | 47 | 67 | 0.03402 | 0.125 | 0.08 | 261 | 0 | 0.364 | 1 | 1 | cs | TRUE
56 | LV_1093-10_0_4_line_56 |  | 49 | 50 | 0.012063 | 0.125 | 0.08 | 261 | 0 | 0.364 | 1 | 1 | cs | TRUE
57 | LV_1093-10_0_4_line_57 |  | 50 | 51 | 0.0025667 | 0.125 | 0.08 | 261 | 0 | 0.364 | 1 | 1 | cs | TRUE
58 | LV_1093-10_0_4_line_58 |  | 52 | 53 | 0.02654 | 0.125 | 0.08 | 261 | 0 | 0.364 | 1 | 1 | cs | TRUE
59 | LV_1093-10_0_4_line_59 |  | 54 | 55 | 0.0297 | 0.125 | 0.08 | 261 | 0 | 0.364 | 1 | 1 | cs | TRUE
60 | LV_1093-10_0_4_line_60 |  | 54 | 56 | 0.0091049 | 0.125 | 0.08 | 261 | 0 | 0.364 | 1 | 1 | cs | TRUE
61 | LV_1093-10_0_4_line_61 |  | 55 | 57 | 0.019318 | 0.125 | 0.08 | 261 | 0 | 0.364 | 1 | 1 | cs | TRUE
62 | LV_1093-10_0_4_line_62 |  | 56 | 58 | 0.018563 | 0.125 | 0.08 | 261 | 0 | 0.364 | 1 | 1 | cs | TRUE
63 | LV_1093-10_0_4_line_63 |  | 57 | 71 | 0.00080243 | 0.125 | 0.08 | 261 | 0 | 0.364 | 1 | 1 | cs | TRUE
64 | LV_1093-10_0_4_line_64 |  | 58 | 68 | 0.006027 | 0.125 | 0.08 | 261 | 0 | 0.364 | 1 | 1 | cs | TRUE
65 | LV_1093-10_0_4_line_65 |  | 59 | 60 | 0.036308 | 0.125 | 0.08 | 261 | 0 | 0.364 | 1 | 1 | cs | TRUE
66 | LV_1093-10_0_4_line_66 |  | 59 | 61 | 0.025198 | 0.125 | 0.08 | 261 | 0 | 0.364 | 1 | 1 | cs | TRUE
67 | LV_1093-10_0_4_line_67 |  | 60 | 62 | 0.0079325 | 0.125 | 0.08 | 261 | 0 | 0.364 | 1 | 1 | cs | TRUE
68 | LV_1093-10_0_4_line_68 |  | 61 | 63 | 0.012125 | 0.125 | 0.08 | 261 | 0 | 0.364 | 1 | 1 | cs | TRUE
69 | LV_1093-10_0_4_line_69 |  | 61 | 64 | 0.015716 | 0.125 | 0.08 | 261 | 0 | 0.364 | 1 | 1 | cs | TRUE
70 | LV_1093-10_0_4_line_70 |  | 62 | 74 | 0.015375 | 0.125 | 0.08 | 261 | 0 | 0.364 | 1 | 1 | cs | TRUE
71 | LV_1093-10_0_4_line_71 |  | 63 | 119 | 0.026102 | 0.125 | 0.08 | 261 | 0 | 0.364 | 1 | 1 | cs | TRUE
72 | LV_1093-10_0_4_line_72 |  | 64 | 79 | 0.00069639 | 0.125 | 0.08 | 261 | 0 | 0.364 | 1 | 1 | cs | TRUE
73 | LV_1093-10_0_4_line_73 |  | 65 | 66 | 0.024499 | 0.125 | 0.08 | 261 | 0 | 0.364 | 1 | 1 | cs | TRUE
74 | LV_1093-10_0_4_line_74 |  | 66 | 67 | 0.029134 | 0.125 | 0.08 | 261 | 0 | 0.364 | 1 | 1 | cs | TRUE
75 | LV_1093-10_0_4_line_75 |  | 68 | 69 | 0.00057296 | 0.125 | 0.08 | 261 | 0 | 0.364 | 1 | 1 | cs | TRUE
76 | LV_1093-10_0_4_line_76 |  | 70 | 73 | 0.034312 | 0.125 | 0.08 | 261 | 0 | 0.364 | 1 | 1 | cs | TRUE
77 | LV_1093-10_0_4_line_77 |  | 71 | 72 | 0.0063489 | 0.125 | 0.08 | 261 | 0 | 0.364 | 1 | 1 | cs | TRUE
78 | LV_1093-10_0_4_line_78 |  | 74 | 75 | 0.016597 | 0.125 | 0.08 | 261 | 0 | 0.364 | 1 | 1 | cs | TRUE
79 | LV_1093-10_0_4_line_79 |  | 75 | 76 | 0.011966 | 0.125 | 0.08 | 261 | 0 | 0.364 | 1 | 1 | cs | TRUE
80 | LV_1093-10_0_4_line_80 |  | 77 | 78 | 0.0093919 | 0.125 | 0.08 | 261 | 0 | 0.364 | 1 | 1 | cs | TRUE
81 | LV_1093-10_0_4_line_81 |  | 78 | 82 | 0.01019 | 0.125 | 0.08 | 261 | 0 | 0.364 | 1 | 1 | cs | TRUE
82 | LV_1093-10_0_4_line_82 |  | 79 | 80 | 0.019371 | 0.125 | 0.08 | 261 | 0 | 0.364 | 1 | 1 | cs | TRUE
83 | LV_1093-10_0_4_line_83 |  | 80 | 81 | 0.028958 | 0.125 | 0.08 | 261 | 0 | 0.364 | 1 | 1 | cs | TRUE
84 | LV_1093-10_0_4_line_84 |  | 82 | 83 | 0.025063 | 0.125 | 0.08 | 261 | 0 | 0.364 | 1 | 1 | cs | TRUE
85 | LV_1093-10_0_4_line_85 |  | 82 | 84 | 0.0074074 | 0.125 | 0.08 | 261 | 0 | 0.364 | 1 | 1 | cs | TRUE
86 | LV_1093-10_0_4_line_86 |  | 83 | 86 | 0.022863 | 0.125 | 0.08 | 261 | 0 | 0.364 | 1 | 1 | cs | TRUE
87 | LV_1093-10_0_4_line_87 |  | 84 | 85 | 0.02789 | 0.125 | 0.08 | 261 | 0 | 0.364 | 1 | 1 | cs | TRUE
88 | LV_1093-10_0_4_line_88 |  | 86 | 87 | 0.0052463 | 0.125 | 0.08 | 261 | 0 | 0.364 | 1 | 1 | cs | TRUE
89 | LV_1093-10_0_4_line_89 |  | 87 | 88 | 0.021323 | 0.125 | 0.08 | 261 | 0 | 0.364 | 1 | 1 | cs | TRUE
90 | LV_1093-10_0_4_line_90 |  | 88 | 89 | 0.0099686 | 0.125 | 0.08 | 261 | 0 | 0.364 | 1 | 1 | cs | TRUE
91 | LV_1093-10_0_4_line_91 |  | 89 | 90 | 0.040997 | 0.125 | 0.08 | 261 | 0 | 0.364 | 1 | 1 | cs | TRUE
92 | LV_1093-10_0_4_line_92 |  | 90 | 91 | 0.010363 | 0.125 | 0.08 | 261 | 0 | 0.364 | 1 | 1 | cs | TRUE
93 | LV_1093-10_0_4_line_93 |  | 90 | 92 | 0.040643 | 0.125 | 0.08 | 261 | 0 | 0.364 | 1 | 1 | cs | TRUE
94 | LV_1093-10_0_4_line_94 |  | 91 | 118 | 0.01065 | 0.125 | 0.08 | 261 | 0 | 0.364 | 1 | 1 | cs | TRUE
95 | LV_1093-10_0_4_line_95 |  | 92 | 123 | 0.024456 | 0.125 | 0.08 | 261 | 0 | 0.364 | 1 | 1 | cs | TRUE
96 | LV_1093-10_0_4_line_96 |  | 93 | 94 | 0.016105 | 0.125 | 0.08 | 261 | 0 | 0.364 | 1 | 1 | cs | TRUE
97 | LV_1093-10_0_4_line_97 |  | 96 | 97 | 0.027546 | 0.125 | 0.08 | 261 | 0 | 0.364 | 1 | 1 | cs | TRUE
98 | LV_1093-10_0_4_line_98 |  | 97 | 98 | 0.0087888 | 0.125 | 0.08 | 261 | 0 | 0.364 | 1 | 1 | cs | TRUE
99 | LV_1093-10_0_4_line_99 |  | 98 | 99 | 0.034501 | 0.125 | 0.08 | 261 | 0 | 0.364 | 1 | 1 | cs | TRUE
100 | LV_1093-10_0_4_line_100 |  | 98 | 100 | 0.018452 | 0.125 | 0.08 | 261 | 0 | 0.364 | 1 | 1 | cs | TRUE
101 | LV_1093-10_0_4_line_101 |  | 99 | 104 | 0.01701 | 0.125 | 0.08 | 261 | 0 | 0.364 | 1 | 1 | cs | TRUE
102 | LV_1093-10_0_4_line_102 |  | 100 | 101 | 0.034977 | 0.125 | 0.08 | 261 | 0 | 0.364 | 1 | 1 | cs | TRUE
103 | LV_1093-10_0_4_line_103 |  | 102 | 103 | 0.055882 | 0.125 | 0.08 | 261 | 0 | 0.364 | 1 | 1 | cs | TRUE
104 | LV_1093-10_0_4_line_104 |  | 102 | 104 | 0.024078 | 0.125 | 0.08 | 261 | 0 | 0.364 | 1 | 1 | cs | TRUE
105 | LV_1093-10_0_4_line_105 |  | 103 | 105 | 0.023828 | 0.125 | 0.08 | 261 | 0 | 0.364 | 1 | 1 | cs | TRUE
106 | LV_1093-10_0_4_line_106 |  | 104 | 106 | 0.053195 | 0.125 | 0.08 | 261 | 0 | 0.364 | 1 | 1 | cs | TRUE
107 | LV_1093-10_0_4_line_107 |  | 106 | 107 | 0.089981 | 0.125 | 0.08 | 261 | 0 | 0.364 | 1 | 1 | cs | TRUE
108 | LV_1093-10_0_4_line_108 |  | 107 | 116 | 0.073592 | 0.125 | 0.08 | 261 | 0 | 0.364 | 1 | 1 | cs | TRUE
109 | LV_1093-10_0_4_line_109 |  | 108 | 109 | 8.8611e-05 | 0.125 | 0.08 | 261 | 0 | 0.364 | 1 | 1 | cs | TRUE
110 | LV_1093-10_0_4_line_110 |  | 108 | 110 | 0.011959 | 0.125 | 0.08 | 261 | 0 | 0.364 | 1 | 1 | cs | TRUE
111 | LV_1093-10_0_4_line_111 |  | 109 | 111 | 0.0098988 | 0.125 | 0.08 | 261 | 0 | 0.364 | 1 | 1 | cs | TRUE
112 | LV_1093-10_0_4_line_112 |  | 110 | 112 | 0.017959 | 0.125 | 0.08 | 261 | 0 | 0.364 | 1 | 1 | cs | TRUE
113 | LV_1093-10_0_4_line_113 |  | 111 | 113 | 0.0081512 | 0.125 | 0.08 | 261 | 0 | 0.364 | 1 | 1 | cs | TRUE
114 | LV_1093-10_0_4_line_114 |  | 112 | 114 | 0.00016434 | 0.125 | 0.08 | 261 | 0 | 0.364 | 1 | 1 | cs | TRUE
115 | LV_1093-10_0_4_line_115 |  | 113 | 115 | 0.0061107 | 0.125 | 0.08 | 261 | 0 | 0.364 | 1 | 1 | cs | TRUE
116 | LV_1093-10_0_4_line_116 |  | 114 | 120 | 0.012645 | 0.125 | 0.08 | 261 | 0 | 0.364 | 1 | 1 | cs | TRUE
117 | LV_1093-10_0_4_line_117 |  | 115 | 116 | 0.016432 | 0.125 | 0.08 | 261 | 0 | 0.364 | 1 | 1 | cs | TRUE
118 | LV_1093-10_0_4_line_118 |  | 116 | 117 | 0.012464 | 0.125 | 0.08 | 261 | 0 | 0.364 | 1 | 1 | cs | TRUE
119 | LV_1093-10_0_4_line_119 |  | 116 | 118 | 0.019009 | 0.125 | 0.08 | 261 | 0 | 0.364 | 1 | 1 | cs | TRUE
120 | LV_1093-10_0_4_line_120 |  | 117 | 119 | 0.016072 | 0.125 | 0.08 | 261 | 0 | 0.364 | 1 | 1 | cs | TRUE
121 | LV_1093-10_0_4_line_121 |  | 120 | 121 | 0.0017213 | 0.125 | 0.08 | 261 | 0 | 0.364 | 1 | 1 | cs | TRUE
122 | LV_1093-10_0_4_line_122 |  | 121 | 122 | 0.0092712 | 0.125 | 0.08 | 261 | 0 | 0.364 | 1 | 1 | cs | TRUE

## trafo
| name | std_type | hv_bus | lv_bus | sn_mva | vn_hv_kv | vn_lv_kv | vk_percent | vkr_percent | pfe_kw | i0_percent | shift_degree | tap_side | tap_neutral | tap_min | tap_max | tap_step_percent | tap_step_degree | tap_pos | tap_phase_shifter | parallel | df | in_service
0 | LV_1093-10_0_4_trafo_83 | 0.63 MVA 20/0.4 kV | 124 | 59 | 0.63 | 20 | 0.4 | 6 | 1.206 | 1.65 | 0.2619 | 150 | hv | 0 | -2 | 2 | 2.5 | 0 | 0 | FALSE | 1 | 1 | TRUE

## line_geodata
| x0 | y0 | x1 | y1 | x2 | y2 | x3 | y3 | x4 | y4 | x5 | y5 | x6 | y6 | x7 | y7 | x8 | y8 | x9 | y9 | x10 | y10 | x11 | y11 | x12 | y12
0 | 2658578.82 | 1216383.6643 | 2658602.6447 | 1216365.731
1 | 2658574.0987 | 1216387.2182 | 2658578.82 | 1216383.6643
2 | 2658602.6447 | 1216365.731 | 2658620.2489 | 1216352.4799
3 | 2658574.0987 | 1216387.2182 | 2658562.8852 | 1216395.6576 | 2658545.7467 | 1216409.042
4 | 2658574.0987 | 1216387.2182 | 2658578.306 | 1216390.1946
5 | 2658528.1256 | 1216429.0591 | 2658526.1982 | 1216424.315 | 2658545.7467 | 1216409.042
6 | 2658545.7467 | 1216409.042 | 2658527.9473 | 1216376.8587 | 2658523.041 | 1216371.6073 | 2658517.5777 | 1216369.7303 | 2658510.5071 | 1216371.4842 | 2658501.3332 | 1216376.7493
7 | 2658578.306 | 1216390.1946 | 2658598.1285 | 1216404.2313 | 2658603.1327 | 1216407.8735
8 | 2658578.306 | 1216390.1946 | 2658614.5709 | 1216362.2621
9 | 2658528.1256 | 1216429.0591 | 2658434.4132 | 1216500.2615 | 2658374.3525 | 1216546.4705
10 | 2658528.1256 | 1216429.0591 | 2658530.7945 | 1216435.6115 | 2658534.8087 | 1216451.2939 | 2658539.0267 | 1216462.4532 | 2658539.9176 | 1216463.3595
11 | 2658603.1327 | 1216407.8735 | 2658621.0152 | 1216420.8887 | 2658647.4141 | 1216438.6147 | 2658658.1995 | 1216446.3036
12 | 2658678.5149 | 1216516.1817 | 2658680.6702 | 1216512.4761 | 2658687.7773 | 1216508.5436 | 2658687.7773 | 1216508.5436
13 | 2658670.5002 | 1216455.8079 | 2658692.2033 | 1216472.3428 | 2658696.937 | 1216477.3702 | 2658694.0412 | 1216482.3114 | 2658691.9406 | 1216488.9948 | 2658690.6325 | 1216497.7095 | 2658688.5244 | 1216504.3818 | 2658687.7773 | 1216508.5436
14 | 2658670.5002 | 1216455.8079 | 2658661.7609 | 1216464.3494 | 2658655.0981 | 1216470.1875 | 2658648.7064 | 1216472.3926 | 2658643.2472 | 1216471.6607 | 2658640.5298 | 1216470.0441
15 | 2658670.5002 | 1216455.8079 | 2658660.5554 | 1216447.9831 | 2658658.1995 | 1216446.3036
16 | 2658515.311 | 1216665.5228 | 2658534.4228 | 1216666.8112 | 2658539.1267 | 1216667.9588
17 | 2658515.311 | 1216665.5228 | 2658515.3096 | 1216667.2128 | 2658514.6489 | 1216672.6429 | 2658514.355 | 1216675.5196 | 2658511.8715 | 1216682.5662 | 2658506.0056 | 1216689.2461 | 2658496.9005 | 1216697.9844 | 2658483.4342 | 1216708.6143 | 2658469.6226 | 1216721.1644 | 2658463.4317 | 1216728.4859 | 2658458.3579 | 1216736.4633 | 2658453.8078 | 1216740.5879 | 2658450.1637 | 1216741.6214
18 | 2658515.311 | 1216665.5228 | 2658502.4693 | 1216665.8859 | 2658496.3877 | 1216665.9152 | 2658490.9877 | 1216665.3508 | 2658486.0976 | 1216664.2406
19 | 2658357.6463 | 1216559.3237 | 2658374.3525 | 1216546.4705
20 | 2658547.2044 | 1216470.154 | 2658545.7922 | 1216469.335 | 2658539.9176 | 1216463.3595
21 | 2658401.4018 | 1216173.3266 | 2658406.1619 | 1216173.3732 | 2658414.384 | 1216173.4538
22 | 2658401.4018 | 1216173.3266 | 2658401.2199 | 1216185.2725
23 | 2658401.4018 | 1216173.3266 | 2658401.4621 | 1216169.4915 | 2658401.5032 | 1216166.4347
24 | 2658414.384 | 1216173.4538 | 2658414.4654 | 1216158.9569 | 2658413.1359 | 1216142.7672 | 2658412.1562 | 1216132.567
25 | 2658401.0891 | 1216210.2283 | 2658401.0184 | 1216198.5049 | 2658401.2199 | 1216185.2725
26 | 2658401.7142 | 1216150.738 | 2658401.5032 | 1216166.4347
27 | 2658353.1401 | 1216502.3558 | 2658346.0864 | 1216500.0854 | 2658342.0314 | 1216500.1569 | 2658333.2626 | 1216507.129
28 | 2658353.1401 | 1216502.3558 | 2658357.5297 | 1216503.7774 | 2658351.1242 | 1216526.7955 | 2658348.6907 | 1216536.511 | 2658348.2379 | 1216544.7672 | 2658349.5052 | 1216551.0278 | 2658353.8342 | 1216556.3068 | 2658357.6463 | 1216559.3237
29 | 2658353.1401 | 1216502.3558 | 2658361.0085 | 1216471.8363 | 2658369.2869 | 1216439.7754 | 2658378.0482 | 1216407.2524 | 2658388.2012 | 1216369.0728 | 2658394.4899 | 1216344.8307 | 2658395.8735 | 1216339.2297 | 2658397.2767 | 1216331.6276 | 2658398.3005 | 1216319.3524 | 2658400.0882 | 1216304.2717 | 2658400.7457 | 1216291.4147 | 2658400.9868 | 1216270.1402
30 | 2658325.0567 | 1216515.5002 | 2658329.1993 | 1216510.3598 | 2658333.2626 | 1216507.129
31 | 2658357.6463 | 1216559.3237 | 2658369.8136 | 1216568.9376 | 2658376.4692 | 1216573.8503
32 | 2658316.4918 | 1216590.8515 | 2658357.6463 | 1216559.3237
33 | 2658400.9868 | 1216270.1402 | 2658401.1386 | 1216256.7418 | 2658401.151 | 1216236.7679
34 | 2658401.7142 | 1216150.738 | 2658400.1137 | 1216150.5778 | 2658396.8209 | 1216150.3343 | 2658393.4816 | 1216149.401 | 2658375.9355 | 1216138.4325
35 | 2658265.04 | 1216611.0054 | 2658260.8706 | 1216614.2444 | 2658261.2765 | 1216616.2163 | 2658261.0139 | 1216619.0043 | 2658259.6781 | 1216622.0709 | 2658256.5572 | 1216625.2312 | 2658250.5031 | 1216629.9971
36 | 2658265.04 | 1216611.0054 | 2658245.9367 | 1216586.416
37 | 2658242.663 | 1216636.1689 | 2658250.5031 | 1216629.9971
38 | 2658230.6699 | 1216566.7647 | 2658245.9367 | 1216586.416
39 | 2658342.9102 | 1216612.8012 | 2658340.9064 | 1216610.4135 | 2658325.4402 | 1216595.0083 | 2658316.4918 | 1216590.8515
40 | 2658316.4918 | 1216590.8515 | 2658293.6637 | 1216608.3429
41 | 2658342.9102 | 1216612.8012 | 2658320.6198 | 1216629.7858
42 | 2658258.1799 | 1216635.5312 | 2658293.6637 | 1216608.3429
43 | 2658399.7611 | 1216591.2128 | 2658392.8789 | 1216585.9627 | 2658376.4692 | 1216573.8503
44 | 2658208.1176 | 1216673.6101 | 2658205.2972 | 1216670.1137 | 2658208.9394 | 1216667.2031 | 2658228.4535 | 1216652.1844 | 2658234.2268 | 1216647.9604 | 2658245.1734 | 1216639.5399 | 2658242.663 | 1216636.1689
45 | 2658208.1176 | 1216673.6101 | 2658204.0485 | 1216676.7056
46 | 2658242.663 | 1216636.1689 | 2658245.1734 | 1216639.5399 | 2658247.9685 | 1216643.3029 | 2658258.1799 | 1216635.5312
47 | 2658258.1799 | 1216635.5312 | 2658266.5695 | 1216647.1301
48 | 2658268.2613 | 1216649.4691 | 2658266.5695 | 1216647.1301
49 | 2658412.8055 | 1216750.4588 | 2658423.63 | 1216747.5186 | 2658433.1519 | 1216745.0437 | 2658433.1519 | 1216745.0437
50 | 2658412.8055 | 1216750.4588 | 2658413.3915 | 1216758.4875
51 | 2658434.416 | 1216744.8493 | 2658433.1519 | 1216745.0437
52 | 2658415.9092 | 1216780.1197 | 2658415.4378 | 1216777.7792 | 2658413.8027 | 1216764.1214 | 2658413.3915 | 1216758.4875
53 | 2658470.5481 | 1216659.3355 | 2658464.7577 | 1216656.7772 | 2658460.997 | 1216652.4236
54 | 2658470.5481 | 1216659.3355 | 2658481.7233 | 1216663.2475 | 2658486.0976 | 1216664.2406
55 | 2658441.9198 | 1216624.3556 | 2658441.9198 | 1216624.3556 | 2658451.5903 | 1216636.9359 | 2658459.6531 | 1216650.8679 | 2658460.997 | 1216652.4236
56 | 2658557.6629 | 1216476.1642 | 2658555.7573 | 1216475.1142 | 2658547.2044 | 1216470.154
57 | 2658557.6629 | 1216476.1642 | 2658559.9109 | 1216477.4029
58 | 2658401.151 | 1216236.7679 | 2658401.1601 | 1216222.0096 | 2658401.0891 | 1216210.2283
59 | 2658325.0567 | 1216515.5002 | 2658310.5641 | 1216502.9841 | 2658305.2013 | 1216497.0503 | 2658304.6463 | 1216494.5588
60 | 2658325.0567 | 1216515.5002 | 2658322.0056 | 1216519.2838 | 2658320.275 | 1216523.1593
61 | 2658304.6463 | 1216494.5588 | 2658303.2158 | 1216488.1365 | 2658302.7276 | 1216475.4074
62 | 2658314.0305 | 1216540.59 | 2658316.7116 | 1216531.1393 | 2658320.275 | 1216523.1593
63 | 2658302.7276 | 1216475.4074 | 2658302.6969 | 1216474.6056
64 | 2658314.0305 | 1216540.59 | 2658312.3856 | 1216546.3882
65 | 2658230.6699 | 1216566.7647 | 2658202.1778 | 1216589.2694
66 | 2658207.3098 | 1216561.2222 | 2658220.8077 | 1216561.3207 | 2658225.1201 | 1216562.0966 | 2658228.7207 | 1216564.233 | 2658230.6699 | 1216566.7647
67 | 2658195.9529 | 1216594.1862 | 2658202.1778 | 1216589.2694
68 | 2658207.3098 | 1216561.2222 | 2658206.5556 | 1216549.1211
69 | 2658207.3098 | 1216561.2222 | 2658191.6039 | 1216561.787
70 | 2658195.9529 | 1216594.1862 | 2658185.788 | 1216602.215 | 2658184.0584 | 1216600.5193 | 2658184.0584 | 1216600.5193
71 | 2658203.2486 | 1216523.3493 | 2658205.4523 | 1216531.4191 | 2658206.5556 | 1216549.1211
72 | 2658190.9079 | 1216561.812 | 2658191.6039 | 1216561.787
73 | 2658399.7611 | 1216591.2128 | 2658419.2393 | 1216606.0716
74 | 2658441.9198 | 1216624.3556 | 2658421.8164 | 1216608.0375 | 2658419.2393 | 1216606.0716
75 | 2658312.2292 | 1216546.9394 | 2658312.3856 | 1216546.3882
76 | 2658268.2613 | 1216649.4691 | 2658273.5436 | 1216656.7721 | 2658274.4659 | 1216660.2833 | 2658273.6408 | 1216663.1325 | 2658259.7396 | 1216675.6438
77 | 2658302.4536 | 1216468.2613 | 2658302.6969 | 1216474.6056
78 | 2658184.0584 | 1216600.5193 | 2658172.7258 | 1216607.2685 | 2658169.9011 | 1216609.174
79 | 2658169.9011 | 1216609.174 | 2658159.9808 | 1216615.8661
80 | 2658127.75 | 1216623.7512 | 2658135.5093 | 1216629.0429
81 | 2658119.3318 | 1216618.01 | 2658127.75 | 1216623.7512
82 | 2658171.5498 | 1216562.5082 | 2658190.9079 | 1216561.812
83 | 2658158.6632 | 1216585.6847 | 2658161.4773 | 1216571.1699 | 2658164.4632 | 1216565.4956 | 2658170.5962 | 1216562.5425 | 2658171.5498 | 1216562.5082
84 | 2658119.3318 | 1216618.01 | 2658124.9389 | 1216610.5823 | 2658128.7362 | 1216601.1135 | 2658129.5961 | 1216595.6256
85 | 2658119.3318 | 1216618.01 | 2658114.9904 | 1216624.0117
86 | 2658129.5961 | 1216595.6256 | 2658130.3069 | 1216591.0893 | 2658131.963 | 1216572.8931
87 | 2658114.9904 | 1216624.0117 | 2658088.4571 | 1216615.4186
88 | 2658132.4897 | 1216567.6746 | 2658132.3562 | 1216568.5733 | 2658131.963 | 1216572.8931
89 | 2658132.4897 | 1216567.6746 | 2658135.6215 | 1216546.5826
90 | 2658137.0856 | 1216536.7221 | 2658135.6215 | 1216546.5826
91 | 2658152.9936 | 1216499.1431 | 2658138.0626 | 1216530.7391 | 2658137.5798 | 1216533.5361 | 2658137.2479 | 1216535.6452 | 2658137.0856 | 1216536.7221
92 | 2658152.9936 | 1216499.1431 | 2658163.338 | 1216498.5272
93 | 2658152.9936 | 1216499.1431 | 2658170.7312 | 1216462.5749
94 | 2658173.9692 | 1216497.8943 | 2658163.338 | 1216498.5272
95 | 2658170.7312 | 1216462.5749 | 2658181.4044 | 1216440.5709
96 | 2658434.416 | 1216744.8493 | 2658443.9564 | 1216743.3819 | 2658450.1637 | 1216741.6214
97 | 2658092.1308 | 1216286.0605 | 2658092.1464 | 1216285.9972 | 2658105.8107 | 1216283.8957 | 2658119.3717 | 1216285.5026
98 | 2658128.0995 | 1216286.5368 | 2658119.3717 | 1216285.5026
99 | 2658128.0995 | 1216286.5368 | 2658162.5079 | 1216289.0618
100 | 2658128.0995 | 1216286.5368 | 2658129.9133 | 1216295.182 | 2658129.9413 | 1216304.8008
101 | 2658179.4718 | 1216290.3067 | 2658162.5079 | 1216289.0618
102 | 2658119.3734 | 1216337.7683 | 2658126.2827 | 1216322.5633 | 2658128.7232 | 1216315.9942 | 2658129.9447 | 1216305.9667 | 2658129.9413 | 1216304.8008
103 | 2658175.5903 | 1216266.5432 | 2658175.252 | 1216264.472 | 2658161.8865 | 1216221.9378 | 2658158.4008 | 1216213.4253
104 | 2658179.4718 | 1216290.3067 | 2658175.5903 | 1216266.5432
105 | 2658149.3829 | 1216191.3702 | 2658153.5585 | 1216201.5996 | 2658158.4008 | 1216213.4253
106 | 2658179.4718 | 1216290.3067 | 2658199.2387 | 1216339.7076
107 | 2658199.2387 | 1216339.7076 | 2658213.9881 | 1216386.6248 | 2658214.633 | 1216396.7818 | 2658213.8805 | 1216416.2975 | 2658212.8451 | 1216427.3419
108 | 2658192.9446 | 1216496.7647 | 2658193.0314 | 1216488.6494 | 2658195.4562 | 1216481.3575 | 2658207.2909 | 1216460.5492 | 2658210.7107 | 1216450.1095 | 2658212.8451 | 1216427.3419
109 | 2658233.1141 | 1216492.2318 | 2658233.1141 | 1216492.2318 | 2658233.1149 | 1216492.1432
110 | 2658233.1149 | 1216492.1432 | 2658233.2267 | 1216480.1852
111 | 2658233.1141 | 1216492.2318 | 2658223.2318 | 1216492.8033
112 | 2658233.3946 | 1216462.2265 | 2658233.2267 | 1216480.1852
113 | 2658215.0942 | 1216493.2738 | 2658223.2318 | 1216492.8033
114 | 2658233.3946 | 1216462.2265 | 2658233.3961 | 1216462.0622
115 | 2658215.0942 | 1216493.2738 | 2658208.9937 | 1216493.6266
116 | 2658233.3961 | 1216462.0622 | 2658233.5143 | 1216449.418
117 | 2658192.9446 | 1216496.7647 | 2658203.3431 | 1216493.9533 | 2658208.9937 | 1216493.6266
118 | 2658192.9446 | 1216496.7647 | 2658194.4138 | 1216501.8043 | 2658197.1542 | 1216508.4779
119 | 2658192.9446 | 1216496.7647 | 2658173.9692 | 1216497.8943
120 | 2658203.2486 | 1216523.3493 | 2658203.2239 | 1216523.259 | 2658197.1542 | 1216508.4779
121 | 2658233.5304 | 1216447.6968 | 2658233.5143 | 1216449.418
122 | 2658233.6171 | 1216438.426 | 2658233.5304 | 1216447.6968

## bus_geodata
| x | y | coords
0 | 2658578.82 | 1216383.6643
1 | 2658602.6447 | 1216365.731
2 | 2658574.0987 | 1216387.2182
3 | 2658620.2489 | 1216352.4799
4 | 2658545.7467 | 1216409.042
5 | 2658578.306 | 1216390.1946
6 | 2658528.1256 | 1216429.0591
7 | 2658501.3332 | 1216376.7493
8 | 2658603.1327 | 1216407.8735
9 | 2658614.5709 | 1216362.2621
10 | 2658678.5149 | 1216516.1817
11 | 2658687.7773 | 1216508.5436
12 | 2658670.5002 | 1216455.8079
13 | 2658640.5298 | 1216470.0441
14 | 2658658.1995 | 1216446.3036
15 | 2658539.1267 | 1216667.9588
16 | 2658515.311 | 1216665.5228
17 | 2658374.3525 | 1216546.4705
18 | 2658539.9176 | 1216463.3595
19 | 2658401.4018 | 1216173.3266
20 | 2658414.384 | 1216173.4538
21 | 2658401.2199 | 1216185.2725
22 | 2658401.5032 | 1216166.4347
23 | 2658353.1401 | 1216502.3558
24 | 2658333.2626 | 1216507.129
25 | 2658357.6463 | 1216559.3237
26 | 2658400.9868 | 1216270.1402
27 | 2658412.1562 | 1216132.567
28 | 2658401.7142 | 1216150.738
29 | 2658375.9354 | 1216138.4325
30 | 2658265.04 | 1216611.0054
31 | 2658250.5031 | 1216629.9971
32 | 2658245.9368 | 1216586.4159
33 | 2658316.4918 | 1216590.8515
34 | 2658342.9102 | 1216612.8012
35 | 2658293.6637 | 1216608.3429
36 | 2658376.4692 | 1216573.8503
37 | 2658208.1176 | 1216673.6101
38 | 2658242.663 | 1216636.1689
39 | 2658204.0485 | 1216676.7056
40 | 2658258.1799 | 1216635.5312
41 | 2658266.5695 | 1216647.1301
42 | 2658320.6198 | 1216629.7858
43 | 2658412.8055 | 1216750.4588
44 | 2658433.1519 | 1216745.0437
45 | 2658413.3915 | 1216758.4875
46 | 2658470.5481 | 1216659.3355
47 | 2658460.9969 | 1216652.4236
48 | 2658486.0976 | 1216664.2406
49 | 2658547.2044 | 1216470.154
50 | 2658557.6629 | 1216476.1642
51 | 2658559.9109 | 1216477.4029
52 | 2658401.151 | 1216236.7679
53 | 2658401.0891 | 1216210.2283
54 | 2658325.0567 | 1216515.5002
55 | 2658304.6463 | 1216494.5588
56 | 2658320.275 | 1216523.1593
57 | 2658302.7276 | 1216475.4074
58 | 2658314.0305 | 1216540.59
59 | 2658230.6699 | 1216566.7647
60 | 2658202.1778 | 1216589.2694
61 | 2658207.3098 | 1216561.2222
62 | 2658195.9529 | 1216594.1862
63 | 2658206.5556 | 1216549.1211
64 | 2658191.6039 | 1216561.787
65 | 2658399.7611 | 1216591.2128
66 | 2658419.2393 | 1216606.0716
67 | 2658441.9198 | 1216624.3556
68 | 2658312.3856 | 1216546.3882
69 | 2658312.2292 | 1216546.9394
70 | 2658268.2613 | 1216649.4691
71 | 2658302.6969 | 1216474.6056
72 | 2658302.4536 | 1216468.2613
73 | 2658259.7396 | 1216675.6438
74 | 2658184.0584 | 1216600.5193
75 | 2658169.9011 | 1216609.174
76 | 2658159.9808 | 1216615.8661
77 | 2658135.5092 | 1216629.0429
78 | 2658127.75 | 1216623.7512
79 | 2658190.9079 | 1216561.812
80 | 2658171.5498 | 1216562.5082
81 | 2658158.6632 | 1216585.6847
82 | 2658119.3318 | 1216618.01
83 | 2658129.5961 | 1216595.6256
84 | 2658114.9904 | 1216624.0117
85 | 2658088.4571 | 1216615.4186
86 | 2658131.963 | 1216572.8931
87 | 2658132.4897 | 1216567.6746
88 | 2658135.6215 | 1216546.5826
89 | 2658137.0856 | 1216536.7221
90 | 2658152.9936 | 1216499.1431
91 | 2658163.338 | 1216498.5272
92 | 2658170.7312 | 1216462.5749
93 | 2658450.1637 | 1216741.6214
94 | 2658434.416 | 1216744.8493
95 | 2658415.9092 | 1216780.1197
96 | 2658092.1308 | 1216286.0605
97 | 2658119.3717 | 1216285.5026
98 | 2658128.0995 | 1216286.5368
99 | 2658162.5079 | 1216289.0618
100 | 2658129.9413 | 1216304.8008
101 | 2658119.3734 | 1216337.7683
102 | 2658175.5903 | 1216266.5432
103 | 2658158.4008 | 1216213.4253
104 | 2658179.4718 | 1216290.3067
105 | 2658149.3829 | 1216191.3702
106 | 2658199.2387 | 1216339.7076
107 | 2658212.8451 | 1216427.3419
108 | 2658233.1149 | 1216492.1432
109 | 2658233.1141 | 1216492.2318
110 | 2658233.2267 | 1216480.1852
111 | 2658223.2318 | 1216492.8033
112 | 2658233.3946 | 1216462.2265
113 | 2658215.0942 | 1216493.2738
114 | 2658233.3961 | 1216462.0622
115 | 2658208.9937 | 1216493.6266
116 | 2658192.9446 | 1216496.7647
117 | 2658197.1542 | 1216508.4779
118 | 2658173.9692 | 1216497.8943
119 | 2658203.2486 | 1216523.3493
120 | 2658233.5143 | 1216449.418
121 | 2658233.5304 | 1216447.6968
122 | 2658233.6171 | 1216438.426
123 | 2658181.4044 | 1216440.5709
124 | 2658207.3098 | 1216561.2222

## line_std_types
| c_nf_per_km | r_ohm_per_km | x_ohm_per_km | max_i_ka | type | q_mm2 | alpha | voltage_rating
NAYY 4x50 SE | 210 | 0.642 | 0.083 | 0.142 | cs | 50 | 0.00403 | LV
NAYY 4x120 SE | 264 | 0.225 | 0.08 | 0.242 | cs | 120 | 0.00403 | LV
NAYY 4x150 SE | 261 | 0.208 | 0.08 | 0.27 | cs | 150 | 0.00403 | LV
NA2XS2Y 1x95 RM/25 12/20 kV | 216 | 0.313 | 0.132 | 0.252 | cs | 95 | 0.00403 | MV
NA2XS2Y 1x185 RM/25 12/20 kV | 273 | 0.161 | 0.117 | 0.362 | cs | 185 | 0.00403 | MV
NA2XS2Y 1x240 RM/25 12/20 kV | 304 | 0.122 | 0.112 | 0.421 | cs | 240 | 0.00403 | MV
NA2XS2Y 1x95 RM/25 6/10 kV | 315 | 0.313 | 0.123 | 0.249 | cs | 95 | 0.00403 | MV
NA2XS2Y 1x185 RM/25 6/10 kV | 406 | 0.161 | 0.11 | 0.358 | cs | 185 | 0.00403 | MV
NA2XS2Y 1x240 RM/25 6/10 kV | 456 | 0.122 | 0.105 | 0.416 | cs | 240 | 0.00403 | MV
NA2XS2Y 1x150 RM/25 12/20 kV | 250 | 0.206 | 0.116 | 0.319 | cs | 150 | 0.00403 | MV
NA2XS2Y 1x120 RM/25 12/20 kV | 230 | 0.253 | 0.119 | 0.283 | cs | 120 | 0.00403 | MV
NA2XS2Y 1x70 RM/25 12/20 kV | 190 | 0.443 | 0.132 | 0.22 | cs | 70 | 0.00403 | MV
NA2XS2Y 1x150 RM/25 6/10 kV | 360 | 0.206 | 0.11 | 0.315 | cs | 150 | 0.00403 | MV
NA2XS2Y 1x120 RM/25 6/10 kV | 340 | 0.253 | 0.113 | 0.28 | cs | 120 | 0.00403 | MV
NA2XS2Y 1x70 RM/25 6/10 kV | 280 | 0.443 | 0.123 | 0.217 | cs | 70 | 0.00403 | MV
N2XS(FL)2Y 1x120 RM/35 64/110 kV | 112 | 0.153 | 0.166 | 0.366 | cs | 120 | 0.00393 | HV
N2XS(FL)2Y 1x185 RM/35 64/110 kV | 125 | 0.099 | 0.156 | 0.457 | cs | 185 | 0.00393 | HV
N2XS(FL)2Y 1x240 RM/35 64/110 kV | 135 | 0.075 | 0.149 | 0.526 | cs | 240 | 0.00393 | HV
N2XS(FL)2Y 1x300 RM/35 64/110 kV | 144 | 0.06 | 0.144 | 0.588 | cs | 300 | 0.00393 | HV
15-AL1/3-ST1A 0.4 | 11 | 1.8769 | 0.35 | 0.105 | ol | 16 | 0.00403 | LV
24-AL1/4-ST1A 0.4 | 11.25 | 1.2012 | 0.335 | 0.14 | ol | 24 | 0.00403 | LV
48-AL1/8-ST1A 0.4 | 12.2 | 0.5939 | 0.3 | 0.21 | ol | 48 | 0.00403 | LV
94-AL1/15-ST1A 0.4 | 13.2 | 0.306 | 0.29 | 0.35 | ol | 94 | 0.00403 | LV
34-AL1/6-ST1A 10.0 | 9.7 | 0.8342 | 0.36 | 0.17 | ol | 34 | 0.00403 | MV
48-AL1/8-ST1A 10.0 | 10.1 | 0.5939 | 0.35 | 0.21 | ol | 48 | 0.00403 | MV
70-AL1/11-ST1A 10.0 | 10.4 | 0.4132 | 0.339 | 0.29 | ol | 70 | 0.00403 | MV
94-AL1/15-ST1A 10.0 | 10.75 | 0.306 | 0.33 | 0.35 | ol | 94 | 0.00403 | MV
122-AL1/20-ST1A 10.0 | 11.1 | 0.2376 | 0.323 | 0.41 | ol | 122 | 0.00403 | MV
149-AL1/24-ST1A 10.0 | 11.25 | 0.194 | 0.315 | 0.47 | ol | 149 | 0.00403 | MV
34-AL1/6-ST1A 20.0 | 9.15 | 0.8342 | 0.382 | 0.17 | ol | 34 | 0.00403 | MV
48-AL1/8-ST1A 20.0 | 9.5 | 0.5939 | 0.372 | 0.21 | ol | 48 | 0.00403 | MV
70-AL1/11-ST1A 20.0 | 9.7 | 0.4132 | 0.36 | 0.29 | ol | 70 | 0.00403 | MV
94-AL1/15-ST1A 20.0 | 10 | 0.306 | 0.35 | 0.35 | ol | 94 | 0.00403 | MV
122-AL1/20-ST1A 20.0 | 10.3 | 0.2376 | 0.344 | 0.41 | ol | 122 | 0.00403 | MV
149-AL1/24-ST1A 20.0 | 10.5 | 0.194 | 0.337 | 0.47 | ol | 149 | 0.00403 | MV
184-AL1/30-ST1A 20.0 | 10.75 | 0.1571 | 0.33 | 0.535 | ol | 184 | 0.00403 | MV
243-AL1/39-ST1A 20.0 | 11 | 0.1188 | 0.32 | 0.645 | ol | 243 | 0.00403 | MV
48-AL1/8-ST1A 110.0 | 8 | 0.5939 | 0.46 | 0.21 | ol | 48 | 0.00403 | HV
70-AL1/11-ST1A 110.0 | 8.4 | 0.4132 | 0.45 | 0.29 | ol | 70 | 0.00403 | HV
94-AL1/15-ST1A 110.0 | 8.65 | 0.306 | 0.44 | 0.35 | ol | 94 | 0.00403 | HV
122-AL1/20-ST1A 110.0 | 8.5 | 0.2376 | 0.43 | 0.41 | ol | 122 | 0.00403 | HV
149-AL1/24-ST1A 110.0 | 8.75 | 0.194 | 0.41 | 0.47 | ol | 149 | 0.00403 | HV
184-AL1/30-ST1A 110.0 | 8.8 | 0.1571 | 0.4 | 0.535 | ol | 184 | 0.00403 | HV
243-AL1/39-ST1A 110.0 | 9 | 0.1188 | 0.39 | 0.645 | ol | 243 | 0.00403 | HV
305-AL1/39-ST1A 110.0 | 9.2 | 0.0949 | 0.38 | 0.74 | ol | 305 | 0.00403 | HV
490-AL1/64-ST1A 110.0 | 9.75 | 0.059 | 0.37 | 0.96 | ol | 490 | 0.00403 | HV
679-AL1/86-ST1A 110.0 | 9.95 | 0.042 | 0.36 | 1.15 | ol | 679 | 0.00403 | HV
490-AL1/64-ST1A 220.0 | 10 | 0.059 | 0.285 | 0.96 | ol | 490 | 0.00403 | HV
679-AL1/86-ST1A 220.0 | 11.7 | 0.042 | 0.275 | 1.15 | ol | 679 | 0.00403 | HV
490-AL1/64-ST1A 380.0 | 11 | 0.059 | 0.253 | 0.96 | ol | 490 | 0.00403 | HV
679-AL1/86-ST1A 380.0 | 14.6 | 0.042 | 0.25 | 1.15 | ol | 679 | 0.00403 | HV

## trafo_std_types
| i0_percent | pfe_kw | vkr_percent | sn_mva | vn_lv_kv | vn_hv_kv | vk_percent | shift_degree | vector_group | tap_side | tap_neutral | tap_min | tap_max | tap_step_degree | tap_step_percent | tap_phase_shifter
160 MVA 380/110 kV | 0.06 | 60 | 0.25 | 160 | 110 | 380 | 12.2 | 0 | Yy0 | hv | 0 | -9 | 9 | 0 | 1.5 | FALSE
100 MVA 220/110 kV | 0.06 | 55 | 0.26 | 100 | 110 | 220 | 12 | 0 | Yy0 | hv | 0 | -9 | 9 | 0 | 1.5 | FALSE
63 MVA 110/20 kV | 0.04 | 22 | 0.32 | 63 | 20 | 110 | 18 | 150 | YNd5 | hv | 0 | -9 | 9 | 0 | 1.5 | FALSE
40 MVA 110/20 kV | 0.05 | 18 | 0.34 | 40 | 20 | 110 | 16.2 | 150 | YNd5 | hv | 0 | -9 | 9 | 0 | 1.5 | FALSE
25 MVA 110/20 kV | 0.07 | 14 | 0.41 | 25 | 20 | 110 | 12 | 150 | YNd5 | hv | 0 | -9 | 9 | 0 | 1.5 | FALSE
63 MVA 110/10 kV | 0.04 | 22 | 0.32 | 63 | 10 | 110 | 18 | 150 | YNd5 | hv | 0 | -9 | 9 | 0 | 1.5 | FALSE
40 MVA 110/10 kV | 0.05 | 18 | 0.34 | 40 | 10 | 110 | 16.2 | 150 | YNd5 | hv | 0 | -9 | 9 | 0 | 1.5 | FALSE
25 MVA 110/10 kV | 0.07 | 14 | 0.41 | 25 | 10 | 110 | 12 | 150 | YNd5 | hv | 0 | -9 | 9 | 0 | 1.5 | FALSE
0.25 MVA 20/0.4 kV | 0.32 | 0.8 | 1.44 | 0.25 | 0.4 | 20 | 6 | 150 | Yzn5 | hv | 0 | -2 | 2 | 0 | 2.5 | FALSE
0.4 MVA 20/0.4 kV | 0.3375 | 1.35 | 1.425 | 0.4 | 0.4 | 20 | 6 | 150 | Dyn5 | hv | 0 | -2 | 2 | 0 | 2.5 | FALSE
0.63 MVA 20/0.4 kV | 0.2619 | 1.65 | 1.206 | 0.63 | 0.4 | 20 | 6 | 150 | Dyn5 | hv | 0 | -2 | 2 | 0 | 2.5 | FALSE
0.25 MVA 10/0.4 kV | 0.24 | 0.6 | 1.2 | 0.25 | 0.4 | 10 | 4 | 150 | Dyn5 | hv | 0 | -2 | 2 | 0 | 2.5 | FALSE
0.4 MVA 10/0.4 kV | 0.2375 | 0.95 | 1.325 | 0.4 | 0.4 | 10 | 4 | 150 | Dyn5 | hv | 0 | -2 | 2 | 0 | 2.5 | FALSE
0.63 MVA 10/0.4 kV | 0.1873 | 1.18 | 1.0794 | 0.63 | 0.4 | 10 | 4 | 150 | Dyn5 | hv | 0 | -2 | 2 | 0 | 2.5 | FALSE

## trafo3w_std_types
| sn_hv_mva | sn_mv_mva | sn_lv_mva | vn_hv_kv | vn_mv_kv | vn_lv_kv | vk_hv_percent | vk_mv_percent | vk_lv_percent | vkr_hv_percent | vkr_mv_percent | vkr_lv_percent | pfe_kw | i0_percent | shift_mv_degree | shift_lv_degree | vector_group | tap_side | tap_neutral | tap_min | tap_max | tap_step_percent
63/25/38 MVA 110/20/10 kV | 63 | 25 | 38 | 110 | 20 | 10 | 10.4 | 10.4 | 10.4 | 0.28 | 0.32 | 0.35 | 35 | 0.89 | 0 | 0 | YN0yn0yn0 | hv | 0 | -10 | 10 | 1.2
63/25/38 MVA 110/10/10 kV | 63 | 25 | 38 | 110 | 10 | 10 | 10.4 | 10.4 | 10.4 | 0.28 | 0.32 | 0.35 | 35 | 0.89 | 0 | 0 | YN0yn0yn0 | hv | 0 | -10 | 10 | 1.2

## fuse_std_types
| fuse_type | i_rated_a | t_avg | t_min | t_total | x_avg | x_min | x_total
HV 100A | HV 100A | 100 | 0 | [10.0, 3.64, 0.854, 0.281, 0.1, 0.0531, 0.022, 0.01] | [10.0, 4.267, 1.21, 0.403, 0.1, 0.058, 0.022, 0.01] | 0 | [300.0, 350.0, 450.0, 550.0, 700.0, 850.0, 1200.0, 1752.0] | [600.0, 700.0, 900.0, 1150.0, 1665.0, 2000.0, 3000.0, 4313.0]
HV 10A | HV 10A | 10 | 0 | [10.0, 1675.0, 0.344, 0.156, 0.1, 0.0417, 0.0171, 0.01] | [10.0, 1.3, 0.3, 0.155, 0.1, 0.0555, 0.023, 0.01] | 0 | [30.0, 32.0, 35.0, 37.0, 39.0, 50.0, 70.0, 88.0] | [60.0, 70.0, 80.0, 87.0, 94.0, 110.0, 150.0, 216.0]
HV 125A | HV 125A | 125 | 0 | [10.0, 1.82, 0.344, 0.1, 0.0467, 0.0269, 0.01] | [10.0, 2.478, 0.426, 0.1, 0.0427, 0.0211, 0.01] | 0 | [375.0, 500.0, 700.0, 925.0, 1200.0, 1500.0, 2341.0] | [750.0, 1000.0, 1500.0, 2200.0, 3000.0, 4000.0, 5765.0]
HV 160A | HV 160A | 160 | 0 | [10.0, 4.15, 1.03, 0.198, 0.1, 0.051, 0.0172, 0.01] | [10.0, 2.3, 0.734, 0.274, 0.1, 0.046, 0.0177, 0.01] | 0 | [480.0, 550.0, 700.0, 1000.0, 1260.0, 1600.0, 2500.0, 3227.0] | [960.0, 1300.0, 1700.0, 2200.0, 2996.0, 4000.0, 6000.0, 7946.0]
HV 16A | HV 16A | 16 | 0 | [10.0, 0.352, 0.164, 0.1, 0.0649, 0.0342, 0.01] | [10.0, 2.34, 0.722, 0.181, 0.1, 0.055, 0.0296, 0.01] | 0 | [48.0, 60.0, 65.0, 71.0, 80.0, 100.0, 162.0] | [96.0, 110.0, 125.0, 150.0, 168.0, 200.0, 250.0, 398.0]
HV 200A | HV 200A | 200 | 0 | [10.0, 4.267, 1.21, 0.403, 0.1, 0.058, 0.022, 0.01] | [10.0, 3.73, 1.654, 0.328, 0.1, 0.0531, 0.019, 0.01] | 0 | [600.0, 700.0, 900.0, 1150.0, 1665.0, 2000.0, 3000.0, 4313.0] | [1200.0, 1500.0, 1800.0, 2700.0, 3960.0, 5000.0, 7500.0, 10620.0]
HV 20A | HV 20A | 20 | 0 | [10.0, 1.3, 0.3, 0.155, 0.1, 0.0555, 0.023, 0.01] | [10.0, 1.3, 0.161, 0.1, 0.0611, 0.0399, 0.0141, 0.01] | 0 | [60.0, 70.0, 80.0, 87.0, 94.0, 110.0, 150.0, 216.0] | [120.0, 150.0, 200.0, 223.0, 260.0, 300.0, 450.0, 532.0]
HV 25A | HV 25A | 25 | 0 | [10.0, 2.512, 0.833, 0.299, 0.1, 0.0372, 0.0223, 0.01] | [10.0, 3.125, 0.597, 0.198, 0.1, 0.0378, 0.022, 0.01] | 0 | [75.0, 82.0, 90.0, 100.0, 124.0, 170.0, 200.0, 289.0] | [150.0, 170.0, 210.0, 250.0, 294.0, 400.0, 500.0, 711.0]
HV 31.5A | HV 31.5A | 31.5 | 0 | [10.0, 2.34, 0.722, 0.181, 0.1, 0.055, 0.0296, 0.01] | [10.0, 2.84, 0.368, 0.164, 0.1, 0.0621, 0.0378, 0.0195, 0.01] | 0 | [95.0, 110.0, 125.0, 150.0, 165.0, 200.0, 250.0, 390.0] | [189.0, 220.0, 300.0, 350.0, 393.0, 450.0, 530.0, 700.0, 960.0]
HV 40A | HV 40A | 40 | 0 | [10.0, 1.3, 0.161, 0.1, 0.0611, 0.0399, 0.0141, 0.01] | [10.0, 2.05, 0.369, 0.198, 0.1, 0.051, 0.0298, 0.01] | 0 | [120.0, 150.0, 200.0, 223.0, 260.0, 300.0, 450.0, 532.0] | [240.0, 300.0, 400.0, 450.0, 530.0, 650.0, 800.0, 1311.0]
HV 50A | HV 50A | 50 | 0 | [10.0, 3.215, 0.597, 0.198, 0.1, 0.0378, 0.022, 0.01] | [10.0, 3.64, 0.854, 0.281, 0.1, 0.0531, 0.022, 0.01] | 0 | [150.0, 170.0, 210.0, 250.0, 294.0, 400.0, 500.0, 711.0] | [300.0, 350.0, 450.0, 550.0, 700.0, 850.0, 1200.0, 1752.0]
HV 6.3A | HV 6.3A | 6.3 | 0 | [10.0, 1.39, 0.344, 0.168, 0.1, 0.056, 0.0263, 0.01] | [10.0, 1.711, 0.516, 0.198, 0.1, 0.0634, 0.0303, 0.01] | 0 | [19.0, 19.5, 20.4, 20.8, 22.0, 25.0, 32.0, 48.0] | [38.0, 40.0, 43.0, 48.0, 53.0, 60.0, 75.0, 118.0]
HV 63A | HV 63A | 63 | 0 | [10.0, 2.84, 0.368, 0.164, 0.1, 0.0621, 0.0378, 0.0195, 0.01] | [10.0, 1.82, 0.344, 0.1, 0.0467, 0.0269, 0.01] | 0 | [189.0, 220.0, 300.0, 350.0, 393.0, 450.0, 530.0, 700.0, 961.0] | [378.0, 500.0, 700.0, 934.0, 1200.0, 1500.0, 2366.0]
HV 80A | HV 80A | 80 | 0 | [10.0, 2.05, 0.369, 0.198, 0.1, 0.051, 0.0298, 0.01] | [10.0, 4.15, 1.03, 0.198, 0.1, 0.051, 0.0172, 0.01] | 0 | [240.0, 300.0, 400.0, 450.0, 530.0, 650.0, 800.0, 1311.0] | [480.0, 550.0, 700.0, 1000.0, 1260.0, 1600.0, 2500.0, 3227.0]
Siemens NH-1-100 | Siemens NH-1-100 | 100 | [5400.0, 2000.0, 400.0, 20.0, 1.0, 0.2, 0.012, 0.004] | 0 | 0 | [150.0, 190.0, 250.0, 430.0, 900.0, 1250.0, 2700.0, 3600.0] | 0 | 0
Siemens NH-1-125 | Siemens NH-1-125 | 125 | [4800.0, 120.0, 7.0, 0.1, 0.004] | 0 | 0 | [180.0, 400.0, 740.0, 2000.0, 4250.0] | 0 | 0
Siemens NH-1-16 | Siemens NH-1-16 | 16 | [4000.0, 400.0, 2.0, 0.1, 0.04, 0.01] | 0 | 0 | [26.0, 35.0, 75.0, 150.0, 200.0, 300.0] | 0 | 0
Siemens NH-1-160 | Siemens NH-1-160 | 160 | [4800.0, 120.0, 7.0, 0.1, 0.004] | 0 | 0 | [210.0, 500.0, 900.0, 2300.0, 5000.0] | 0 | 0
Siemens NH-1-25 | Siemens NH-1-25 | 25 | [4000.0, 1000.0, 10.0, 0.2, 0.02, 0.01] | 0 | 0 | [40.0, 50.0, 100.0, 210.0, 400.0, 500.0] | 0 | 0
Siemens NH-1-50 | Siemens NH-1-50 | 50 | [4000.0, 40.0, 4.0, 1.0, 0.02, 0.01] | 0 | 0 | [86.0, 200.0, 300.0, 400.0, 1000.0, 1280.0] | 0 | 0
Siemens NH-1-63 | Siemens NH-1-63 | 63 | [4000.0, 100.0, 10.0, 2.0, 0.04, 0.01] | 0 | 0 | [100.0, 200.0, 300.0, 400.0, 1000.0, 1500.0] | 0 | 0
Siemens NH-1-80 | Siemens NH-1-80 | 80 | [4800.0, 120.0, 7.0, 0.1, 0.01] | 0 | 0 | [150.58, 250.0, 450.0, 1150.0, 2470.0] | 0 | 0
Siemens NH-2-1000 | Siemens NH-2-1000 | 1000 | [4800.0, 120.0, 7.0, 0.1, 0.004] | 0 | 0 | [1900.0, 3500.0, 8400.0, 24000.0, 52000.0] | 0 | 0
Siemens NH-2-200 | Siemens NH-2-200 | 200 | [4800.0, 120.0, 7.0, 0.1, 0.004] | 0 | 0 | [280.0, 650.0, 1200.0, 3000.0, 7000.0] | 0 | 0
Siemens NH-2-224 | Siemens NH-2-224 | 224 | [4800.0, 120.0, 7.0, 0.2, 0.04, 0.004] | 0 | 0 | [400.0, 750.0, 1453.0, 3025.0, 4315.0, 7600.0] | 0 | 0
Siemens NH-2-250 | Siemens NH-2-250 | 250 | [4800.0, 120.0, 7.0, 0.1, 0.004] | 0 | 0 | [450.0, 800.0, 1650.0, 4000.0, 8500.0] | 0 | 0
Siemens NH-2-315 | Siemens NH-2-315 | 315 | [4800.0, 120.0, 7.0, 0.1, 0.004] | 0 | 0 | [550.0, 920.0, 1900.0, 5000.0, 11000.0] | 0 | 0
Siemens NH-2-355 | Siemens NH-2-355 | 355 | [4800.0, 120.0, 6.0, 0.1, 0.004] | 0 | 0 | [650.0, 1116.27, 2350.0, 5840.0, 12790.0] | 0 | 0
Siemens NH-2-400 | Siemens NH-2-400 | 400 | [4800.0, 120.0, 7.0, 0.1, 0.004] | 0 | 0 | [720.0, 1350.0, 2800.0, 6500.0, 15000.0] | 0 | 0
Siemens NH-2-425 | Siemens NH-2-425 | 425 | [4800.0, 120.0, 7.0, 0.1, 0.004] | 0 | 0 | [850.0, 1500.0, 3050.0, 7500.0, 16500.0] | 0 | 0
Siemens NH-2-630 | Siemens NH-2-630 | 630 | [4800.0, 120.0, 7.0, 0.1, 0.004] | 0 | 0 | [1200.0, 2000.0, 4800.0, 12000.0, 26000.0] | 0 | 0

## res_bus
| vm_pu | va_degree | p_mw | q_mvar
0 | 0.9753 | -0.47638 | 0.00027696 | 6.9412e-05
1 | 0.97526 | -0.47719 | 0.0010493 | 0.00026297
2 | 0.97531 | -0.47619 | 0 | 0
3 | 0.97525 | -0.47737 | 0.00043515 | 0.00010906
4 | 0.97547 | -0.47306 | 0 | 0
5 | 0.9753 | -0.47648 | 0 | 0
6 | 0.97567 | -0.46907 | 0 | 0
7 | 0.97532 | -0.47613 | 0.0024822 | 0.00062211
8 | 0.97523 | -0.47793 | 0.0007224 | 0.00018105
9 | 0.97528 | -0.47684 | 0.00042948 | 0.00010764
10 | 0.97504 | -0.48154 | 0.00039112 | 9.8024e-05
11 | 0.97505 | -0.48145 | 0.000283 | 7.0926e-05
12 | 0.97509 | -0.48062 | 0 | 0
13 | 0.97507 | -0.48109 | 0.00069768 | 0.00017485
14 | 0.97511 | -0.48023 | 0.00049469 | 0.00012398
15 | 0.97612 | -0.46018 | 0.0019087 | 0.00047835
16 | 0.97617 | -0.45935 | 0 | 0
17 | 0.97831 | -0.4173 | 0.0058806 | 0.0014738
18 | 0.97542 | -0.47399 | 0.0010672 | 0.00026747
19 | 0.97515 | -0.47936 | 0 | 0
20 | 0.97514 | -0.47966 | 0 | 0
21 | 0.97518 | -0.47876 | 0.0005155 | 0.0001292
22 | 0.97514 | -0.47953 | 0.00059648 | 0.00014949
23 | 0.9767 | -0.44879 | 0 | 0
24 | 0.97612 | -0.46031 | 0.0025236 | 0.00063248
25 | 0.97871 | -0.40942 | 0 | 0
26 | 0.97549 | -0.47268 | 0.00097717 | 0.0002449
27 | 0.97509 | -0.48064 | 0.0012986 | 0.00032546
28 | 0.97513 | -0.47977 | 0 | 0
29 | 0.97511 | -0.4802 | 0.00081153 | 0.00020339
30 | 0.99419 | -0.1103 | 0 | 0
31 | 0.99093 | -0.17263 | 0.022462 | 0.0056295
32 | 0.99815 | -0.034992 | 0.023347 | 0.0058513
33 | 0.9823 | -0.33919 | 0 | 0
34 | 0.98222 | -0.34083 | 0 | 0
35 | 0.98437 | -0.29902 | 0.0019028 | 0.00047687
36 | 0.97824 | -0.41852 | 0.0039143 | 0.00098101
37 | 0.98955 | -0.19927 | 0 | 0
38 | 0.98987 | -0.19307 | 0 | 0
39 | 0.98952 | -0.1998 | 0.0059092 | 0.001481
40 | 0.98767 | -0.23541 | 0 | 0
41 | 0.98727 | -0.24307 | 0.011036 | 0.0027658
42 | 0.98215 | -0.34216 | 0.0026204 | 0.00065672
43 | 0.97534 | -0.47557 | 0 | 0
44 | 0.97538 | -0.47492 | 0.0019651 | 0.00049249
45 | 0.97533 | -0.47582 | 0.0012213 | 0.00030608
46 | 0.97656 | -0.45167 | 0 | 0
47 | 0.97666 | -0.44958 | 0.0024061 | 0.00060302
48 | 0.97641 | -0.4545 | 0.00047619 | 0.00011934
49 | 0.97537 | -0.47515 | 0.00026136 | 6.5503e-05
50 | 0.9753 | -0.47648 | 0.0053453 | 0.0013397
51 | 0.9753 | -0.47652 | 0.0006981 | 0.00017496
52 | 0.97535 | -0.47544 | 0.00070738 | 0.00017729
53 | 0.97526 | -0.47729 | 0.00057025 | 0.00014292
54 | 0.97584 | -0.46577 | 0.0028998 | 0.00072676
55 | 0.97555 | -0.47138 | 0.0032644 | 0.00081814
56 | 0.97574 | -0.46778 | 0.002839 | 0.00071152
57 | 0.97543 | -0.47387 | 0.0017621 | 0.00044162
58 | 0.97558 | -0.47091 | 0.0023901 | 0.00059902
59 | 1 | 0 | -0.31301 | -0.079283
60 | 0.99848 | -0.029111 | 0.012963 | 0.0032488
61 | 0.99767 | -0.044534 | 0 | 0
62 | 0.99825 | -0.033684 | 0.0030302 | 0.00075943
63 | 0.9967 | -0.063101 | 0.003951 | 0.00099022
64 | 0.99747 | -0.048331 | 0.0041811 | 0.0010479
65 | 0.97778 | -0.42757 | 0.0010813 | 0.000271
66 | 0.97742 | -0.43473 | 0.002003 | 0.00050201
67 | 0.97704 | -0.44218 | 0.0021194 | 0.00053118
68 | 0.97554 | -0.47167 | 0.0022705 | 0.00056903
69 | 0.97554 | -0.47171 | 0.0045605 | 0.001143
70 | 0.98722 | -0.24405 | 0.007419 | 0.0018594
71 | 0.97542 | -0.47395 | 0.0013815 | 0.00034623
72 | 0.9754 | -0.4744 | 0.0039049 | 0.00097866
73 | 0.98686 | -0.2511 | 0.011494 | 0.0028807
74 | 0.99783 | -0.041739 | 0.002785 | 0.00069798
75 | 0.99742 | -0.049631 | 0.024145 | 0.0060512
76 | 0.99739 | -0.050262 | 0.0030072 | 0.00075366
77 | 0.98765 | -0.23781 | 0.0024331 | 0.00060979
78 | 0.98767 | -0.23741 | 0.002435 | 0.00061028
79 | 0.99746 | -0.048448 | 0.0030279 | 0.00075885
80 | 0.99735 | -0.050683 | 0.0037996 | 0.00095227
81 | 0.99727 | -0.052097 | 0.002785 | 0.00069797
82 | 0.98772 | -0.23652 | 0 | 0
83 | 0.98814 | -0.22836 | 0.0047558 | 0.0011919
84 | 0.98763 | -0.23829 | 0.0033284 | 0.00083418
85 | 0.98737 | -0.24329 | 0.010036 | 0.0025152
86 | 0.98862 | -0.21898 | 0.0041522 | 0.0010406
87 | 0.98875 | -0.21644 | 0.0052628 | 0.001319
88 | 0.98938 | -0.20413 | 0.0043116 | 0.0010806
89 | 0.98972 | -0.19761 | 0 | 0
90 | 0.9911 | -0.17086 | 0 | 0
91 | 0.99147 | -0.16377 | 0.0032657 | 0.00081845
92 | 0.99103 | -0.17222 | 0.0010519 | 0.00026362
93 | 0.97548 | -0.47284 | 0.00033091 | 8.2935e-05
94 | 0.97538 | -0.47484 | 0.0031321 | 0.00078498
95 | 0.97532 | -0.476 | 0.00044914 | 0.00011257
96 | 0.98913 | -0.20919 | 0.00087994 | 0.00022053
97 | 0.98915 | -0.20875 | 0.0015997 | 0.00040092
98 | 0.98917 | -0.20837 | 0 | 0
99 | 0.98947 | -0.20264 | 0.0018181 | 0.00045565
100 | 0.98906 | -0.21061 | 0.0043968 | 0.0011019
101 | 0.98898 | -0.21213 | 0.0024388 | 0.00061123
102 | 0.98957 | -0.20071 | 0.0010561 | 0.00026468
103 | 0.98945 | -0.20299 | 0.001888 | 0.00047318
104 | 0.98964 | -0.19927 | 0 | 0
105 | 0.98944 | -0.20316 | 0.00040542 | 0.00010161
106 | 0.99035 | -0.18556 | 0 | 0
107 | 0.99154 | -0.16241 | 0.0015865 | 0.00039761
108 | 0.99201 | -0.15338 | 0.0013633 | 0.00034168
109 | 0.99201 | -0.15337 | 0.003158 | 0.00079147
110 | 0.99191 | -0.15532 | 0.0012577 | 0.00031521
111 | 0.99213 | -0.15097 | 0.0012529 | 0.00031401
112 | 0.99178 | -0.15783 | 0.0016301 | 0.00040853
113 | 0.99224 | -0.14882 | 0.002508 | 0.00062856
114 | 0.99178 | -0.15785 | 0.0014076 | 0.00035277
115 | 0.99234 | -0.14694 | 0.0014433 | 0.00036173
116 | 0.99262 | -0.14145 | 0 | 0
117 | 0.99351 | -0.12432 | 0.003131 | 0.0007847
118 | 0.99188 | -0.15587 | 0.00096568 | 0.00024202
119 | 0.9947 | -0.10138 | 0.0024969 | 0.00062577
120 | 0.99172 | -0.15893 | 0.0015143 | 0.00037952
121 | 0.99172 | -0.15903 | 0.0011968 | 0.00029994
122 | 0.9917 | -0.15938 | 0.0021314 | 0.00053418
123 | 0.99101 | -0.17258 | 0.00082832 | 0.0002076
124 | 0.99998 | 149.9956 | 0 | 0

## res_line
| p_from_mw | q_from_mvar | p_to_mw | q_to_mvar | pl_mw | ql_mvar | i_from_ka | i_to_ka | i_ka | vm_from_pu | va_from_degree | vm_to_pu | va_to_degree | loading_percent
0 | 0.0014845 | 0.00037143 | -0.0014844 | -0.00037176 | 5.7354e-08 | -3.3541e-07 | 0.0022647 | 0.0022648 | 0.0022648 | 0.9753 | -0.47638 | 0.97526 | -0.47719 | 0.6222
1 | -0.0017614 | -0.00044084 | 0.0017615 | 0.00044077 | 1.6002e-08 | -6.3505e-08 | 0.0026872 | 0.0026872 | 0.0026872 | 0.9753 | -0.47638 | 0.97531 | -0.47619 | 0.73824
2 | 0.00043516 | 0.00010879 | -0.00043515 | -0.00010906 | 3.6419e-09 | -2.7261e-07 | 0.00066385 | 0.00066394 | 0.00066394 | 0.97526 | -0.47719 | 0.97525 | -0.47737 | 0.1824
3 | -0.0047803 | -0.0011941 | 0.004781 | 0.0011941 | 7.1217e-07 | 9.9695e-09 | 0.0072918 | 0.0072917 | 0.0072918 | 0.97531 | -0.47619 | 0.97547 | -0.47306 | 2.0032
4 | 0.0030189 | 0.0007533 | -0.0030188 | -0.00075334 | 4.09e-08 | -3.8018e-08 | 0.0046046 | 0.0046047 | 0.0046047 | 0.97531 | -0.47619 | 0.9753 | -0.47648 | 1.265
5 | -0.0072637 | -0.0018156 | 0.007265 | 0.0018161 | 1.3774e-06 | 5.0786e-07 | 0.011078 | 0.011078 | 0.011078 | 0.97547 | -0.47306 | 0.97567 | -0.46907 | 3.0435
6 | 0.0024826 | 0.0006215 | -0.0024822 | -0.00062211 | 3.6356e-07 | -6.1112e-07 | 0.0037868 | 0.0037871 | 0.0037871 | 0.97547 | -0.47306 | 0.97532 | -0.47613 | 1.0404
7 | 0.0025893 | 0.00064627 | -0.0025892 | -0.00064653 | 1.783e-07 | -2.6621e-07 | 0.0039496 | 0.0039497 | 0.0039497 | 0.9753 | -0.47648 | 0.97523 | -0.47793 | 1.0851
8 | 0.00042949 | 0.00010707 | -0.00042948 | -0.00010764 | 7.3685e-09 | -5.6651e-07 | 0.00065507 | 0.00065528 | 0.00065528 | 0.9753 | -0.47648 | 0.97528 | -0.47684 | 0.18002
9 | -0.014639 | -0.0036645 | 0.014676 | 0.0036852 | 3.616e-05 | 2.072e-05 | 0.022325 | 0.022324 | 0.022325 | 0.97567 | -0.46907 | 0.97831 | -0.4173 | 6.1333
10 | 0.0073744 | 0.0018484 | -0.0073727 | -0.0018478 | 1.7297e-06 | 6.5173e-07 | 0.011247 | 0.011247 | 0.011247 | 0.97567 | -0.46907 | 0.97542 | -0.47399 | 3.0899
11 | 0.0018668 | 0.00046549 | -0.0018666 | -0.00046619 | 2.0423e-07 | -7.0718e-07 | 0.0028475 | 0.0028478 | 0.0028478 | 0.97523 | -0.47793 | 0.97511 | -0.48023 | 0.78236
12 | -0.00039112 | -9.8024e-05 | 0.00039112 | 9.787e-05 | 1.6578e-09 | -1.5372e-07 | 0.00059689 | 0.00059683 | 0.00059689 | 0.97504 | -0.48154 | 0.97505 | -0.48145 | 0.16398
13 | -0.00067412 | -0.0001688 | 0.00067415 | 0.00016798 | 2.6565e-08 | -8.1821e-07 | 0.0010287 | 0.0010284 | 0.0010287 | 0.97505 | -0.48145 | 0.97509 | -0.48062 | 0.28261
14 | 0.00069769 | 0.00017441 | -0.00069768 | -0.00017485 | 1.5488e-08 | -4.4461e-07 | 0.0010645 | 0.0010647 | 0.0010647 | 0.97509 | -0.48062 | 0.97507 | -0.48109 | 0.2925
15 | -0.0013718 | -0.00034239 | 0.0013719 | 0.00034221 | 2.5539e-08 | -1.776e-07 | 0.002093 | 0.0020929 | 0.002093 | 0.97509 | -0.48062 | 0.97511 | -0.48023 | 0.57499
16 | -0.0019087 | -0.00047835 | 0.0019087 | 0.0004781 | 7.6179e-08 | -2.5123e-07 | 0.0029096 | 0.0029095 | 0.0029096 | 0.97612 | -0.46018 | 0.97617 | -0.45935 | 0.79934
17 | 0.0071038 | 0.0017803 | -0.0070993 | -0.0017787 | 4.5655e-06 | 1.6249e-06 | 0.010829 | 0.010829 | 0.010829 | 0.97617 | -0.45935 | 0.97548 | -0.47284 | 2.975
18 | -0.0090126 | -0.0022584 | 0.0090146 | 0.0022594 | 2.0788e-06 | 9.6317e-07 | 0.013738 | 0.013738 | 0.013738 | 0.97617 | -0.45935 | 0.97641 | -0.4545 | 3.7742
19 | -0.020556 | -0.005159 | 0.020564 | 0.0051637 | 7.7285e-06 | 4.6814e-06 | 0.031269 | 0.031269 | 0.031269 | 0.97831 | -0.4173 | 0.97871 | -0.40942 | 8.5904
20 | 0.0063055 | 0.0015803 | -0.0063051 | -0.0015802 | 3.4739e-07 | 9.7365e-08 | 0.009619 | 0.0096191 | 0.0096191 | 0.97542 | -0.47399 | 0.97537 | -0.47515 | 2.6426
21 | 0.0012987 | 0.00032484 | -0.0012987 | -0.00032499 | 1.9116e-08 | -1.4973e-07 | 0.0019815 | 0.0019815 | 0.0019815 | 0.97515 | -0.47936 | 0.97514 | -0.47966 | 0.54438
22 | -0.0027067 | -0.0006771 | 0.0027068 | 0.000677 | 7.6412e-08 | -1.0015e-07 | 0.0041298 | 0.0041298 | 0.0041298 | 0.97515 | -0.47936 | 0.97518 | -0.47876 | 1.1346
23 | 0.001408 | 0.00035226 | -0.001408 | -0.00035234 | 1.193e-08 | -7.8353e-08 | 0.0021483 | 0.0021484 | 0.0021484 | 0.97515 | -0.47936 | 0.97514 | -0.47953 | 0.59021
24 | 0.0012987 | 0.00032499 | -0.0012986 | -0.00032546 | 6.0359e-08 | -4.7268e-07 | 0.0019815 | 0.0019817 | 0.0019817 | 0.97514 | -0.47966 | 0.97509 | -0.48064 | 0.54443
25 | -0.0032223 | -0.0008062 | 0.0032225 | 0.00080603 | 2.2621e-07 | -1.6662e-07 | 0.0049164 | 0.0049163 | 0.0049164 | 0.97518 | -0.47876 | 0.97526 | -0.47729 | 1.3507
26 | 0.00081155 | 0.00020285 | -0.00081154 | -0.00020304 | 9.0256e-09 | -1.9006e-07 | 0.0012382 | 0.0012383 | 0.0012383 | 0.97514 | -0.47953 | 0.97513 | -0.47977 | 0.34018
27 | 0.027825 | 0.006983 | -0.027809 | -0.0069735 | 1.5278e-05 | 9.4947e-06 | 0.042395 | 0.042395 | 0.042395 | 0.9767 | -0.44879 | 0.97612 | -0.46031 | 11.6469
28 | -0.033309 | -0.008355 | 0.033372 | 0.0083943 | 6.2649e-05 | 3.9282e-05 | 0.050749 | 0.050749 | 0.050749 | 0.9767 | -0.44879 | 0.97871 | -0.40942 | 13.9421
29 | 0.0054845 | 0.001372 | -0.0054783 | -0.001371 | 6.2311e-06 | 1.0128e-06 | 0.0083548 | 0.0083558 | 0.0083558 | 0.9767 | -0.44879 | 0.97549 | -0.47268 | 2.2956
30 | 0.025286 | 0.006341 | -0.025279 | -0.006337 | 6.5713e-06 | 4.0583e-06 | 0.038548 | 0.038548 | 0.038548 | 0.97612 | -0.46031 | 0.97584 | -0.46577 | 10.59
31 | 0.021048 | 0.0052862 | -0.021039 | -0.0052806 | 9.1345e-06 | 5.5474e-06 | 0.032006 | 0.032006 | 0.032006 | 0.97871 | -0.40942 | 0.97824 | -0.41852 | 8.7928
32 | -0.074984 | -0.018844 | 0.075236 | 0.019005 | 0.00025232 | 0.00016083 | 0.11402 | 0.11402 | 0.11402 | 0.97871 | -0.40942 | 0.9823 | -0.33919 | 31.3251
33 | 0.0045011 | 0.0011261 | -0.0045005 | -0.0011261 | 5.8986e-07 | -3.9061e-08 | 0.0068652 | 0.0068654 | 0.0068654 | 0.97549 | -0.47268 | 0.97535 | -0.47544 | 1.8861
34 | 0.00081154 | 0.00020304 | -0.00081153 | -0.00020339 | 1.6716e-08 | -3.5194e-07 | 0.0012383 | 0.0012384 | 0.0012384 | 0.97513 | -0.47977 | 0.97511 | -0.4802 | 0.34022
35 | 0.13925 | 0.0355 | -0.13883 | -0.035233 | 0.0004176 | 0.00026693 | 0.20863 | 0.20863 | 0.20863 | 0.99419 | -0.1103 | 0.99093 | -0.17263 | 57.3159
36 | -0.13925 | -0.0355 | 0.13976 | 0.035824 | 0.00050825 | 0.00032487 | 0.20863 | 0.20863 | 0.20863 | 0.99419 | -0.1103 | 0.99815 | -0.034992 | 57.3158
37 | 0.11637 | 0.029603 | -0.11626 | -0.02953 | 0.00011446 | 7.3126e-05 | 0.1749 | 0.1749 | 0.1749 | 0.99093 | -0.17263 | 0.98987 | -0.19307 | 48.0496
38 | -0.1631 | -0.041676 | 0.16338 | 0.041852 | 0.0002765 | 0.00017631 | 0.24343 | 0.24343 | 0.24343 | 0.99815 | -0.034992 | 1 | 0 | 33.4387
39 | 0.0026207 | 0.00065616 | -0.0026205 | -0.00065647 | 2.054e-07 | -3.0849e-07 | 0.0039697 | 0.0039699 | 0.0039699 | 0.9823 | -0.33919 | 0.98222 | -0.34083 | 1.0906
40 | -0.077857 | -0.019661 | 0.078007 | 0.019757 | 0.00015015 | 9.5729e-05 | 0.11799 | 0.11799 | 0.11799 | 0.9823 | -0.33919 | 0.98437 | -0.29902 | 32.4156
41 | 0.0026205 | 0.00065647 | -0.0026204 | -0.00065672 | 1.6562e-07 | -2.4867e-07 | 0.0039699 | 0.00397 | 0.00397 | 0.98222 | -0.34083 | 0.98215 | -0.34216 | 1.0907
42 | -0.07991 | -0.020234 | 0.080155 | 0.02039 | 0.0002449 | 0.00015617 | 0.12087 | 0.12087 | 0.12087 | 0.98437 | -0.29902 | 0.98767 | -0.23541 | 33.2058
43 | 0.017125 | 0.0042996 | -0.017118 | -0.0042953 | 7.394e-06 | 4.3676e-06 | 0.026052 | 0.026052 | 0.026052 | 0.97824 | -0.41852 | 0.97778 | -0.42757 | 7.1571
44 | -0.0059093 | -0.001481 | 0.0059111 | 0.0014814 | 1.7454e-06 | 3.5956e-07 | 0.0088861 | 0.0088858 | 0.0088861 | 0.98955 | -0.19927 | 0.98987 | -0.19307 | 2.4412
45 | 0.0059093 | 0.001481 | -0.0059092 | -0.001481 | 1.5139e-07 | 3.1213e-08 | 0.0088861 | 0.0088861 | 0.0088861 | 0.98955 | -0.19927 | 0.98952 | -0.1998 | 2.4412
46 | 0.11034 | 0.028049 | -0.11012 | -0.027905 | 0.00022451 | 0.00014341 | 0.16601 | 0.16601 | 0.16601 | 0.98987 | -0.19307 | 0.98767 | -0.23541 | 45.6085
47 | 0.029964 | 0.0075152 | -0.029954 | -0.0075084 | 1.0941e-05 | 6.8192e-06 | 0.045146 | 0.045146 | 0.045146 | 0.98767 | -0.23541 | 0.98727 | -0.24307 | 12.4028
48 | 0.018918 | 0.0047427 | -0.018917 | -0.0047421 | 8.8012e-07 | 5.2637e-07 | 0.028514 | 0.028514 | 0.028514 | 0.98727 | -0.24307 | 0.98722 | -0.24405 | 7.8334
49 | -0.0016705 | -0.00041829 | 0.0016705 | 0.00041806 | 5.1274e-08 | -2.2997e-07 | 0.0025484 | 0.0025483 | 0.0025484 | 0.97534 | -0.47557 | 0.97538 | -0.47492 | 0.7001
50 | 0.0016705 | 0.00041829 | -0.0016704 | -0.00041838 | 1.9605e-08 | -8.7919e-08 | 0.0025484 | 0.0025484 | 0.0025484 | 0.97534 | -0.47557 | 0.97533 | -0.47582 | 0.70011
51 | -0.0036356 | -0.00091056 | 0.0036356 | 0.00091055 | 1.4753e-08 | -6.5215e-09 | 0.0055461 | 0.0055461 | 0.0055461 | 0.97538 | -0.47492 | 0.97538 | -0.47484 | 1.5237
52 | 0.00044914 | 0.0001123 | -0.00044914 | -0.00011257 | 3.8366e-09 | -2.695e-07 | 0.00068514 | 0.00068524 | 0.00068524 | 0.97533 | -0.47582 | 0.97532 | -0.476 | 0.18825
53 | -0.0094921 | -0.0023793 | 0.0094931 | 0.0023798 | 9.4792e-07 | 4.5547e-07 | 0.014464 | 0.014464 | 0.014464 | 0.97656 | -0.45167 | 0.97666 | -0.44958 | 3.9735
54 | 0.0094921 | 0.0023793 | -0.0094908 | -0.0023787 | 1.2807e-06 | 6.1544e-07 | 0.014464 | 0.014464 | 0.014464 | 0.97656 | -0.45167 | 0.97641 | -0.4545 | 3.9735
55 | -0.011899 | -0.0029828 | 0.011903 | 0.0029851 | 4.1931e-06 | 2.2577e-06 | 0.018129 | 0.018129 | 0.018129 | 0.97666 | -0.44958 | 0.97704 | -0.44218 | 4.9806
56 | 0.0060438 | 0.0015147 | -0.0060434 | -0.0015146 | 3.8457e-07 | 9.5582e-08 | 0.0092204 | 0.0092204 | 0.0092204 | 0.97537 | -0.47515 | 0.9753 | -0.47648 | 2.5331
57 | 0.0006981 | 0.00017493 | -0.0006981 | -0.00017496 | 1.0919e-09 | -3.1331e-08 | 0.0010651 | 0.0010651 | 0.0010651 | 0.9753 | -0.47648 | 0.9753 | -0.47652 | 0.29261
58 | 0.0037931 | 0.00094883 | -0.0037928 | -0.00094895 | 3.3322e-07 | -1.1794e-07 | 0.0057862 | 0.0057863 | 0.0057863 | 0.97535 | -0.47544 | 0.97526 | -0.47729 | 1.5896
59 | 0.010317 | 0.0025863 | -0.010314 | -0.0025849 | 2.7563e-06 | 1.3931e-06 | 0.015732 | 0.015732 | 0.015732 | 0.97584 | -0.46577 | 0.97555 | -0.47138 | 4.3219
60 | 0.012063 | 0.0030239 | -0.012062 | -0.0030233 | 1.1553e-06 | 6.2563e-07 | 0.018394 | 0.018394 | 0.018394 | 0.97584 | -0.46577 | 0.97574 | -0.46778 | 5.0534
61 | 0.0070494 | 0.0017668 | -0.0070485 | -0.0017665 | 8.3756e-07 | 2.9487e-07 | 0.010752 | 0.010753 | 0.010753 | 0.97555 | -0.47138 | 0.97543 | -0.47387 | 2.954
62 | 0.0092227 | 0.0023117 | -0.0092213 | -0.0023111 | 1.3771e-06 | 6.495e-07 | 0.014065 | 0.014065 | 0.014065 | 0.97574 | -0.46778 | 0.97558 | -0.47091 | 3.864
63 | 0.0052865 | 0.0013249 | -0.0052864 | -0.0013249 | 1.957e-08 | 2.5085e-09 | 0.0080645 | 0.0080645 | 0.0080645 | 0.97543 | -0.47387 | 0.97542 | -0.47395 | 2.2155
64 | 0.0068312 | 0.0017121 | -0.0068309 | -0.001712 | 2.4537e-07 | 8.1784e-08 | 0.010419 | 0.010419 | 0.010419 | 0.97558 | -0.47091 | 0.97554 | -0.47167 | 2.8625
65 | 0.046023 | 0.011569 | -0.045959 | -0.011529 | 6.3878e-05 | 4.0406e-05 | 0.068495 | 0.068495 | 0.068495 | 1 | 0 | 0.99848 | -0.029111 | 18.8173
66 | 0.10196 | 0.025862 | -0.10174 | -0.025723 | 0.00021781 | 0.00013907 | 0.15182 | 0.15182 | 0.15182 | 1 | 0 | 0.99767 | -0.044534 | 41.7097
67 | 0.032996 | 0.0082802 | -0.032989 | -0.0082757 | 7.1939e-06 | 4.5004e-06 | 0.049177 | 0.049177 | 0.049177 | 0.99848 | -0.029111 | 0.99825 | -0.033684 | 13.5101
68 | 0.087943 | 0.022264 | -0.087864 | -0.022214 | 7.8318e-05 | 4.9965e-05 | 0.13125 | 0.13125 | 0.13125 | 0.99767 | -0.044534 | 0.9967 | -0.063101 | 36.0564
69 | 0.013797 | 0.0034583 | -0.013794 | -0.0034569 | 2.4957e-06 | 1.3921e-06 | 0.020578 | 0.020578 | 0.020578 | 0.99767 | -0.044534 | 0.99747 | -0.048331 | 5.6534
70 | 0.029959 | 0.0075163 | -0.029947 | -0.0075091 | 1.15e-05 | 7.159e-06 | 0.04466 | 0.04466 | 0.04466 | 0.99825 | -0.033684 | 0.99783 | -0.041739 | 12.2692
71 | 0.083913 | 0.021224 | -0.08376 | -0.021126 | 0.00015379 | 9.8085e-05 | 0.12535 | 0.12535 | 0.12535 | 0.9967 | -0.063101 | 0.9947 | -0.10138 | 34.4359
72 | 0.0096134 | 0.0024091 | -0.0096133 | -0.002409 | 5.3709e-08 | 2.5284e-08 | 0.014341 | 0.014341 | 0.014341 | 0.99747 | -0.048331 | 0.99746 | -0.048448 | 3.9398
73 | 0.016036 | 0.0040243 | -0.016031 | -0.0040211 | 5.4724e-06 | 3.1952e-06 | 0.024406 | 0.024406 | 0.024406 | 0.97778 | -0.42757 | 0.97742 | -0.43473 | 6.705
74 | 0.014028 | 0.0035191 | -0.014023 | -0.0035162 | 4.9832e-06 | 2.8243e-06 | 0.021357 | 0.021357 | 0.021357 | 0.97742 | -0.43473 | 0.97704 | -0.44218 | 5.8673
75 | 0.0045605 | 0.001143 | -0.0045605 | -0.001143 | 1.0397e-08 | -4.9964e-10 | 0.0069562 | 0.0069562 | 0.0069562 | 0.97554 | -0.47167 | 0.97554 | -0.47171 | 1.9111
76 | 0.011498 | 0.0028828 | -0.011494 | -0.0028807 | 3.8649e-06 | 2.035e-06 | 0.017331 | 0.017331 | 0.017331 | 0.98722 | -0.24405 | 0.98686 | -0.2511 | 4.7614
77 | 0.003905 | 0.00097863 | -0.0039049 | -0.00097866 | 8.4488e-08 | -2.5175e-08 | 0.0059571 | 0.0059571 | 0.0059571 | 0.97542 | -0.47395 | 0.9754 | -0.4744 | 1.6366
78 | 0.027162 | 0.0068111 | -0.027152 | -0.0068048 | 1.0213e-05 | 6.3193e-06 | 0.040507 | 0.040507 | 0.040507 | 0.99783 | -0.041739 | 0.99742 | -0.049631 | 11.1283
79 | 0.0030072 | 0.00075356 | -0.0030072 | -0.00075366 | 9.0322e-08 | -9.8371e-08 | 0.0044864 | 0.0044864 | 0.0044864 | 0.99742 | -0.049631 | 0.99739 | -0.050262 | 1.2325
80 | -0.0024331 | -0.00060979 | 0.0024331 | 0.0006097 | 4.7326e-08 | -8.9904e-08 | 0.0036657 | 0.0036657 | 0.0036657 | 0.98765 | -0.23781 | 0.98767 | -0.23741 | 1.0071
81 | -0.0048682 | -0.00122 | 0.0048684 | 0.00122 | 2.0554e-07 | 1.1376e-09 | 0.0073343 | 0.0073343 | 0.0073343 | 0.98767 | -0.23741 | 0.98772 | -0.23652 | 2.0149
82 | 0.0065854 | 0.0016502 | -0.0065847 | -0.00165 | 7.0107e-07 | 1.9587e-07 | 0.009824 | 0.0098241 | 0.0098241 | 0.99746 | -0.048448 | 0.99735 | -0.050683 | 2.6989
83 | 0.0027851 | 0.00069772 | -0.002785 | -0.00069797 | 1.875e-07 | -2.5787e-07 | 0.0041552 | 0.0041554 | 0.0041554 | 0.99735 | -0.050683 | 0.99727 | -0.052097 | 1.1416
84 | -0.018236 | -0.0045712 | 0.018243 | 0.0045754 | 7.094e-06 | 4.2192e-06 | 0.027473 | 0.027473 | 0.027473 | 0.98772 | -0.23652 | 0.98814 | -0.22836 | 7.5476
85 | 0.013368 | 0.0033512 | -0.013367 | -0.0033506 | 1.1266e-06 | 6.2624e-07 | 0.020139 | 0.020139 | 0.020139 | 0.98772 | -0.23652 | 0.98763 | -0.23829 | 5.5327
86 | -0.022999 | -0.0057673 | 0.023009 | 0.0057736 | 1.0285e-05 | 6.2892e-06 | 0.034635 | 0.034635 | 0.034635 | 0.98814 | -0.22836 | 0.98862 | -0.21898 | 9.5151
87 | 0.010038 | 0.0025164 | -0.010036 | -0.0025152 | 2.3925e-06 | 1.1744e-06 | 0.015124 | 0.015125 | 0.015125 | 0.98763 | -0.23829 | 0.98737 | -0.24329 | 4.1551
88 | -0.027162 | -0.0068142 | 0.027165 | 0.0068163 | 3.2885e-06 | 2.0374e-06 | 0.040885 | 0.040885 | 0.040885 | 0.98862 | -0.21898 | 0.98875 | -0.21644 | 11.232
89 | -0.032428 | -0.0081353 | 0.032447 | 0.0081472 | 1.9046e-05 | 1.1916e-05 | 0.048805 | 0.048805 | 0.048805 | 0.98875 | -0.21644 | 0.98938 | -0.20413 | 13.4079
90 | -0.036758 | -0.0092278 | 0.03677 | 0.009235 | 1.1427e-05 | 7.1854e-06 | 0.055289 | 0.055289 | 0.055289 | 0.98938 | -0.20413 | 0.98972 | -0.19761 | 15.1894
91 | -0.03677 | -0.009235 | 0.036817 | 0.0092645 | 4.6996e-05 | 2.955e-05 | 0.055289 | 0.055289 | 0.055289 | 0.98972 | -0.19761 | 0.9911 | -0.17086 | 15.1893
92 | -0.038697 | -0.009735 | 0.03871 | 0.0097432 | 1.3123e-05 | 8.2652e-06 | 0.058112 | 0.058112 | 0.058112 | 0.9911 | -0.17086 | 0.99147 | -0.16377 | 15.9648
93 | 0.0018803 | 0.00047047 | -0.0018802 | -0.00047092 | 1.2145e-07 | -4.4599e-07 | 0.0028228 | 0.002823 | 0.002823 | 0.9911 | -0.17086 | 0.99103 | -0.17222 | 0.77555
94 | -0.041976 | -0.010562 | 0.041992 | 0.010572 | 1.5858e-05 | 1.0012e-05 | 0.063013 | 0.063013 | 0.063013 | 0.99147 | -0.16377 | 0.99188 | -0.15587 | 17.3113
95 | 0.00082834 | 0.00020729 | -0.00082832 | -0.0002076 | 1.4185e-08 | -3.0603e-07 | 0.0012436 | 0.0012437 | 0.0012437 | 0.99103 | -0.17222 | 0.99101 | -0.17258 | 0.34169
96 | 0.0067683 | 0.0016957 | -0.0067677 | -0.0016955 | 6.4374e-07 | 2.1097e-07 | 0.010324 | 0.010324 | 0.010324 | 0.97548 | -0.47284 | 0.97538 | -0.47484 | 2.8364
97 | -0.00087994 | -0.00022053 | 0.00087996 | 0.00022019 | 1.8099e-08 | -3.4199e-07 | 0.0013238 | 0.0013236 | 0.0013238 | 0.98913 | -0.20919 | 0.98915 | -0.20875 | 0.36367
98 | -0.0024796 | -0.00062111 | 0.0024797 | 0.00062103 | 4.5856e-08 | -8.3469e-08 | 0.0037301 | 0.00373 | 0.0037301 | 0.98915 | -0.20875 | 0.98917 | -0.20837 | 1.0247
99 | -0.0093162 | -0.0023341 | 0.0093188 | 0.0023353 | 2.5409e-06 | 1.1832e-06 | 0.014014 | 0.014014 | 0.014014 | 0.98917 | -0.20837 | 0.98947 | -0.20264 | 3.85
100 | 0.0068365 | 0.0017131 | -0.0068358 | -0.0017128 | 7.3185e-07 | 2.3154e-07 | 0.010284 | 0.010284 | 0.010284 | 0.98917 | -0.20837 | 0.98906 | -0.21061 | 2.8253
101 | -0.011137 | -0.0027909 | 0.011139 | 0.0027918 | 1.7892e-06 | 9.2656e-07 | 0.016748 | 0.016748 | 0.016748 | 0.98947 | -0.20264 | 0.98964 | -0.19927 | 4.6011
102 | 0.002439 | 0.00061089 | -0.0024388 | -0.00061123 | 1.766e-07 | -3.3582e-07 | 0.0036693 | 0.0036695 | 0.0036695 | 0.98906 | -0.21061 | 0.98898 | -0.21213 | 1.0081
103 | 0.0022937 | 0.00057392 | -0.0022934 | -0.00057448 | 2.4925e-07 | -5.583e-07 | 0.0034487 | 0.0034489 | 0.0034489 | 0.98957 | -0.20071 | 0.98945 | -0.20299 | 0.94751
104 | -0.0033498 | -0.0008386 | 0.00335 | 0.00083844 | 2.2906e-07 | -1.6276e-07 | 0.0050367 | 0.0050366 | 0.0050367 | 0.98957 | -0.20071 | 0.98964 | -0.19927 | 1.3837
105 | 0.00040542 | 0.0001013 | -0.00040542 | -0.00010161 | 3.3211e-09 | -3.0391e-07 | 0.0006096 | 0.00060971 | 0.00060971 | 0.98945 | -0.20299 | 0.98944 | -0.20316 | 0.1675
106 | -0.014489 | -0.0036303 | 0.014498 | 0.0036357 | 9.4667e-06 | 5.3747e-06 | 0.021785 | 0.021784 | 0.021785 | 0.98964 | -0.19927 | 0.99035 | -0.18556 | 5.9848
107 | -0.014498 | -0.0036357 | 0.014514 | 0.0036448 | 1.6013e-05 | 9.089e-06 | 0.021784 | 0.021784 | 0.021784 | 0.99035 | -0.18556 | 0.99154 | -0.16241 | 5.9847
108 | -0.016101 | -0.0040424 | 0.016117 | 0.0040517 | 1.6115e-05 | 9.3631e-06 | 0.024165 | 0.024165 | 0.024165 | 0.99154 | -0.16241 | 0.99262 | -0.14145 | 6.6387
109 | -0.010503 | -0.0026325 | 0.010503 | 0.0026325 | 8.2468e-09 | 4.1357e-09 | 0.015755 | 0.015755 | 0.015755 | 0.99201 | -0.15338 | 0.99201 | -0.15337 | 4.3283
110 | 0.0091399 | 0.0022908 | -0.0091391 | -0.0022904 | 8.4292e-07 | 3.8509e-07 | 0.01371 | 0.01371 | 0.01371 | 0.99201 | -0.15338 | 0.99191 | -0.15532 | 3.7665
111 | -0.013661 | -0.003424 | 0.013663 | 0.0034248 | 1.5588e-06 | 8.6979e-07 | 0.020492 | 0.020492 | 0.020492 | 0.99201 | -0.15337 | 0.99213 | -0.15097 | 5.6297
112 | 0.0078814 | 0.0019752 | -0.0078805 | -0.0019748 | 9.4147e-07 | 3.7075e-07 | 0.011823 | 0.011823 | 0.011823 | 0.99191 | -0.15532 | 0.99178 | -0.15783 | 3.2482
113 | -0.014916 | -0.0037388 | 0.014917 | 0.0037397 | 1.5298e-06 | 8.7378e-07 | 0.022371 | 0.022371 | 0.022371 | 0.99213 | -0.15097 | 0.99224 | -0.14882 | 6.1459
114 | 0.0062504 | 0.0015663 | -0.0062504 | -0.0015663 | 5.4191e-09 | 1.3474e-09 | 0.0093777 | 0.0093777 | 0.0093777 | 0.99178 | -0.15783 | 0.99178 | -0.15785 | 2.5763
115 | -0.017425 | -0.0043683 | 0.017427 | 0.0043692 | 1.5648e-06 | 9.2256e-07 | 0.026132 | 0.026132 | 0.026132 | 0.99224 | -0.14882 | 0.99234 | -0.14694 | 7.1792
116 | 0.0048428 | 0.0012135 | -0.0048425 | -0.0012135 | 2.5033e-07 | -2.951e-09 | 0.0072658 | 0.0072659 | 0.0072659 | 0.99178 | -0.15785 | 0.99172 | -0.15893 | 1.9961
117 | -0.01887 | -0.0047309 | 0.018875 | 0.0047339 | 4.9338e-06 | 2.9453e-06 | 0.028296 | 0.028296 | 0.028296 | 0.99234 | -0.14694 | 0.99262 | -0.14145 | 7.7737
118 | -0.077979 | -0.019618 | 0.078043 | 0.019659 | 6.3896e-05 | 4.0732e-05 | 0.11692 | 0.11692 | 0.11692 | 0.99262 | -0.14145 | 0.99351 | -0.12432 | 32.1215
119 | 0.042987 | 0.010832 | -0.042957 | -0.010814 | 2.962e-05 | 1.8712e-05 | 0.064462 | 0.064462 | 0.064462 | 0.99262 | -0.14145 | 0.99188 | -0.15587 | 17.7092
120 | -0.081174 | -0.020443 | 0.081263 | 0.0205 | 8.9138e-05 | 5.684e-05 | 0.12161 | 0.12161 | 0.12161 | 0.99351 | -0.12432 | 0.9947 | -0.10138 | 33.4098
121 | 0.0033283 | 0.00083402 | -0.0033282 | -0.00083403 | 1.6097e-08 | -1.1908e-08 | 0.0049938 | 0.0049938 | 0.0049938 | 0.99172 | -0.15893 | 0.99172 | -0.15903 | 1.3719
122 | 0.0021314 | 0.00053408 | -0.0021314 | -0.00053418 | 3.5559e-08 | -9.6865e-08 | 0.0031981 | 0.0031981 | 0.0031981 | 0.99172 | -0.15903 | 0.9917 | -0.15938 | 0.8786

## res_trafo
| p_hv_mw | q_hv_mvar | p_lv_mw | q_lv_mvar | pl_mw | ql_mvar | i_hv_ka | i_lv_ka | vm_hv_pu | va_hv_degree | vm_lv_pu | va_lv_degree | loading_percent
0 | -1.2729e-15 | -1.3162e-15 | 0.00165 | 1.2699e-07 | 0.00165 | 1.2699e-07 | 5.2857e-17 | 0.0023815 | 0.99998 | 149.9956 | 1 | 0 | 0.2619

## res_ext_grid
| p_mw | q_mvar
0 | 0.31301 | 0.079283

## res_load
| p_mw | q_mvar
0 | 0.00027696 | 6.9412e-05
1 | 0.0010493 | 0.00026297
2 | 0.00043515 | 0.00010906
3 | 0.0024822 | 0.00062211
4 | 0.0007224 | 0.00018105
5 | 0.00042948 | 0.00010764
6 | 0.00039112 | 9.8024e-05
7 | 0.000283 | 7.0926e-05
8 | 0.00069768 | 0.00017485
9 | 0.00049469 | 0.00012398
10 | 0.0019087 | 0.00047835
11 | 0.0058806 | 0.0014738
12 | 0.0010672 | 0.00026747
13 | 0.0005155 | 0.0001292
14 | 0.00059648 | 0.00014949
15 | 0.0025236 | 0.00063248
16 | 0.00097717 | 0.0002449
17 | 0.0012986 | 0.00032546
18 | 0.00081153 | 0.00020339
19 | 0.022462 | 0.0056295
20 | 0.023347 | 0.0058513
21 | 0.0019028 | 0.00047687
22 | 0.0039143 | 0.00098101
23 | 0.0059092 | 0.001481
24 | 0.011036 | 0.0027658
25 | 0.0026204 | 0.00065672
26 | 0.0019651 | 0.00049249
27 | 0.0012213 | 0.00030608
28 | 0.0024061 | 0.00060302
29 | 0.00047619 | 0.00011934
30 | 0.00026136 | 6.5503e-05
31 | 0.0053453 | 0.0013397
32 | 0.0006981 | 0.00017496
33 | 0.00070738 | 0.00017729
34 | 0.00057025 | 0.00014292
35 | 0.0028998 | 0.00072676
36 | 0.0032644 | 0.00081814
37 | 0.002839 | 0.00071152
38 | 0.0017621 | 0.00044162
39 | 0.0023901 | 0.00059902
40 | 0.012963 | 0.0032488
41 | 0.0030302 | 0.00075943
42 | 0.003951 | 0.00099022
43 | 0.0041811 | 0.0010479
44 | 0.0010813 | 0.000271
45 | 0.002003 | 0.00050201
46 | 0.0021194 | 0.00053118
47 | 0.0022705 | 0.00056903
48 | 0.0045605 | 0.001143
49 | 0.007419 | 0.0018594
50 | 0.0013815 | 0.00034623
51 | 0.0039049 | 0.00097866
52 | 0.011494 | 0.0028807
53 | 0.002785 | 0.00069798
54 | 0.024145 | 0.0060512
55 | 0.0030072 | 0.00075366
56 | 0.0024331 | 0.00060979
57 | 0.002435 | 0.00061028
58 | 0.0030279 | 0.00075885
59 | 0.0037996 | 0.00095227
60 | 0.002785 | 0.00069797
61 | 0.0047558 | 0.0011919
62 | 0.0033284 | 0.00083418
63 | 0.010036 | 0.0025152
64 | 0.0041522 | 0.0010406
65 | 0.0052628 | 0.001319
66 | 0.0043116 | 0.0010806
67 | 0.0032657 | 0.00081845
68 | 0.0010519 | 0.00026362
69 | 0.00033091 | 8.2935e-05
70 | 0.0031321 | 0.00078498
71 | 0.00044914 | 0.00011257
72 | 0.00087994 | 0.00022053
73 | 0.0015997 | 0.00040092
74 | 0.0018181 | 0.00045565
75 | 0.0043968 | 0.0011019
76 | 0.0024388 | 0.00061123
77 | 0.0010561 | 0.00026468
78 | 0.001888 | 0.00047318
79 | 0.00040542 | 0.00010161
80 | 0.0015865 | 0.00039761
81 | 0.0013633 | 0.00034168
82 | 0.003158 | 0.00079147
83 | 0.0012577 | 0.00031521
84 | 0.0012529 | 0.00031401
85 | 0.0016301 | 0.00040853
86 | 0.002508 | 0.00062856
87 | 0.0014076 | 0.00035277
88 | 0.0014433 | 0.00036173
89 | 0.003131 | 0.0007847
90 | 0.00096568 | 0.00024202
91 | 0.0024969 | 0.00062577
92 | 0.0015143 | 0.00037952
93 | 0.0011968 | 0.00029994
94 | 0.0021314 | 0.00053418
95 | 0.00082832 | 0.0002076

## dtypes
| element | column | dtype
0 | bus | name | object
1 | bus | vn_kv | float64
2 | bus | type | object
3 | bus | zone | object
4 | bus | in_service | bool
5 | load | name | object
6 | load | bus | uint32
7 | load | p_mw | float64
8 | load | q_mvar | float64
9 | load | const_z_percent | float64
10 | load | const_i_percent | float64
11 | load | sn_mva | float64
12 | load | scaling | float64
13 | load | in_service | bool
14 | load | type | object
15 | ext_grid | name | object
16 | ext_grid | bus | uint32
17 | ext_grid | vm_pu | float64
18 | ext_grid | va_degree | float64
19 | ext_grid | slack_weight | float64
20 | ext_grid | in_service | bool
21 | line | name | object
22 | line | std_type | object
23 | line | from_bus | uint32
24 | line | to_bus | uint32
25 | line | length_km | float64
26 | line | r_ohm_per_km | float64
27 | line | x_ohm_per_km | float64
28 | line | c_nf_per_km | float64
29 | line | g_us_per_km | float64
30 | line | max_i_ka | float64
31 | line | df | float64
32 | line | parallel | uint32
33 | line | type | object
34 | line | in_service | bool
35 | trafo | name | object
36 | trafo | std_type | object
37 | trafo | hv_bus | uint32
38 | trafo | lv_bus | uint32
39 | trafo | sn_mva | float64
40 | trafo | vn_hv_kv | float64
41 | trafo | vn_lv_kv | float64
42 | trafo | vk_percent | float64
43 | trafo | vkr_percent | float64
44 | trafo | pfe_kw | float64
45 | trafo | i0_percent | float64
46 | trafo | shift_degree | float64
47 | trafo | tap_side | object
48 | trafo | tap_neutral | int32
49 | trafo | tap_min | int32
50 | trafo | tap_max | int32
51 | trafo | tap_step_percent | float64
52 | trafo | tap_step_degree | float64
53 | trafo | tap_pos | int32
54 | trafo | tap_phase_shifter | bool
55 | trafo | parallel | uint32
56 | trafo | df | float64
57 | trafo | in_service | bool
58 | line_geodata | coords | object
59 | bus_geodata | x | float64
60 | bus_geodata | y | float64
61 | bus_geodata | coords | object
62 | res_bus | vm_pu | float64
63 | res_bus | va_degree | float64
64 | res_bus | p_mw | float64
65 | res_bus | q_mvar | float64
66 | res_line | p_from_mw | float64
67 | res_line | q_from_mvar | float64
68 | res_line | p_to_mw | float64
69 | res_line | q_to_mvar | float64
70 | res_line | pl_mw | float64
71 | res_line | ql_mvar | float64
72 | res_line | i_from_ka | float64
73 | res_line | i_to_ka | float64
74 | res_line | i_ka | float64
75 | res_line | vm_from_pu | float64
76 | res_line | va_from_degree | float64
77 | res_line | vm_to_pu | float64
78 | res_line | va_to_degree | float64
79 | res_line | loading_percent | float64
80 | res_trafo | p_hv_mw | float64
81 | res_trafo | q_hv_mvar | float64
82 | res_trafo | p_lv_mw | float64
83 | res_trafo | q_lv_mvar | float64
84 | res_trafo | pl_mw | float64
85 | res_trafo | ql_mvar | float64
86 | res_trafo | i_hv_ka | float64
87 | res_trafo | i_lv_ka | float64
88 | res_trafo | vm_hv_pu | float64
89 | res_trafo | va_hv_degree | float64
90 | res_trafo | vm_lv_pu | float64
91 | res_trafo | va_lv_degree | float64
92 | res_trafo | loading_percent | float64
93 | res_ext_grid | p_mw | float64
94 | res_ext_grid | q_mvar | float64
95 | res_load | p_mw | float64
96 | res_load | q_mvar | float64

## parameters
| version | format_version | converged | OPF_converged | name | f_hz | sn_mva
0 | 2.14.6 | 2.14.0 | TRUE | FALSE |  | 50 | 1