## bus
| name | vn_kv | type | zone | in_service
0 | bus_LV_1093-3_0_10_node_0 | 0.4 | n |  | TRUE
1 | bus_LV_1093-3_0_10_node_1 | 0.4 | n |  | TRUE
2 | bus_LV_1093-3_0_10_node_2 | 0.4 | n |  | TRUE
3 | bus_LV_1093-3_0_10_node_4 | 0.4 | n |  | TRUE
4 | bus_LV_1093-3_0_10_node_97 | 0.4 | n |  | TRUE
5 | bus_LV_1093-3_0_10_node_3 | 0.4 | n |  | TRUE
6 | bus_LV_1093-3_0_10_node_140 | 0.4 | n |  | TRUE
7 | bus_LV_1093-3_0_10_node_27 | 0.4 | n |  | TRUE
8 | bus_LV_1093-3_0_10_node_129 | 0.4 | n |  | TRUE
9 | bus_LV_1093-3_0_10_node_6 | 0.4 | n |  | TRUE
10 | bus_LV_1093-3_0_10_node_101 | 0.4 | n |  | TRUE
11 | bus_LV_1093-3_0_10_node_99 | 0.4 | n |  | TRUE
12 | bus_LV_1093-3_0_10_node_7 | 0.4 | n |  | TRUE
13 | bus_LV_1093-3_0_10_node_9 | 0.4 | n |  | TRUE
14 | bus_LV_1093-3_0_10_node_127 | 0.4 | n |  | TRUE
15 | bus_LV_1093-3_0_10_node_8 | 0.4 | n |  | TRUE
16 | bus_LV_1093-3_0_10_node_10 | 0.4 | n |  | TRUE
17 | bus_LV_1093-3_0_10_node_119 | 0.4 | n |  | TRUE
18 | bus_LV_1093-3_0_10_node_76 | 0.4 | n |  | TRUE
19 | bus_LV_1093-3_0_10_node_12 | 0.4 | n |  | TRUE
20 | bus_LV_1093-3_0_10_node_13 | 0.4 | n |  | TRUE
21 | bus_LV_1093-3_0_10_node_130 | 0.4 | n |  | TRUE
22 | bus_LV_1093-3_0_10_node_15 | 0.4 | n |  | TRUE
23 | bus_LV_1093-3_0_10_node_71 | 0.4 | n |  | TRUE
24 | bus_LV_1093-3_0_10_node_14 | 0.4 | n |  | TRUE
25 | bus_LV_1093-3_0_10_node_113 | 0.4 | n |  | TRUE
26 | bus_LV_1093-3_0_10_node_111 | 0.4 | n |  | TRUE
27 | bus_LV_1093-3_0_10_node_133 | 0.4 | n |  | TRUE
28 | bus_LV_1093-3_0_10_node_16 | 0.4 | n |  | TRUE
29 | bus_LV_1093-3_0_10_node_65 | 0.4 | n |  | TRUE
30 | bus_LV_1093-3_0_10_node_118 | 0.4 | n |  | TRUE
31 | bus_LV_1093-3_0_10_node_98 | 0.4 | n |  | TRUE
32 | bus_LV_1093-3_0_10_node_33 | 0.4 | n |  | TRUE
33 | bus_LV_1093-3_0_10_node_23 | 0.4 | n |  | TRUE
34 | bus_LV_1093-3_0_10_node_139 | 0.4 | n |  | TRUE
35 | bus_LV_1093-3_0_10_node_56 | 0.4 | n |  | TRUE
36 | bus_LV_1093-3_0_10_node_20 | 0.4 | n |  | TRUE
37 | bus_LV_1093-3_0_10_node_22 | 0.4 | n |  | TRUE
38 | bus_LV_1093-3_0_10_node_18 | 0.4 | n |  | TRUE
39 | bus_LV_1093-3_0_10_node_24 | 0.4 | n |  | TRUE
40 | bus_LV_1093-3_0_10_node_26 | 0.4 | n |  | TRUE
41 | bus_LV_1093-3_0_10_node_35 | 0.4 | n |  | TRUE
42 | bus_LV_1093-3_0_10_node_25 | 0.4 | n |  | TRUE
43 | bus_LV_1093-3_0_10_node_116 | 0.4 | n |  | TRUE
44 | bus_LV_1093-3_0_10_node_55 | 0.4 | n |  | TRUE
45 | bus_LV_1093-3_0_10_node_102 | 0.4 | n |  | TRUE
46 | bus_LV_1093-3_0_10_node_28 | 0.4 | n |  | TRUE
47 | bus_LV_1093-3_0_10_node_29 | 0.4 | n |  | TRUE
48 | bus_LV_1093-3_0_10_node_78 | 0.4 | n |  | TRUE
49 | bus_LV_1093-3_0_10_node_89 | 0.4 | n |  | TRUE
50 | bus_LV_1093-3_0_10_node_44 | 0.4 | n |  | TRUE
51 | bus_LV_1093-3_0_10_node_43 | 0.4 | n |  | TRUE
52 | bus_LV_1093-3_0_10_node_64 | 0.4 | n |  | TRUE
53 | bus_LV_1093-3_0_10_node_131 | 0.4 | n |  | TRUE
54 | bus_LV_1093-3_0_10_node_63 | 0.4 | n |  | TRUE
55 | bus_LV_1093-3_0_10_node_62 | 0.4 | n |  | TRUE
56 | bus_LV_1093-3_0_10_node_88 | 0.4 | n |  | TRUE
57 | bus_LV_1093-3_0_10_node_61 | 0.4 | n |  | TRUE
58 | bus_LV_1093-3_0_10_node_132 | 0.4 | n |  | TRUE
59 | bus_LV_1093-3_0_10_node_108 | 0.4 | n |  | TRUE
60 | bus_LV_1093-3_0_10_node_60 | 0.4 | n |  | TRUE
61 | bus_LV_1093-3_0_10_node_58 | 0.4 | n |  | TRUE
62 | bus_LV_1093-3_0_10_node_57 | 0.4 | n |  | TRUE
63 | bus_LV_1093-3_0_10_node_59 | 0.4 | n |  | TRUE
64 | bus_LV_1093-3_0_10_node_54 | 0.4 | n |  | TRUE
65 | bus_LV_1093-3_0_10_node_121 | 0.4 | n |  | TRUE
66 | bus_LV_1093-3_0_10_node_86 | 0.4 | n |  | TRUE
67 | bus_LV_1093-3_0_10_node_100 | 0.4 | n |  | TRUE
68 | bus_LV_1093-3_0_10_node_48 | 0.4 | n |  | TRUE
69 | bus_LV_1093-3_0_10_node_46 | 0.4 | n |  | TRUE
70 | bus_LV_1093-3_0_10_node_124 | 0.4 | n |  | TRUE
71 | bus_LV_1093-3_0_10_node_47 | 0.4 | n |  | TRUE
72 | bus_LV_1093-3_0_10_node_49 | 0.4 | n |  | TRUE
73 | bus_LV_1093-3_0_10_node_117 | 0.4 | n |  | TRUE
74 | bus_LV_1093-3_0_10_node_42 | 0.4 | n |  | TRUE
75 | bus_LV_1093-3_0_10_node_40 | 0.4 | n |  | TRUE
76 | bus_LV_1093-3_0_10_node_83 | 0.4 | n |  | TRUE
77 | bus_LV_1093-3_0_10_node_74 | 0.4 | n |  | TRUE
78 | bus_LV_1093-3_0_10_node_123 | 0.4 | n |  | TRUE
79 | bus_LV_1093-3_0_10_node_115 | 0.4 | n |  | TRUE
80 | bus_LV_1093-3_0_10_node_72 | 0.4 | n |  | TRUE
81 | bus_LV_1093-3_0_10_node_112 | 0.4 | n |  | TRUE
82 | bus_LV_1093-3_0_10_node_106 | 0.4 | n |  | TRUE
83 | bus_LV_1093-3_0_10_node_17 | 0.4 | n |  | TRUE
84 | bus_LV_1093-3_0_10_node_19 | 0.4 | n |  | TRUE
85 | bus_LV_1093-3_0_10_node_21 | 0.4 | n |  | TRUE
86 | bus_LV_1093-3_0_10_node_122 | 0.4 | n |  | TRUE
87 | bus_LV_1093-3_0_10_node_31 | 0.4 | n |  | TRUE
88 | bus_LV_1093-3_0_10_node_45 | 0.4 | n |  | TRUE
89 | bus_LV_1093-3_0_10_node_41 | 0.4 | n |  | TRUE
90 | bus_LV_1093-3_0_10_node_30 | 0.4 | n |  | TRUE
91 | bus_LV_1093-3_0_10_node_32 | 0.4 | n |  | TRUE
92 | bus_LV_1093-3_0_10_node_34 | 0.4 | n |  | TRUE
93 | bus_LV_1093-3_0_10_node_135 | 0.4 | n |  | TRUE
94 | bus_LV_1093-3_0_10_node_137 | 0.4 | n |  | TRUE
95 | bus_LV_1093-3_0_10_node_136 | 0.4 | n |  | TRUE
96 | bus_LV_1093-3_0_10_node_37 | 0.4 | n |  | TRUE
97 | bus_LV_1093-3_0_10_node_38 | 0.4 | n |  | TRUE
98 | bus_LV_1093-3_0_10_node_39 | 0.4 | n |  | TRUE
99 | bus_LV_1093-3_0_10_node_84 | 0.4 | n |  | TRUE
100 | bus_LV_1093-3_0_10_node_85 | 0.4 | n |  | TRUE
101 | bus_LV_1093-3_0_10_node_125 | 0.4 | n |  | TRUE
102 | bus_LV_1093-3_0_10_node_120 | 0.4 | n |  | TRUE
103 | bus_LV_1093-3_0_10_node_126 | 0.4 | n |  | TRUE
104 | bus_LV_1093-3_0_10_node_73 | 0.4 | n |  | TRUE
105 | bus_LV_1093-3_0_10_node_50 | 0.4 | n |  | TRUE
106 | bus_LV_1093-3_0_10_node_51 | 0.4 | n |  | TRUE
107 | bus_LV_1093-3_0_10_node_52 | 0.4 | n |  | TRUE
108 | bus_LV_1093-3_0_10_node_53 | 0.4 | n |  | TRUE
109 | bus_LV_1093-3_0_10_node_105 | 0.4 | n |  | TRUE
110 | bus_LV_1093-3_0_10_node_104 | 0.4 | n |  | TRUE
111 | bus_LV_1093-3_0_10_node_138 | 0.4 | n |  | TRUE
112 | bus_LV_1093-3_0_10_node_87 | 0.4 | n |  | TRUE
113 | bus_LV_1093-3_0_10_node_110 | 0.4 | n |  | TRUE
114 | bus_LV_1093-3_0_10_node_109 | 0.4 | n |  | TRUE
115 | bus_LV_1093-3_0_10_node_134 | 0.4 | n |  | TRUE
116 | bus_LV_1093-3_0_10_node_66 | 0.4 | n |  | TRUE
117 | bus_LV_1093-3_0_10_node_67 | 0.4 | n |  | TRUE
118 | bus_LV_1093-3_0_10_node_68 | 0.4 | n |  | TRUE
119 | bus_LV_1093-3_0_10_node_69 | 0.4 | n |  | TRUE
120 | bus_LV_1093-3_0_10_node_70 | 0.4 | n |  | TRUE
121 | bus_LV_1093-3_0_10_node_96 | 0.4 | n |  | TRUE
122 | bus_LV_1093-3_0_10_node_92 | 0.4 | n |  | TRUE
123 | bus_LV_1093-3_0_10_node_93 | 0.4 | n |  | TRUE
124 | bus_LV_1093-3_0_10_node_103 | 0.4 | n |  | TRUE
125 | bus_LV_1093-3_0_10_node_90 | 0.4 | n |  | TRUE
126 | bus_LV_1093-3_0_10_node_94 | 0.4 | n |  | TRUE
127 | bus_LV_1093-3_0_10_node_75 | 0.4 | n |  | TRUE
128 | bus_LV_1093-3_0_10_node_77 | 0.4 | n |  | TRUE
129 | bus_LV_1093-3_0_10_node_79 | 0.4 | n |  | TRUE
130 | bus_LV_1093-3_0_10_node_80 | 0.4 | n |  | TRUE
131 | bus_LV_1093-3_0_10_node_81 | 0.4 | n |  | TRUE
132 | bus_LV_1093-3_0_10_node_82 | 0.4 | n |  | TRUE
133 | bus_LV_1093-3_0_10_node_91 | 0.4 | n |  | TRUE
134 | bus_LV_1093-3_0_10_node_95 | 0.4 | n |  | TRUE
135 | bus_LV_1093-3_0_10_node_128 | 0.4 | n |  | TRUE
136 | bus_LV_1093-3_0_10_node_114 | 0.4 | n |  | TRUE
137 | bus_MV_3_0_node_119 | 20 | n |  | TRUE

## load
| name | bus | p_mw | q_mvar | const_z_percent | const_i_percent | sn_mva | scaling | in_service | type
0 | LV_1093-3_0_10_load_0 | 0 | 0.057438 | 0.014395 | 0 | 0 |  | 1 | TRUE | wye
1 | LV_1093-3_0_10_load_2 | 2 | 0.0026434 | 0.00066251 | 0 | 0 |  | 1 | TRUE | wye
2 | LV_1093-3_0_10_load_140 | 6 | 0.016855 | 0.0042243 | 0 | 0 |  | 1 | TRUE | wye
3 | LV_1093-3_0_10_load_129 | 8 | 0.019668 | 0.0049293 | 0 | 0 |  | 1 | TRUE | wye
4 | LV_1093-3_0_10_load_101 | 10 | 0.007624 | 0.0019108 | 0 | 0 |  | 1 | TRUE | wye
5 | LV_1093-3_0_10_load_99 | 11 | 0.007811 | 0.0019576 | 0 | 0 |  | 1 | TRUE | wye
6 | LV_1093-3_0_10_load_127 | 14 | 0.0040799 | 0.0010225 | 0 | 0 |  | 1 | TRUE | wye
7 | LV_1093-3_0_10_load_119 | 17 | 0.0081542 | 0.0020436 | 0 | 0 |  | 1 | TRUE | wye
8 | LV_1093-3_0_10_load_76 | 18 | 0.0038238 | 0.00095832 | 0 | 0 |  | 1 | TRUE | wye
9 | LV_1093-3_0_10_load_130 | 21 | 0.0095036 | 0.0023818 | 0 | 0 |  | 1 | TRUE | wye
10 | LV_1093-3_0_10_load_71 | 23 | 0.0059392 | 0.0014885 | 0 | 0 |  | 1 | TRUE | wye
11 | LV_1093-3_0_10_load_113 | 25 | 0.010607 | 0.0026584 | 0 | 0 |  | 1 | TRUE | wye
12 | LV_1093-3_0_10_load_111 | 26 | 0.0044121 | 0.0011058 | 0 | 0 |  | 1 | TRUE | wye
13 | LV_1093-3_0_10_load_133 | 27 | 0.0010103 | 0.0002532 | 0 | 0 |  | 1 | TRUE | wye
14 | LV_1093-3_0_10_load_118 | 30 | 0.001536 | 0.00038496 | 0 | 0 |  | 1 | TRUE | wye
15 | LV_1093-3_0_10_load_98 | 31 | 0.0080486 | 0.0020172 | 0 | 0 |  | 1 | TRUE | wye
16 | LV_1093-3_0_10_load_33 | 32 | 0.002584 | 0.0006476 | 0 | 0 |  | 1 | TRUE | wye
17 | LV_1093-3_0_10_load_139 | 34 | 0.0050053 | 0.0012544 | 0 | 0 |  | 1 | TRUE | wye
18 | LV_1093-3_0_10_load_22 | 37 | 0.0020483 | 0.00051335 | 0 | 0 |  | 1 | TRUE | wye
19 | LV_1093-3_0_10_load_18 | 38 | 0.0020832 | 0.00052209 | 0 | 0 |  | 1 | TRUE | wye
20 | LV_1093-3_0_10_load_35 | 41 | 0.0019261 | 0.00048274 | 0 | 0 |  | 1 | TRUE | wye
21 | LV_1093-3_0_10_load_55 | 44 | 0.0055763 | 0.0013975 | 0 | 0 |  | 1 | TRUE | wye
22 | LV_1093-3_0_10_load_102 | 45 | 0.0016512 | 0.00041382 | 0 | 0 |  | 1 | TRUE | wye
23 | LV_1093-3_0_10_load_78 | 48 | 0.0099998 | 0.0025062 | 0 | 0 |  | 1 | TRUE | wye
24 | LV_1093-3_0_10_load_89 | 49 | 0.016528 | 0.0041423 | 0 | 0 |  | 1 | TRUE | wye
25 | LV_1093-3_0_10_load_44 | 50 | 0.0099991 | 0.002506 | 0 | 0 |  | 1 | TRUE | wye
26 | LV_1093-3_0_10_load_131 | 53 | 0.0016347 | 0.00040969 | 0 | 0 |  | 1 | TRUE | wye
27 | LV_1093-3_0_10_load_132 | 58 | 0.0081143 | 0.0020336 | 0 | 0 |  | 1 | TRUE | wye
28 | LV_1093-3_0_10_load_57 | 62 | 0.004369 | 0.001095 | 0 | 0 |  | 1 | TRUE | wye
29 | LV_1093-3_0_10_load_54 | 64 | 0.0055739 | 0.001397 | 0 | 0 |  | 1 | TRUE | wye
30 | LV_1093-3_0_10_load_121 | 65 | 0.0092864 | 0.0023274 | 0 | 0 |  | 1 | TRUE | wye
31 | LV_1093-3_0_10_load_86 | 66 | 0.0016709 | 0.00041877 | 0 | 0 |  | 1 | TRUE | wye
32 | LV_1093-3_0_10_load_100 | 67 | 0.0033914 | 0.00084998 | 0 | 0 |  | 1 | TRUE | wye
33 | LV_1093-3_0_10_load_124 | 70 | 0.011427 | 0.0028639 | 0 | 0 |  | 1 | TRUE | wye
34 | LV_1093-3_0_10_load_117 | 73 | 0.0030673 | 0.00076873 | 0 | 0 |  | 1 | TRUE | wye
35 | LV_1093-3_0_10_load_40 | 75 | 0.011896 | 0.0029815 | 0 | 0 |  | 1 | TRUE | wye
36 | LV_1093-3_0_10_load_83 | 76 | 0.0045168 | 0.001132 | 0 | 0 |  | 1 | TRUE | wye
37 | LV_1093-3_0_10_load_74 | 77 | 0.015599 | 0.0039095 | 0 | 0 |  | 1 | TRUE | wye
38 | LV_1093-3_0_10_load_123 | 78 | 0.0065765 | 0.0016482 | 0 | 0 |  | 1 | TRUE | wye
39 | LV_1093-3_0_10_load_115 | 79 | 0.0026435 | 0.00066251 | 0 | 0 |  | 1 | TRUE | wye
40 | LV_1093-3_0_10_load_72 | 80 | 0.0026065 | 0.00065325 | 0 | 0 |  | 1 | TRUE | wye
41 | LV_1093-3_0_10_load_112 | 81 | 0.0041641 | 0.0010436 | 0 | 0 |  | 1 | TRUE | wye
42 | LV_1093-3_0_10_load_106 | 82 | 0.0027101 | 0.00067921 | 0 | 0 |  | 1 | TRUE | wye
43 | LV_1093-3_0_10_load_17 | 83 | 0.0026198 | 0.00065658 | 0 | 0 |  | 1 | TRUE | wye
44 | LV_1093-3_0_10_load_19 | 84 | 0.00202 | 0.00050626 | 0 | 0 |  | 1 | TRUE | wye
45 | LV_1093-3_0_10_load_21 | 85 | 0.0016047 | 0.00040217 | 0 | 0 |  | 1 | TRUE | wye
46 | LV_1093-3_0_10_load_122 | 86 | 0.0010275 | 0.00025751 | 0 | 0 |  | 1 | TRUE | wye
47 | LV_1093-3_0_10_load_31 | 87 | 0.0026171 | 0.0006559 | 0 | 0 |  | 1 | TRUE | wye
48 | LV_1093-3_0_10_load_45 | 88 | 0.0035819 | 0.00089772 | 0 | 0 |  | 1 | TRUE | wye
49 | LV_1093-3_0_10_load_30 | 90 | 0.0062057 | 0.0015553 | 0 | 0 |  | 1 | TRUE | wye
50 | LV_1093-3_0_10_load_32 | 91 | 0.0023826 | 0.00059713 | 0 | 0 |  | 1 | TRUE | wye
51 | LV_1093-3_0_10_load_34 | 92 | 0.0014779 | 0.00037041 | 0 | 0 |  | 1 | TRUE | wye
52 | LV_1093-3_0_10_load_135 | 93 | 0.0013636 | 0.00034174 | 0 | 0 |  | 1 | TRUE | wye
53 | LV_1093-3_0_10_load_137 | 94 | 0.0012527 | 0.00031396 | 0 | 0 |  | 1 | TRUE | wye
54 | LV_1093-3_0_10_load_136 | 95 | 0.0023641 | 0.0005925 | 0 | 0 |  | 1 | TRUE | wye
55 | LV_1093-3_0_10_load_37 | 96 | 0.0019171 | 0.00048047 | 0 | 0 |  | 1 | TRUE | wye
56 | LV_1093-3_0_10_load_38 | 97 | 0.0013636 | 0.00034175 | 0 | 0 |  | 1 | TRUE | wye
57 | LV_1093-3_0_10_load_39 | 98 | 0.0023007 | 0.00057661 | 0 | 0 |  | 1 | TRUE | wye
58 | LV_1093-3_0_10_load_84 | 99 | 0.0032755 | 0.00082091 | 0 | 0 |  | 1 | TRUE | wye
59 | LV_1093-3_0_10_load_85 | 100 | 0.0035328 | 0.00088539 | 0 | 0 |  | 1 | TRUE | wye
60 | LV_1093-3_0_10_load_120 | 102 | 0.012614 | 0.0031614 | 0 | 0 |  | 1 | TRUE | wye
61 | LV_1093-3_0_10_load_126 | 103 | 0.019664 | 0.0049282 | 0 | 0 |  | 1 | TRUE | wye
62 | LV_1093-3_0_10_load_73 | 104 | 0.0015858 | 0.00039744 | 0 | 0 |  | 1 | TRUE | wye
63 | LV_1093-3_0_10_load_50 | 105 | 0.0017054 | 0.00042742 | 0 | 0 |  | 1 | TRUE | wye
64 | LV_1093-3_0_10_load_51 | 106 | 0.0012191 | 0.00030554 | 0 | 0 |  | 1 | TRUE | wye
65 | LV_1093-3_0_10_load_52 | 107 | 0.001218 | 0.00030527 | 0 | 0 |  | 1 | TRUE | wye
66 | LV_1093-3_0_10_load_53 | 108 | 0.0037144 | 0.00093091 | 0 | 0 |  | 1 | TRUE | wye
67 | LV_1093-3_0_10_load_105 | 109 | 0.0026235 | 0.00065751 | 0 | 0 |  | 1 | TRUE | wye
68 | LV_1093-3_0_10_load_138 | 111 | 0.0021984 | 0.00055098 | 0 | 0 |  | 1 | TRUE | wye
69 | LV_1093-3_0_10_load_87 | 112 | 0.0039926 | 0.0010006 | 0 | 0 |  | 1 | TRUE | wye
70 | LV_1093-3_0_10_load_134 | 115 | 0.0086037 | 0.0021563 | 0 | 0 |  | 1 | TRUE | wye
71 | LV_1093-3_0_10_load_66 | 116 | 0.0025751 | 0.00064539 | 0 | 0 |  | 1 | TRUE | wye
72 | LV_1093-3_0_10_load_67 | 117 | 0.0018649 | 0.00046738 | 0 | 0 |  | 1 | TRUE | wye
73 | LV_1093-3_0_10_load_68 | 118 | 0.012865 | 0.0032243 | 0 | 0 |  | 1 | TRUE | wye
74 | LV_1093-3_0_10_load_96 | 121 | 0.00146 | 0.0003659 | 0 | 0 |  | 1 | TRUE | wye
75 | LV_1093-3_0_10_load_92 | 122 | 0.002186 | 0.00054786 | 0 | 0 |  | 1 | TRUE | wye
76 | LV_1093-3_0_10_load_93 | 123 | 0.0024543 | 0.0006151 | 0 | 0 |  | 1 | TRUE | wye
77 | LV_1093-3_0_10_load_103 | 124 | 0.0069252 | 0.0017356 | 0 | 0 |  | 1 | TRUE | wye
78 | LV_1093-3_0_10_load_90 | 125 | 0.0026816 | 0.00067208 | 0 | 0 |  | 1 | TRUE | wye
79 | LV_1093-3_0_10_load_94 | 126 | 0.0036257 | 0.00090868 | 0 | 0 |  | 1 | TRUE | wye
80 | LV_1093-3_0_10_load_75 | 127 | 0.0037348 | 0.00093603 | 0 | 0 |  | 1 | TRUE | wye
81 | LV_1093-3_0_10_load_77 | 128 | 0.0069229 | 0.0017351 | 0 | 0 |  | 1 | TRUE | wye
82 | LV_1093-3_0_10_load_79 | 129 | 0.0054028 | 0.0013541 | 0 | 0 |  | 1 | TRUE | wye
83 | LV_1093-3_0_10_load_80 | 130 | 0.013083 | 0.0032789 | 0 | 0 |  | 1 | TRUE | wye
84 | LV_1093-3_0_10_load_81 | 131 | 0.010057 | 0.0025205 | 0 | 0 |  | 1 | TRUE | wye
85 | LV_1093-3_0_10_load_82 | 132 | 0.0049086 | 0.0012302 | 0 | 0 |  | 1 | TRUE | wye
86 | LV_1093-3_0_10_load_91 | 133 | 0.00146 | 0.0003659 | 0 | 0 |  | 1 | TRUE | wye
87 | LV_1093-3_0_10_load_95 | 134 | 0.0026293 | 0.00065896 | 0 | 0 |  | 1 | TRUE | wye
88 | LV_1093-3_0_10_load_128 | 135 | 0.004055 | 0.0010163 | 0 | 0 |  | 1 | TRUE | wye
89 | LV_1093-3_0_10_load_114 | 136 | 0.0026419 | 0.00066211 | 0 | 0 |  | 1 | TRUE | wye

## ext_grid
| name | bus | vm_pu | va_degree | slack_weight | in_service
0 |  | 74 | 1 | 0 | 1 | TRUE

## line
| name | std_type | from_bus | to_bus | length_km | r_ohm_per_km | x_ohm_per_km | c_nf_per_km | g_us_per_km | max_i_ka | df | parallel | type | in_service
0 | LV_1093-3_0_10_line_0 |  | 0 | 1 | 0.061045 | 0.125 | 0.08 | 261 | 0 | 0.364 | 1 | 1 | cs | TRUE
1 | LV_1093-3_0_10_line_1 |  | 1 | 2 | 0.028175 | 0.125 | 0.08 | 261 | 0 | 0.364 | 1 | 1 | cs | TRUE
2 | LV_1093-3_0_10_line_2 |  | 1 | 3 | 0.075262 | 0.125 | 0.08 | 261 | 0 | 0.364 | 1 | 1 | cs | TRUE
3 | LV_1093-3_0_10_line_3 |  | 2 | 4 | 0.010713 | 0.125 | 0.08 | 261 | 0 | 0.364 | 1 | 1 | cs | TRUE
4 | LV_1093-3_0_10_line_4 |  | 3 | 7 | 0.15196 | 0.125 | 0.08 | 261 | 0 | 0.364 | 1 | 1 | cs | TRUE
5 | LV_1093-3_0_10_line_5 |  | 3 | 8 | 0.022624 | 0.125 | 0.08 | 261 | 0 | 0.364 | 1 | 1 | cs | TRUE
6 | LV_1093-3_0_10_line_6 |  | 4 | 31 | 0.0022894 | 0.125 | 0.08 | 261 | 0 | 0.364 | 1 | 1 | cs | TRUE
7 | LV_1093-3_0_10_line_7 |  | 4 | 5 | 0.015491 | 0.125 | 0.08 | 261 | 0 | 0.364 | 1 | 1 | cs | TRUE
8 | LV_1093-3_0_10_line_8 |  | 5 | 6 | 0.03268 | 0.125 | 0.08 | 261 | 0 | 0.364 | 1 | 1 | cs | TRUE
9 | LV_1093-3_0_10_line_9 |  | 7 | 32 | 0.0018332 | 0.125 | 0.08 | 261 | 0 | 0.364 | 1 | 1 | cs | TRUE
10 | LV_1093-3_0_10_line_10 |  | 8 | 51 | 0.07319 | 0.125 | 0.08 | 261 | 0 | 0.364 | 1 | 1 | cs | TRUE
11 | LV_1093-3_0_10_line_11 |  | 9 | 10 | 0.013433 | 0.125 | 0.08 | 261 | 0 | 0.364 | 1 | 1 | cs | TRUE
12 | LV_1093-3_0_10_line_12 |  | 9 | 11 | 0.042977 | 0.125 | 0.08 | 261 | 0 | 0.364 | 1 | 1 | cs | TRUE
13 | LV_1093-3_0_10_line_13 |  | 10 | 68 | 0.0020714 | 0.125 | 0.08 | 261 | 0 | 0.364 | 1 | 1 | cs | TRUE
14 | LV_1093-3_0_10_line_14 |  | 11 | 67 | 0.03045 | 0.125 | 0.08 | 261 | 0 | 0.364 | 1 | 1 | cs | TRUE
15 | LV_1093-3_0_10_line_15 |  | 12 | 13 | 0.035959 | 0.125 | 0.08 | 261 | 0 | 0.364 | 1 | 5 | cs | TRUE
16 | LV_1093-3_0_10_line_16 |  | 12 | 14 | 0.044146 | 0.125 | 0.08 | 261 | 0 | 0.364 | 1 | 5 | cs | TRUE
17 | LV_1093-3_0_10_line_17 |  | 13 | 17 | 0.0020481 | 0.125 | 0.08 | 261 | 0 | 0.364 | 1 | 5 | cs | TRUE
18 | LV_1093-3_0_10_line_18 |  | 14 | 76 | 0.011443 | 0.125 | 0.08 | 261 | 0 | 0.364 | 1 | 5 | cs | TRUE
19 | LV_1093-3_0_10_line_19 |  | 15 | 16 | 0.011087 | 0.125 | 0.08 | 261 | 0 | 0.364 | 1 | 5 | cs | TRUE
20 | LV_1093-3_0_10_line_20 |  | 15 | 17 | 0.031013 | 0.125 | 0.08 | 261 | 0 | 0.364 | 1 | 5 | cs | TRUE
21 | LV_1093-3_0_10_line_21 |  | 16 | 18 | 0.016444 | 0.125 | 0.08 | 261 | 0 | 0.364 | 1 | 5 | cs | TRUE
22 | LV_1093-3_0_10_line_22 |  | 18 | 77 | 0.0056251 | 0.125 | 0.08 | 261 | 0 | 0.364 | 1 | 5 | cs | TRUE
23 | LV_1093-3_0_10_line_23 |  | 19 | 20 | 0.030187 | 0.125 | 0.08 | 261 | 0 | 0.364 | 1 | 1 | cs | TRUE
24 | LV_1093-3_0_10_line_24 |  | 19 | 21 | 0.016421 | 0.125 | 0.08 | 261 | 0 | 0.364 | 1 | 1 | cs | TRUE
25 | LV_1093-3_0_10_line_25 |  | 20 | 22 | 0.069176 | 0.125 | 0.08 | 261 | 0 | 0.364 | 1 | 5 | cs | TRUE
26 | LV_1093-3_0_10_line_26 |  | 20 | 23 | 0.00084453 | 0.125 | 0.08 | 261 | 0 | 0.364 | 1 | 5 | cs | TRUE
27 | LV_1093-3_0_10_line_27 |  | 21 | 60 | 0.016669 | 0.125 | 0.08 | 261 | 0 | 0.364 | 1 | 1 | cs | TRUE
28 | LV_1093-3_0_10_line_28 |  | 22 | 27 | 0.040378 | 0.125 | 0.08 | 261 | 0 | 0.364 | 1 | 5 | cs | TRUE
29 | LV_1093-3_0_10_line_29 |  | 23 | 80 | 0.05371 | 0.125 | 0.08 | 261 | 0 | 0.364 | 1 | 5 | cs | TRUE
30 | LV_1093-3_0_10_line_30 |  | 24 | 25 | 0.033619 | 0.125 | 0.08 | 261 | 0 | 0.364 | 1 | 1 | cs | TRUE
31 | LV_1093-3_0_10_line_31 |  | 24 | 26 | 0.031972 | 0.125 | 0.08 | 261 | 0 | 0.364 | 1 | 1 | cs | TRUE
32 | LV_1093-3_0_10_line_32 |  | 25 | 63 | 0.019775 | 0.125 | 0.08 | 261 | 0 | 0.364 | 1 | 1 | cs | TRUE
33 | LV_1093-3_0_10_line_33 |  | 26 | 81 | 0.011309 | 0.125 | 0.08 | 261 | 0 | 0.364 | 1 | 1 | cs | TRUE
34 | LV_1093-3_0_10_line_34 |  | 27 | 54 | 0.017359 | 0.125 | 0.08 | 261 | 0 | 0.364 | 1 | 5 | cs | TRUE
35 | LV_1093-3_0_10_line_35 |  | 28 | 29 | 0.03654 | 0.125 | 0.08 | 261 | 0 | 0.364 | 1 | 5 | cs | TRUE
36 | LV_1093-3_0_10_line_36 |  | 28 | 30 | 0.016219 | 0.125 | 0.08 | 261 | 0 | 0.364 | 1 | 5 | cs | TRUE
37 | LV_1093-3_0_10_line_37 |  | 29 | 59 | 0.014247 | 0.125 | 0.08 | 261 | 0 | 0.364 | 1 | 5 | cs | TRUE
38 | LV_1093-3_0_10_line_38 |  | 30 | 82 | 0.019407 | 0.125 | 0.08 | 261 | 0 | 0.364 | 1 | 5 | cs | TRUE
39 | LV_1093-3_0_10_line_39 |  | 31 | 136 | 0.014561 | 0.125 | 0.08 | 261 | 0 | 0.364 | 1 | 1 | cs | TRUE
40 | LV_1093-3_0_10_line_40 |  | 32 | 87 | 0.024299 | 0.125 | 0.08 | 261 | 0 | 0.364 | 1 | 1 | cs | TRUE
41 | LV_1093-3_0_10_line_41 |  | 33 | 34 | 0.022774 | 0.125 | 0.08 | 261 | 0 | 0.364 | 1 | 1 | cs | TRUE
42 | LV_1093-3_0_10_line_42 |  | 33 | 35 | 0.01437 | 0.125 | 0.08 | 261 | 0 | 0.364 | 1 | 1 | cs | TRUE
43 | LV_1093-3_0_10_line_43 |  | 35 | 62 | 0.028535 | 0.125 | 0.08 | 261 | 0 | 0.364 | 1 | 1 | cs | TRUE
44 | LV_1093-3_0_10_line_44 |  | 35 | 63 | 0.032073 | 0.125 | 0.08 | 261 | 0 | 0.364 | 1 | 1 | cs | TRUE
45 | LV_1093-3_0_10_line_45 |  | 35 | 64 | 0.012571 | 0.125 | 0.08 | 261 | 0 | 0.364 | 1 | 1 | cs | TRUE
46 | LV_1093-3_0_10_line_46 |  | 36 | 37 | 0.011639 | 0.125 | 0.08 | 261 | 0 | 0.364 | 1 | 1 | cs | TRUE
47 | LV_1093-3_0_10_line_47 |  | 36 | 38 | 0.01266 | 0.125 | 0.08 | 261 | 0 | 0.364 | 1 | 1 | cs | TRUE
48 | LV_1093-3_0_10_line_48 |  | 37 | 45 | 0.047991 | 0.125 | 0.08 | 261 | 0 | 0.364 | 1 | 1 | cs | TRUE
49 | LV_1093-3_0_10_line_49 |  | 38 | 83 | 0.027674 | 0.125 | 0.08 | 261 | 0 | 0.364 | 1 | 1 | cs | TRUE
50 | LV_1093-3_0_10_line_50 |  | 39 | 40 | 0.036634 | 0.125 | 0.08 | 261 | 0 | 0.364 | 1 | 1 | cs | TRUE
51 | LV_1093-3_0_10_line_51 |  | 39 | 41 | 0.016808 | 0.125 | 0.08 | 261 | 0 | 0.364 | 1 | 1 | cs | TRUE
52 | LV_1093-3_0_10_line_52 |  | 40 | 45 | 0.00079702 | 0.125 | 0.08 | 261 | 0 | 0.364 | 1 | 1 | cs | TRUE
53 | LV_1093-3_0_10_line_53 |  | 40 | 42 | 0.0068212 | 0.125 | 0.08 | 261 | 0 | 0.364 | 1 | 1 | cs | TRUE
54 | LV_1093-3_0_10_line_54 |  | 42 | 43 | 0.004934 | 0.125 | 0.08 | 261 | 0 | 0.364 | 1 | 1 | cs | TRUE
55 | LV_1093-3_0_10_line_55 |  | 42 | 44 | 0.029079 | 0.125 | 0.08 | 261 | 0 | 0.364 | 1 | 1 | cs | TRUE
56 | LV_1093-3_0_10_line_56 |  | 43 | 86 | 0.014058 | 0.125 | 0.08 | 261 | 0 | 0.364 | 1 | 1 | cs | TRUE
57 | LV_1093-3_0_10_line_57 |  | 44 | 64 | 0.038504 | 0.125 | 0.08 | 261 | 0 | 0.364 | 1 | 1 | cs | TRUE
58 | LV_1093-3_0_10_line_58 |  | 46 | 47 | 0.013136 | 0.125 | 0.08 | 261 | 0 | 0.364 | 1 | 1 | cs | TRUE
59 | LV_1093-3_0_10_line_59 |  | 46 | 48 | 0.025119 | 0.125 | 0.08 | 261 | 0 | 0.364 | 1 | 1 | cs | TRUE
60 | LV_1093-3_0_10_line_60 |  | 47 | 49 | 0.014539 | 0.125 | 0.08 | 261 | 0 | 0.364 | 1 | 1 | cs | TRUE
61 | LV_1093-3_0_10_line_61 |  | 47 | 50 | 0.041091 | 0.125 | 0.08 | 261 | 0 | 0.364 | 1 | 1 | cs | TRUE
62 | LV_1093-3_0_10_line_62 |  | 48 | 88 | 0.037063 | 0.125 | 0.08 | 261 | 0 | 0.364 | 1 | 1 | cs | TRUE
63 | LV_1093-3_0_10_line_63 |  | 50 | 89 | 0.022107 | 0.125 | 0.08 | 261 | 0 | 0.364 | 1 | 1 | cs | TRUE
64 | LV_1093-3_0_10_line_64 |  | 51 | 101 | 0.007153 | 0.125 | 0.08 | 261 | 0 | 0.364 | 1 | 1 | cs | TRUE
65 | LV_1093-3_0_10_line_65 |  | 51 | 89 | 0.029461 | 0.125 | 0.08 | 261 | 0 | 0.364 | 1 | 2 | cs | TRUE
66 | LV_1093-3_0_10_line_66 |  | 52 | 53 | 0.0053038 | 0.125 | 0.08 | 261 | 0 | 0.364 | 1 | 1 | cs | TRUE
67 | LV_1093-3_0_10_line_67 |  | 52 | 54 | 0.045728 | 0.125 | 0.08 | 261 | 0 | 0.364 | 1 | 5 | cs | TRUE
68 | LV_1093-3_0_10_line_68 |  | 52 | 55 | 0.006641 | 0.125 | 0.08 | 261 | 0 | 0.364 | 1 | 5 | cs | TRUE
69 | LV_1093-3_0_10_line_69 |  | 54 | 56 | 0.018943 | 0.125 | 0.08 | 261 | 0 | 0.364 | 1 | 1 | cs | TRUE
70 | LV_1093-3_0_10_line_70 |  | 54 | 57 | 0.024822 | 0.125 | 0.08 | 261 | 0 | 0.364 | 1 | 1 | cs | TRUE
71 | LV_1093-3_0_10_line_71 |  | 55 | 58 | 0.0094384 | 0.125 | 0.08 | 261 | 0 | 0.364 | 1 | 5 | cs | TRUE
72 | LV_1093-3_0_10_line_72 |  | 56 | 111 | 0.027705 | 0.125 | 0.08 | 261 | 0 | 0.364 | 1 | 1 | cs | TRUE
73 | LV_1093-3_0_10_line_73 |  | 57 | 66 | 0.027186 | 0.125 | 0.08 | 261 | 0 | 0.364 | 1 | 1 | cs | TRUE
74 | LV_1093-3_0_10_line_74 |  | 58 | 113 | 0.0065896 | 0.125 | 0.08 | 261 | 0 | 0.364 | 1 | 5 | cs | TRUE
75 | LV_1093-3_0_10_line_75 |  | 59 | 114 | 0.045629 | 0.125 | 0.08 | 261 | 0 | 0.364 | 1 | 5 | cs | TRUE
76 | LV_1093-3_0_10_line_76 |  | 59 | 115 | 0.0035291 | 0.125 | 0.08 | 261 | 0 | 0.364 | 1 | 1 | cs | TRUE
77 | LV_1093-3_0_10_line_77 |  | 60 | 61 | 0.023678 | 0.125 | 0.08 | 261 | 0 | 0.364 | 1 | 1 | cs | TRUE
78 | LV_1093-3_0_10_line_78 |  | 61 | 62 | 0.017151 | 0.125 | 0.08 | 261 | 0 | 0.364 | 1 | 1 | cs | TRUE
79 | LV_1093-3_0_10_line_79 |  | 63 | 65 | 0.019752 | 0.125 | 0.08 | 261 | 0 | 0.364 | 1 | 1 | cs | TRUE
80 | LV_1093-3_0_10_line_80 |  | 66 | 112 | 0.0011884 | 0.125 | 0.08 | 261 | 0 | 0.364 | 1 | 1 | cs | TRUE
81 | LV_1093-3_0_10_line_81 |  | 68 | 71 | 0.021203 | 0.125 | 0.08 | 261 | 0 | 0.364 | 1 | 5 | cs | TRUE
82 | LV_1093-3_0_10_line_82 |  | 68 | 69 | 0.02271 | 0.125 | 0.08 | 261 | 0 | 0.364 | 1 | 5 | cs | TRUE
83 | LV_1093-3_0_10_line_83 |  | 69 | 70 | 0.0059174 | 0.125 | 0.08 | 261 | 0 | 0.364 | 1 | 5 | cs | TRUE
84 | LV_1093-3_0_10_line_84 |  | 70 | 72 | 0.0081738 | 0.125 | 0.08 | 261 | 0 | 0.364 | 1 | 5 | cs | TRUE
85 | LV_1093-3_0_10_line_85 |  | 71 | 102 | 0.01916 | 0.125 | 0.08 | 261 | 0 | 0.364 | 1 | 1 | cs | TRUE
86 | LV_1093-3_0_10_line_86 |  | 71 | 74 | 0.014257 | 0.125 | 0.08 | 261 | 0 | 0.364 | 1 | 5 | cs | TRUE
87 | LV_1093-3_0_10_line_87 |  | 72 | 73 | 0.037622 | 0.125 | 0.08 | 261 | 0 | 0.364 | 1 | 5 | cs | TRUE
88 | LV_1093-3_0_10_line_88 |  | 73 | 104 | 0.017845 | 0.125 | 0.08 | 261 | 0 | 0.364 | 1 | 5 | cs | TRUE
89 | LV_1093-3_0_10_line_89 |  | 74 | 75 | 0.032209 | 0.125 | 0.08 | 261 | 0 | 0.364 | 1 | 5 | cs | TRUE
90 | LV_1093-3_0_10_line_90 |  | 75 | 89 | 0.023599 | 0.125 | 0.08 | 261 | 0 | 0.364 | 1 | 5 | cs | TRUE
91 | LV_1093-3_0_10_line_91 |  | 76 | 131 | 0.023811 | 0.125 | 0.08 | 261 | 0 | 0.364 | 1 | 5 | cs | TRUE
92 | LV_1093-3_0_10_line_92 |  | 77 | 127 | 0.0081671 | 0.125 | 0.08 | 261 | 0 | 0.364 | 1 | 5 | cs | TRUE
93 | LV_1093-3_0_10_line_93 |  | 78 | 79 | 0.011477 | 0.125 | 0.08 | 261 | 0 | 0.364 | 1 | 1 | cs | TRUE
94 | LV_1093-3_0_10_line_94 |  | 79 | 136 | 0.0063148 | 0.125 | 0.08 | 261 | 0 | 0.364 | 1 | 1 | cs | TRUE
95 | LV_1093-3_0_10_line_95 |  | 80 | 104 | 0.03114 | 0.125 | 0.08 | 261 | 0 | 0.364 | 1 | 5 | cs | TRUE
96 | LV_1093-3_0_10_line_96 |  | 82 | 132 | 0.063221 | 0.125 | 0.08 | 261 | 0 | 0.364 | 1 | 5 | cs | TRUE
97 | LV_1093-3_0_10_line_97 |  | 83 | 84 | 0.027609 | 0.125 | 0.08 | 261 | 0 | 0.364 | 1 | 1 | cs | TRUE
98 | LV_1093-3_0_10_line_98 |  | 84 | 85 | 0.033674 | 0.125 | 0.08 | 261 | 0 | 0.364 | 1 | 1 | cs | TRUE
99 | LV_1093-3_0_10_line_99 |  | 87 | 90 | 0.0022056 | 0.125 | 0.08 | 261 | 0 | 0.364 | 1 | 1 | cs | TRUE
100 | LV_1093-3_0_10_line_100 |  | 90 | 91 | 0.021924 | 0.125 | 0.08 | 261 | 0 | 0.364 | 1 | 1 | cs | TRUE
101 | LV_1093-3_0_10_line_101 |  | 91 | 92 | 0.0029282 | 0.125 | 0.08 | 261 | 0 | 0.364 | 1 | 1 | cs | TRUE
102 | LV_1093-3_0_10_line_102 |  | 92 | 93 | 0.0068093 | 0.125 | 0.08 | 261 | 0 | 0.364 | 1 | 1 | cs | TRUE
103 | LV_1093-3_0_10_line_103 |  | 93 | 94 | 0.01257 | 0.125 | 0.08 | 261 | 0 | 0.364 | 1 | 1 | cs | TRUE
104 | LV_1093-3_0_10_line_104 |  | 94 | 95 | 0.001697 | 0.125 | 0.08 | 261 | 0 | 0.364 | 1 | 1 | cs | TRUE
105 | LV_1093-3_0_10_line_105 |  | 96 | 97 | 0.0009658 | 0.125 | 0.08 | 261 | 0 | 0.364 | 1 | 1 | cs | TRUE
106 | LV_1093-3_0_10_line_106 |  | 97 | 98 | 0.019291 | 0.125 | 0.08 | 261 | 0 | 0.364 | 1 | 1 | cs | TRUE
107 | LV_1093-3_0_10_line_107 |  | 98 | 99 | 0.0012051 | 0.125 | 0.08 | 261 | 0 | 0.364 | 1 | 1 | cs | TRUE
108 | LV_1093-3_0_10_line_108 |  | 99 | 100 | 0.021399 | 0.125 | 0.08 | 261 | 0 | 0.364 | 1 | 1 | cs | TRUE
109 | LV_1093-3_0_10_line_109 |  | 100 | 120 | 0.014108 | 0.125 | 0.08 | 261 | 0 | 0.364 | 1 | 1 | cs | TRUE
110 | LV_1093-3_0_10_line_110 |  | 101 | 103 | 0.015951 | 0.125 | 0.08 | 261 | 0 | 0.364 | 1 | 1 | cs | TRUE
111 | LV_1093-3_0_10_line_111 |  | 105 | 106 | 0.018954 | 0.125 | 0.08 | 261 | 0 | 0.364 | 1 | 1 | cs | TRUE
112 | LV_1093-3_0_10_line_112 |  | 105 | 107 | 0.0031832 | 0.125 | 0.08 | 261 | 0 | 0.364 | 1 | 1 | cs | TRUE
113 | LV_1093-3_0_10_line_113 |  | 106 | 108 | 0.006069 | 0.125 | 0.08 | 261 | 0 | 0.364 | 1 | 1 | cs | TRUE
114 | LV_1093-3_0_10_line_114 |  | 108 | 109 | 0.015767 | 0.125 | 0.08 | 261 | 0 | 0.364 | 1 | 1 | cs | TRUE
115 | LV_1093-3_0_10_line_115 |  | 109 | 110 | 0.014578 | 0.125 | 0.08 | 261 | 0 | 0.364 | 1 | 1 | cs | TRUE
116 | LV_1093-3_0_10_line_116 |  | 110 | 124 | 0.030359 | 0.125 | 0.08 | 261 | 0 | 0.364 | 1 | 5 | cs | TRUE
117 | LV_1093-3_0_10_line_117 |  | 110 | 128 | 0.0036824 | 0.125 | 0.08 | 261 | 0 | 0.364 | 1 | 5 | cs | TRUE
118 | LV_1093-3_0_10_line_118 |  | 113 | 114 | 0.007172 | 0.125 | 0.08 | 261 | 0 | 0.364 | 1 | 5 | cs | TRUE
119 | LV_1093-3_0_10_line_119 |  | 116 | 117 | 0.014643 | 0.125 | 0.08 | 261 | 0 | 0.364 | 1 | 5 | cs | TRUE
120 | LV_1093-3_0_10_line_120 |  | 116 | 118 | 0.010128 | 0.125 | 0.08 | 261 | 0 | 0.364 | 1 | 5 | cs | TRUE
121 | LV_1093-3_0_10_line_121 |  | 117 | 119 | 0.026696 | 0.125 | 0.08 | 261 | 0 | 0.364 | 1 | 5 | cs | TRUE
122 | LV_1093-3_0_10_line_122 |  | 118 | 120 | 0.013585 | 0.125 | 0.08 | 261 | 0 | 0.364 | 1 | 5 | cs | TRUE
123 | LV_1093-3_0_10_line_123 |  | 119 | 121 | 0.020559 | 0.125 | 0.08 | 261 | 0 | 0.364 | 1 | 1 | cs | TRUE
124 | LV_1093-3_0_10_line_124 |  | 119 | 122 | 0.013213 | 0.125 | 0.08 | 261 | 0 | 0.364 | 1 | 2 | cs | TRUE
125 | LV_1093-3_0_10_line_125 |  | 119 | 123 | 0.021178 | 0.125 | 0.08 | 261 | 0 | 0.364 | 1 | 5 | cs | TRUE
126 | LV_1093-3_0_10_line_126 |  | 120 | 124 | 0.024321 | 0.125 | 0.08 | 261 | 0 | 0.364 | 1 | 5 | cs | TRUE
127 | LV_1093-3_0_10_line_127 |  | 122 | 125 | 0.020648 | 0.125 | 0.08 | 261 | 0 | 0.364 | 1 | 1 | cs | TRUE
128 | LV_1093-3_0_10_line_128 |  | 123 | 126 | 0.011094 | 0.125 | 0.08 | 261 | 0 | 0.364 | 1 | 5 | cs | TRUE
129 | LV_1093-3_0_10_line_129 |  | 125 | 133 | 0.0048187 | 0.125 | 0.08 | 261 | 0 | 0.364 | 1 | 1 | cs | TRUE
130 | LV_1093-3_0_10_line_130 |  | 126 | 134 | 0.020259 | 0.125 | 0.08 | 261 | 0 | 0.364 | 1 | 4 | cs | TRUE
131 | LV_1093-3_0_10_line_131 |  | 127 | 128 | 0.034505 | 0.125 | 0.08 | 261 | 0 | 0.364 | 1 | 5 | cs | TRUE
132 | LV_1093-3_0_10_line_132 |  | 129 | 130 | 0.026745 | 0.125 | 0.08 | 261 | 0 | 0.364 | 1 | 5 | cs | TRUE
133 | LV_1093-3_0_10_line_133 |  | 129 | 131 | 0.011545 | 0.125 | 0.08 | 261 | 0 | 0.364 | 1 | 5 | cs | TRUE
134 | LV_1093-3_0_10_line_134 |  | 130 | 132 | 0.0072883 | 0.125 | 0.08 | 261 | 0 | 0.364 | 1 | 5 | cs | TRUE
135 | LV_1093-3_0_10_line_135 |  | 134 | 135 | 0.0057689 | 0.125 | 0.08 | 261 | 0 | 0.364 | 1 | 1 | cs | TRUE

## trafo
| name | std_type | hv_bus | lv_bus | sn_mva | vn_hv_kv | vn_lv_kv | vk_percent | vkr_percent | pfe_kw | i0_percent | shift_degree | tap_side | tap_neutral | tap_min | tap_max | tap_step_percent | tap_step_degree | tap_pos | tap_phase_shifter | parallel | df | in_service
0 | LV_1093-3_0_10_trafo_42 | 0.63 MVA 20/0.4 kV | 137 | 74 | 0.63 | 20 | 0.4 | 6 | 1.206 | 1.65 | 0.2619 | 150 | hv | 0 | -2 | 2 | 2.5 | 0 | 0 | FALSE | 1 | 1 | TRUE

## line_geodata
| x0 | y0 | x1 | y1 | x2 | y2 | x3 | y3 | x4 | y4 | x5 | y5 | x6 | y6 | x7 | y7 | x8 | y8 | x9 | y9 | x10 | y10 | x11 | y11 | x12 | y12
0 | 2657875.2008 | 1216967.3052 | 2657872.8801 | 1216964.7144 | 2657823.4975 | 1216935.1289
1 | 2657875.2008 | 1216967.3052 | 2657877.4688 | 1216969.851 | 2657876.7602 | 1216972.4568 | 2657877.7191 | 1216979.2481 | 2657880.2833 | 1216987.2445 | 2657886.0307 | 1216990.8951
2 | 2657839.5976 | 1217033.6115 | 2657847.8591 | 1217017.7819 | 2657872.2863 | 1216972.7024 | 2657875.2008 | 1216967.3052
3 | 2657895.3496 | 1216996.1629 | 2657889.4733 | 1216993.0818 | 2657886.0307 | 1216990.8951
4 | 2657742.8339 | 1217101.9044 | 2657746.1308 | 1217103.2483 | 2657754.2664 | 1217083.137 | 2657755.5638 | 1217080.8704 | 2657759.3149 | 1217078.4274 | 2657761.6195 | 1217077.9717 | 2657764.6452 | 1217078.3123 | 2657797.9317 | 1217091.8654 | 2657799.3891 | 1217092.6689 | 2657800.6977 | 1217094.7162 | 2657807.5755 | 1217092.3814 | 2657811.3311 | 1217085.5692 | 2657839.5976 | 1217033.6115
5 | 2657839.5976 | 1217033.6115 | 2657859.456 | 1217044.4514
6 | 2657895.3496 | 1216996.1629 | 2657897.2974 | 1216995.7149 | 2657897.4506 | 1216995.4678
7 | 2657895.3496 | 1216996.1629 | 2657892.6714 | 1216996.7817 | 2657884.2551 | 1216993.3646 | 2657880.5699 | 1216993.6957
8 | 2657882.2373 | 1217025.2423 | 2657885.659 | 1217013.7352 | 2657880.5699 | 1216993.6957
9 | 2657742.8339 | 1217101.9044 | 2657741.136 | 1217101.2135
10 | 2657854.0417 | 1217102.694 | 2657876.1362 | 1217060.9384 | 2657876.6043 | 1217057.2962 | 2657874.7047 | 1217052.775 | 2657859.456 | 1217044.4514
11 | 2657956.2069 | 1217066.1304 | 2657953.093 | 1217064.7104 | 2657943.0893 | 1217064.3275
12 | 2657956.2069 | 1217066.1304 | 2657972.4295 | 1217026.3326
13 | 2657941.0194 | 1217064.2483 | 2657943.0893 | 1217064.3275
14 | 2657972.4295 | 1217026.3326 | 2657976.2176 | 1217017.0393 | 2657980.6984 | 1217004.3751 | 2657982.5877 | 1216997.6543
15 | 2658037.1436 | 1216949.6684 | 2658032.0066 | 1216947.8395 | 2658009.9634 | 1216933.4829 | 2658005.7895 | 1216932.5417
16 | 2658005.7895 | 1216932.5417 | 2657997.1236 | 1216975.8284 | 2657997.1236 | 1216975.8284
17 | 2658037.1436 | 1216949.6684 | 2658039.0737 | 1216950.3534
18 | 2657994.5831 | 1216986.9855 | 2657997.1236 | 1216975.8284
19 | 2658069.1483 | 1216957.6516 | 2658080.0515 | 1216959.8258
20 | 2658069.1483 | 1216957.6516 | 2658047.3873 | 1216953.3037 | 2658039.0737 | 1216950.3534
21 | 2658080.0515 | 1216959.8258 | 2658076.9419 | 1216975.9733
22 | 2658075.8781 | 1216981.4969 | 2658076.9419 | 1216975.9733
23 | 2657876.2803 | 1217249.322 | 2657879.0262 | 1217241.7218 | 2657880.9218 | 1217236.4814 | 2657883.0506 | 1217236.1463 | 2657885.2956 | 1217234.8006 | 2657887.6613 | 1217231.9552 | 2657891.1178 | 1217224.6732
24 | 2657876.2803 | 1217249.322 | 2657873.8787 | 1217244.9071 | 2657869.7191 | 1217241.7426 | 2657863.9509 | 1217239.5555
25 | 2657891.1178 | 1217224.6732 | 2657896.1166 | 1217226.634 | 2657901.8946 | 1217228.8804 | 2657896.6566 | 1217239.814 | 2657898.0845 | 1217245.209 | 2657898.3187 | 1217246.1118 | 2657900.5824 | 1217249.08 | 2657918.1634 | 1217260.8469 | 2657926.361 | 1217266.4189 | 2657929.8305 | 1217268.7318
26 | 2657891.1178 | 1217224.6732 | 2657891.479 | 1217223.9098
27 | 2657848.2972 | 1217233.8298 | 2657856.9595 | 1217236.9047 | 2657863.9509 | 1217239.5555
28 | 2657929.8305 | 1217268.7318 | 2657939.9826 | 1217275.4901 | 2657944.6888 | 1217277.8706 | 2657948.1432 | 1217278.6158 | 2657950.1861 | 1217278.5356 | 2657953.9613 | 1217277.505 | 2657956.063 | 1217276.0579 | 2657959.933 | 1217270.7589 | 2657961.8544 | 1217266.9092
29 | 2657891.479 | 1217223.9098 | 2657893.4585 | 1217219.7262 | 2657898.4088 | 1217207.9226 | 2657912.105 | 1217174.3245
30 | 2657859.0836 | 1217230.0211 | 2657827.2687 | 1217219.1571
31 | 2657859.0836 | 1217230.0211 | 2657871.2737 | 1217200.4645
32 | 2657808.5482 | 1217212.787 | 2657814.9495 | 1217214.9504 | 2657827.2687 | 1217219.1571
33 | 2657871.2737 | 1217200.4645 | 2657875.5857 | 1217190.0096
34 | 2657969.3083 | 1217251.238 | 2657966.8855 | 1217256.829 | 2657961.8544 | 1217266.9092
35 | 2657934.528 | 1217143.9564 | 2657932.9406 | 1217147.9434 | 2657932.0928 | 1217152.3712 | 2657936.842 | 1217154.2518 | 2657956.0412 | 1217162.0099 | 2657957.8179 | 1217162.7498
36 | 2657934.528 | 1217143.9564 | 2657940.5119 | 1217128.8813
37 | 2657957.8179 | 1217162.7498 | 2657971.004 | 1217168.2369
38 | 2657940.5119 | 1217128.8813 | 2657947.672 | 1217110.8433
39 | 2657897.4506 | 1216995.4678 | 2657905.1236 | 1216983.0922
40 | 2657741.136 | 1217101.2135 | 2657718.6294 | 1217092.0548
41 | 2657773.4181 | 1217205.4642 | 2657782.1775 | 1217184.4362
42 | 2657773.4181 | 1217205.4642 | 2657783.6275 | 1217208.6985 | 2657782.4249 | 1217212.1556
43 | 2657782.4249 | 1217212.1556 | 2657805.9814 | 1217219.1438 | 2657809.7326 | 1217220.4241
44 | 2657782.4249 | 1217212.1556 | 2657783.6275 | 1217208.6985 | 2657807.3696 | 1217216.122 | 2657808.5482 | 1217212.787
45 | 2657782.4249 | 1217212.1556 | 2657771.8729 | 1217209.0181 | 2657770.4019 | 1217208.4922
46 | 2657755.1472 | 1217168.4978 | 2657749.8578 | 1217176.1402 | 2657748.9928 | 1217178.3199
47 | 2657755.1472 | 1217168.4978 | 2657748.9767 | 1217165.225 | 2657743.7331 | 1217163.0544
48 | 2657748.9928 | 1217178.3199 | 2657745.1812 | 1217187.9244 | 2657744.3448 | 1217188.839 | 2657742.8064 | 1217189.3578 | 2657741.2514 | 1217189.2204 | 2657736.0406 | 1217187.1909 | 2657732.7186 | 1217187.6702 | 2657714.5829 | 1217180.6014 | 2657710.3115 | 1217178.3657
49 | 2657718.1636 | 1217152.4697 | 2657743.7331 | 1217163.0544
50 | 2657709.6054 | 1217177.9961 | 2657708.4525 | 1217181.0312 | 2657704.3027 | 1217178.4005 | 2657700.5693 | 1217175.0957 | 2657695.2243 | 1217170.4634 | 2657691.6503 | 1217167.9495 | 2657688.6317 | 1217166.8752 | 2657685.6705 | 1217166.1461 | 2657683.2765 | 1217166.4342 | 2657680.0554 | 1217167.4592
51 | 2657680.0554 | 1217167.4592 | 2657675.7712 | 1217172.4319 | 2657670.3867 | 1217181.1466
52 | 2657710.3115 | 1217178.3657 | 2657709.6054 | 1217177.9961
53 | 2657709.6054 | 1217177.9961 | 2657708.4525 | 1217181.0312 | 2657707.2886 | 1217184.4109
54 | 2657705.6796 | 1217189.076 | 2657707.2886 | 1217184.4109
55 | 2657707.2886 | 1217184.4109 | 2657713.0765 | 1217187.2131 | 2657733.686 | 1217195.1619 | 2657734.2079 | 1217195.3629
56 | 2657705.6796 | 1217189.076 | 2657697.7258 | 1217186.5196 | 2657692.2154 | 1217187.9894
57 | 2657770.4019 | 1217208.4922 | 2657741.1206 | 1217198.0246 | 2657734.2079 | 1217195.3629
58 | 2657835.8304 | 1217155.8055 | 2657836.9189 | 1217153.1588 | 2657840.8296 | 1217143.6576
59 | 2657835.8304 | 1217155.8055 | 2657854.0895 | 1217157.9839 | 2657858.599 | 1217157.961 | 2657860.575 | 1217156.9462
60 | 2657840.8296 | 1217143.6576 | 2657827.9362 | 1217136.9395
61 | 2657840.8296 | 1217143.6576 | 2657857.9529 | 1217152.5737 | 2657859.7743 | 1217153.4141 | 2657869.4645 | 1217136.171
62 | 2657878.6562 | 1217124.611 | 2657862.5001 | 1217154.141 | 2657860.575 | 1217156.9462
63 | 2657880.0124 | 1217116.7436 | 2657872.1342 | 1217131.4205 | 2657869.4645 | 1217136.171
64 | 2657850.6554 | 1217108.9983 | 2657854.0417 | 1217102.694
65 | 2657880.0124 | 1217116.7436 | 2657854.0417 | 1217102.694
66 | 2657951.7458 | 1217223.5281 | 2657953.7605 | 1217218.6218
67 | 2657951.7458 | 1217223.5281 | 2657944.5383 | 1217241.0466 | 2657969.3083 | 1217251.238
68 | 2657951.7458 | 1217223.5281 | 2657945.5912 | 1217220.9889
69 | 2657969.3083 | 1217251.238 | 2657972.1815 | 1217252.4223 | 2657978.5928 | 1217237.9424
70 | 2657969.3083 | 1217251.238 | 2657972.1815 | 1217252.4223 | 2657963.1002 | 1217272.1461
71 | 2657945.5912 | 1217220.9889 | 2657945.7325 | 1217217.3881 | 2657947.9776 | 1217212.0025
72 | 2657978.5928 | 1217237.9424 | 2658003.0391 | 1217250.9784
73 | 2657963.1002 | 1217272.1461 | 2657986.9808 | 1217285.1379
74 | 2657951.1094 | 1217206.2335 | 2657949.0514 | 1217209.4266 | 2657947.9776 | 1217212.0025
75 | 2657957.8177 | 1217208.8225 | 2657965.0549 | 1217191.3822 | 2657962.1896 | 1217190.1647 | 2657971.004 | 1217168.2369
76 | 2657971.004 | 1217168.2369 | 2657974.2627 | 1217169.5916
77 | 2657825.964 | 1217225.9639 | 2657830.4357 | 1217227.486 | 2657848.2972 | 1217233.8298
78 | 2657825.964 | 1217225.9639 | 2657809.7326 | 1217220.4241
79 | 2657808.5482 | 1217212.787 | 2657815.0906 | 1217194.1501
80 | 2657986.9808 | 1217285.1379 | 2657988.0247 | 1217285.7059
81 | 2657919.7642 | 1217064.9089 | 2657941.0194 | 1217064.2483
82 | 2657939.3225 | 1217085.7339 | 2657942.9964 | 1217076.4083 | 2657941.8103 | 1217075.0293 | 2657941.2297 | 1217073.0669 | 2657941.1015 | 1217067.5178 | 2657941.0194 | 1217064.2483
83 | 2657939.3225 | 1217085.7339 | 2657937.151 | 1217091.2384
84 | 2657944.7979 | 1217094.1256 | 2657937.151 | 1217091.2384
85 | 2657919.7642 | 1217064.9089 | 2657923.8191 | 1217046.1832
86 | 2657907.6285 | 1217069.2715 | 2657909.5835 | 1217065.7327 | 2657919.7642 | 1217064.9089
87 | 2657944.7979 | 1217094.1256 | 2657930.5961 | 1217128.9641
88 | 2657923.8598 | 1217145.4889 | 2657930.5961 | 1217128.9641
89 | 2657907.6285 | 1217069.2715 | 2657903.3954 | 1217071.3094 | 2657896.9547 | 1217084.8996 | 2657891.1186 | 1217095.9212
90 | 2657880.0124 | 1217116.7436 | 2657886.2131 | 1217105.1855 | 2657891.1186 | 1217095.9212
91 | 2657994.5831 | 1216986.9855 | 2657992.2939 | 1216997.0389 | 2657988.2754 | 1217009.9271
92 | 2658075.8781 | 1216981.4969 | 2658074.3337 | 1216989.5166
93 | 2657914.4992 | 1216967.9707 | 2657908.4512 | 1216977.7253
94 | 2657908.4512 | 1216977.7253 | 2657905.1236 | 1216983.0922
95 | 2657912.105 | 1217174.3245 | 2657923.8598 | 1217145.4889
96 | 2657971.4957 | 1217052.2834 | 2657951.5942 | 1217100.9625 | 2657947.672 | 1217110.8433
97 | 2657718.1636 | 1217152.4697 | 2657692.654 | 1217141.9099
98 | 2657692.654 | 1217141.9099 | 2657692.654 | 1217141.9099 | 2657677.11 | 1217139.2134 | 2657662.632 | 1217139.329 | 2657659.3069 | 1217138.5297
99 | 2657716.5865 | 1217091.2235 | 2657718.6294 | 1217092.0548
100 | 2657716.5865 | 1217091.2235 | 2657696.2792 | 1217082.9597
101 | 2657696.2792 | 1217082.9597 | 2657693.5669 | 1217081.856
102 | 2657693.5669 | 1217081.856 | 2657687.2598 | 1217079.2895
103 | 2657675.6171 | 1217074.5516 | 2657687.2598 | 1217079.2895
104 | 2657674.0453 | 1217073.912 | 2657675.6171 | 1217074.5516
105 | 2658099.8061 | 1217097.3444 | 2658098.8982 | 1217097.0152
106 | 2658080.763 | 1217090.4393 | 2658098.8982 | 1217097.0152
107 | 2658080.763 | 1217090.4393 | 2658079.63 | 1217090.0285
108 | 2658079.63 | 1217090.0285 | 2658059.5127 | 1217082.734
109 | 2658046.2493 | 1217077.9246 | 2658059.5127 | 1217082.734
110 | 2657850.6554 | 1217108.9983 | 2657836.5707 | 1217101.4348
111 | 2658098.9228 | 1217038.4788 | 2658116.805 | 1217044.7636
112 | 2658119.8082 | 1217045.8191 | 2658116.805 | 1217044.7636
113 | 2658098.9228 | 1217038.4788 | 2658093.1971 | 1217036.4664
114 | 2658078.3221 | 1217031.2385 | 2658093.1971 | 1217036.4664
115 | 2658064.5686 | 1217026.4047 | 2658078.3221 | 1217031.2385
116 | 2658064.5686 | 1217026.4047 | 2658054.3974 | 1217055.0096
117 | 2658064.5686 | 1217026.4047 | 2658065.5902 | 1217022.8668
118 | 2657957.8177 | 1217208.8225 | 2657951.1094 | 1217206.2335
119 | 2658037.4189 | 1217099.9316 | 2658031.8817 | 1217113.4878
120 | 2658037.4189 | 1217099.9316 | 2658041.0971 | 1217090.9269 | 2658041.2448 | 1217090.5541
121 | 2658021.787 | 1217138.2013 | 2658031.8817 | 1217113.4878
122 | 2658046.2493 | 1217077.9246 | 2658041.2448 | 1217090.5541
123 | 2658021.787 | 1217138.2013 | 2658017.0319 | 1217149.4064 | 2658013.7605 | 1217157.1291
124 | 2658021.787 | 1217138.2013 | 2658009.6243 | 1217133.0393
125 | 2658021.787 | 1217138.2013 | 2658041.2794 | 1217146.4799
126 | 2658046.2493 | 1217077.9246 | 2658054.3974 | 1217055.0096
127 | 2657990.617 | 1217124.9722 | 2658009.6243 | 1217133.0393
128 | 2658041.2794 | 1217146.4799 | 2658051.4907 | 1217150.8167
129 | 2657990.617 | 1217124.9722 | 2657986.1812 | 1217123.0896
130 | 2658051.4907 | 1217150.8167 | 2658070.1376 | 1217158.7363
131 | 2658074.3337 | 1216989.5166 | 2658072.559 | 1216998.7322 | 2658065.5902 | 1217022.8668
132 | 2657984.3748 | 1217020.7814 | 2657974.2538 | 1217045.5372
133 | 2657984.3748 | 1217020.7814 | 2657986.55 | 1217015.461 | 2657988.2754 | 1217009.9271
134 | 2657974.2538 | 1217045.5372 | 2657971.4957 | 1217052.2834
135 | 2658075.4474 | 1217160.9914 | 2658070.1376 | 1217158.7363

## bus_geodata
| x | y | coords
0 | 2657823.4975 | 1216935.1289
1 | 2657875.2008 | 1216967.3052
2 | 2657886.0307 | 1216990.8951
3 | 2657839.5976 | 1217033.6115
4 | 2657895.3496 | 1216996.1629
5 | 2657880.5699 | 1216993.6957
6 | 2657882.2373 | 1217025.2423
7 | 2657742.8339 | 1217101.9044
8 | 2657859.456 | 1217044.4514
9 | 2657956.2069 | 1217066.1304
10 | 2657943.0893 | 1217064.3275
11 | 2657972.4295 | 1217026.3326
12 | 2658005.7895 | 1216932.5417
13 | 2658037.1436 | 1216949.6684
14 | 2657997.1236 | 1216975.8284
15 | 2658069.1483 | 1216957.6516
16 | 2658080.0515 | 1216959.8258
17 | 2658039.0737 | 1216950.3534
18 | 2658076.9419 | 1216975.9733
19 | 2657876.2803 | 1217249.322
20 | 2657891.1178 | 1217224.6732
21 | 2657863.9509 | 1217239.5555
22 | 2657929.8305 | 1217268.7318
23 | 2657891.479 | 1217223.9098
24 | 2657859.0836 | 1217230.0211
25 | 2657827.2687 | 1217219.1571
26 | 2657871.2737 | 1217200.4645
27 | 2657961.8544 | 1217266.9092
28 | 2657934.528 | 1217143.9564
29 | 2657957.8179 | 1217162.7498
30 | 2657940.5119 | 1217128.8813
31 | 2657897.4506 | 1216995.4678
32 | 2657741.136 | 1217101.2135
33 | 2657773.4181 | 1217205.4642
34 | 2657782.1775 | 1217184.4362
35 | 2657782.4249 | 1217212.1556
36 | 2657755.1472 | 1217168.4979
37 | 2657748.9928 | 1217178.3199
38 | 2657743.7331 | 1217163.0544
39 | 2657680.0554 | 1217167.4592
40 | 2657709.6054 | 1217177.9961
41 | 2657670.3867 | 1217181.1466
42 | 2657707.2886 | 1217184.4109
43 | 2657705.6796 | 1217189.076
44 | 2657734.2079 | 1217195.3629
45 | 2657710.3115 | 1217178.3657
46 | 2657835.8304 | 1217155.8055
47 | 2657840.8296 | 1217143.6576
48 | 2657860.575 | 1217156.9462
49 | 2657827.9362 | 1217136.9395
50 | 2657869.4645 | 1217136.171
51 | 2657854.0417 | 1217102.694
52 | 2657951.7458 | 1217223.5281
53 | 2657953.7605 | 1217218.6218
54 | 2657969.3083 | 1217251.238
55 | 2657945.5912 | 1217220.9889
56 | 2657978.5928 | 1217237.9424
57 | 2657963.1002 | 1217272.1461
58 | 2657947.9776 | 1217212.0025
59 | 2657971.004 | 1217168.2369
60 | 2657848.2972 | 1217233.8298
61 | 2657825.964 | 1217225.9639
62 | 2657809.7326 | 1217220.4241
63 | 2657808.5482 | 1217212.787
64 | 2657770.4019 | 1217208.4922
65 | 2657815.0906 | 1217194.1501
66 | 2657986.9808 | 1217285.1379
67 | 2657982.5877 | 1216997.6543
68 | 2657941.0194 | 1217064.2483
69 | 2657939.3225 | 1217085.7339
70 | 2657937.151 | 1217091.2384
71 | 2657919.7642 | 1217064.9089
72 | 2657944.7979 | 1217094.1256
73 | 2657930.5961 | 1217128.9641
74 | 2657907.6285 | 1217069.2715
75 | 2657891.1186 | 1217095.9212
76 | 2657994.5831 | 1216986.9855
77 | 2658075.8781 | 1216981.4969
78 | 2657914.4992 | 1216967.9707
79 | 2657908.4512 | 1216977.7253
80 | 2657912.105 | 1217174.3245
81 | 2657875.5857 | 1217190.0096
82 | 2657947.672 | 1217110.8433
83 | 2657718.1636 | 1217152.4697
84 | 2657692.654 | 1217141.9099
85 | 2657659.3069 | 1217138.5297
86 | 2657692.2154 | 1217187.9895
87 | 2657718.6294 | 1217092.0548
88 | 2657878.6562 | 1217124.611
89 | 2657880.0124 | 1217116.7436
90 | 2657716.5865 | 1217091.2235
91 | 2657696.2792 | 1217082.9597
92 | 2657693.5669 | 1217081.856
93 | 2657687.2598 | 1217079.2895
94 | 2657675.6171 | 1217074.5516
95 | 2657674.0453 | 1217073.912
96 | 2658099.8061 | 1217097.3444
97 | 2658098.8982 | 1217097.0152
98 | 2658080.763 | 1217090.4393
99 | 2658079.63 | 1217090.0285
100 | 2658059.5127 | 1217082.734
101 | 2657850.6554 | 1217108.9983
102 | 2657923.8191 | 1217046.1832
103 | 2657836.5707 | 1217101.4348
104 | 2657923.8598 | 1217145.4889
105 | 2658116.805 | 1217044.7636
106 | 2658098.9228 | 1217038.4788
107 | 2658119.8082 | 1217045.8191
108 | 2658093.1971 | 1217036.4664
109 | 2658078.3221 | 1217031.2385
110 | 2658064.5686 | 1217026.4047
111 | 2658003.0391 | 1217250.9784
112 | 2657988.0247 | 1217285.7059
113 | 2657951.1094 | 1217206.2335
114 | 2657957.8177 | 1217208.8225
115 | 2657974.2627 | 1217169.5916
116 | 2658037.4189 | 1217099.9316
117 | 2658031.8817 | 1217113.4878
118 | 2658041.2448 | 1217090.5541
119 | 2658021.787 | 1217138.2013
120 | 2658046.2493 | 1217077.9246
121 | 2658013.7605 | 1217157.1291
122 | 2658009.6243 | 1217133.0393
123 | 2658041.2794 | 1217146.4799
124 | 2658054.3974 | 1217055.0096
125 | 2657990.617 | 1217124.9722
126 | 2658051.4907 | 1217150.8167
127 | 2658074.3337 | 1216989.5166
128 | 2658065.5902 | 1217022.8668
129 | 2657984.3748 | 1217020.7814
130 | 2657974.2538 | 1217045.5372
131 | 2657988.2754 | 1217009.9271
132 | 2657971.4957 | 1217052.2834
133 | 2657986.1812 | 1217123.0896
134 | 2658070.1376 | 1217158.7363
135 | 2658075.4474 | 1217160.9914
136 | 2657905.1236 | 1216983.0922
137 | 2657909.5835 | 1217065.7327

## line_std_types
| c_nf_per_km | r_ohm_per_km | x_ohm_per_km | max_i_ka | type | q_mm2 | alpha | voltage_rating
NAYY 4x50 SE | 210 | 0.642 | 0.083 | 0.142 | cs | 50 | 0.00403 | LV
NAYY 4x120 SE | 264 | 0.225 | 0.08 | 0.242 | cs | 120 | 0.00403 | LV
NAYY 4x150 SE | 261 | 0.208 | 0.08 | 0.27 | cs | 150 | 0.00403 | LV
NA2XS2Y 1x95 RM/25 12/20 kV | 216 | 0.313 | 0.132 | 0.252 | cs | 95 | 0.00403 | MV
NA2XS2Y 1x185 RM/25 12/20 kV | 273 | 0.161 | 0.117 | 0.362 | cs | 185 | 0.00403 | MV
NA2XS2Y 1x240 RM/25 12/20 kV | 304 | 0.122 | 0.112 | 0.421 | cs | 240 | 0.00403 | MV
NA2XS2Y 1x95 RM/25 6/10 kV | 315 | 0.313 | 0.123 | 0.249 | cs | 95 | 0.00403 | MV
NA2XS2Y 1x185 RM/25 6/10 kV | 406 | 0.161 | 0.11 | 0.358 | cs | 185 | 0.00403 | MV
NA2XS2Y 1x240 RM/25 6/10 kV | 456 | 0.122 | 0.105 | 0.416 | cs | 240 | 0.00403 | MV
NA2XS2Y 1x150 RM/25 12/20 kV | 250 | 0.206 | 0.116 | 0.319 | cs | 150 | 0.00403 | MV
NA2XS2Y 1x120 RM/25 12/20 kV | 230 | 0.253 | 0.119 | 0.283 | cs | 120 | 0.00403 | MV
NA2XS2Y 1x70 RM/25 12/20 kV | 190 | 0.443 | 0.132 | 0.22 | cs | 70 | 0.00403 | MV
NA2XS2Y 1x150 RM/25 6/10 kV | 360 | 0.206 | 0.11 | 0.315 | cs | 150 | 0.00403 | MV
NA2XS2Y 1x120 RM/25 6/10 kV | 340 | 0.253 | 0.113 | 0.28 | cs | 120 | 0.00403 | MV
NA2XS2Y 1x70 RM/25 6/10 kV | 280 | 0.443 | 0.123 | 0.217 | cs | 70 | 0.00403 | MV
N2XS(FL)2Y 1x120 RM/35 64/110 kV | 112 | 0.153 | 0.166 | 0.366 | cs | 120 | 0.00393 | HV
N2XS(FL)2Y 1x185 RM/35 64/110 kV | 125 | 0.099 | 0.156 | 0.457 | cs | 185 | 0.00393 | HV
N2XS(FL)2Y 1x240 RM/35 64/110 kV | 135 | 0.075 | 0.149 | 0.526 | cs | 240 | 0.00393 | HV
N2XS(FL)2Y 1x300 RM/35 64/110 kV | 144 | 0.06 | 0.144 | 0.588 | cs | 300 | 0.00393 | HV
15-AL1/3-ST1A 0.4 | 11 | 1.8769 | 0.35 | 0.105 | ol | 16 | 0.00403 | LV
24-AL1/4-ST1A 0.4 | 11.25 | 1.2012 | 0.335 | 0.14 | ol | 24 | 0.00403 | LV
48-AL1/8-ST1A 0.4 | 12.2 | 0.5939 | 0.3 | 0.21 | ol | 48 | 0.00403 | LV
94-AL1/15-ST1A 0.4 | 13.2 | 0.306 | 0.29 | 0.35 | ol | 94 | 0.00403 | LV
34-AL1/6-ST1A 10.0 | 9.7 | 0.8342 | 0.36 | 0.17 | ol | 34 | 0.00403 | MV
48-AL1/8-ST1A 10.0 | 10.1 | 0.5939 | 0.35 | 0.21 | ol | 48 | 0.00403 | MV
70-AL1/11-ST1A 10.0 | 10.4 | 0.4132 | 0.339 | 0.29 | ol | 70 | 0.00403 | MV
94-AL1/15-ST1A 10.0 | 10.75 | 0.306 | 0.33 | 0.35 | ol | 94 | 0.00403 | MV
122-AL1/20-ST1A 10.0 | 11.1 | 0.2376 | 0.323 | 0.41 | ol | 122 | 0.00403 | MV
149-AL1/24-ST1A 10.0 | 11.25 | 0.194 | 0.315 | 0.47 | ol | 149 | 0.00403 | MV
34-AL1/6-ST1A 20.0 | 9.15 | 0.8342 | 0.382 | 0.17 | ol | 34 | 0.00403 | MV
48-AL1/8-ST1A 20.0 | 9.5 | 0.5939 | 0.372 | 0.21 | ol | 48 | 0.00403 | MV
70-AL1/11-ST1A 20.0 | 9.7 | 0.4132 | 0.36 | 0.29 | ol | 70 | 0.00403 | MV
94-AL1/15-ST1A 20.0 | 10 | 0.306 | 0.35 | 0.35 | ol | 94 | 0.00403 | MV
122-AL1/20-ST1A 20.0 | 10.3 | 0.2376 | 0.344 | 0.41 | ol | 122 | 0.00403 | MV
149-AL1/24-ST1A 20.0 | 10.5 | 0.194 | 0.337 | 0.47 | ol | 149 | 0.00403 | MV
184-AL1/30-ST1A 20.0 | 10.75 | 0.1571 | 0.33 | 0.535 | ol | 184 | 0.00403 | MV
243-AL1/39-ST1A 20.0 | 11 | 0.1188 | 0.32 | 0.645 | ol | 243 | 0.00403 | MV
48-AL1/8-ST1A 110.0 | 8 | 0.5939 | 0.46 | 0.21 | ol | 48 | 0.00403 | HV
70-AL1/11-ST1A 110.0 | 8.4 | 0.4132 | 0.45 | 0.29 | ol | 70 | 0.00403 | HV
94-AL1/15-ST1A 110.0 | 8.65 | 0.306 | 0.44 | 0.35 | ol | 94 | 0.00403 | HV
122-AL1/20-ST1A 110.0 | 8.5 | 0.2376 | 0.43 | 0.41 | ol | 122 | 0.00403 | HV
149-AL1/24-ST1A 110.0 | 8.75 | 0.194 | 0.41 | 0.47 | ol | 149 | 0.00403 | HV
184-AL1/30-ST1A 110.0 | 8.8 | 0.1571 | 0.4 | 0.535 | ol | 184 | 0.00403 | HV
243-AL1/39-ST1A 110.0 | 9 | 0.1188 | 0.39 | 0.645 | ol | 243 | 0.00403 | HV
305-AL1/39-ST1A 110.0 | 9.2 | 0.0949 | 0.38 | 0.74 | ol | 305 | 0.00403 | HV
490-AL1/64-ST1A 110.0 | 9.75 | 0.059 | 0.37 | 0.96 | ol | 490 | 0.00403 | HV
679-AL1/86-ST1A 110.0 | 9.95 | 0.042 | 0.36 | 1.15 | ol | 679 | 0.00403 | HV
490-AL1/64-ST1A 220.0 | 10 | 0.059 | 0.285 | 0.96 | ol | 490 | 0.00403 | HV
679-AL1/86-ST1A 220.0 | 11.7 | 0.042 | 0.275 | 1.15 | ol | 679 | 0.00403 | HV
490-AL1/64-ST1A 380.0 | 11 | 0.059 | 0.253 | 0.96 | ol | 490 | 0.00403 | HV
679-AL1/86-ST1A 380.0 | 14.6 | 0.042 | 0.25 | 1.15 | ol | 679 | 0.00403 | HV

## trafo_std_types
| i0_percent | pfe_kw | vkr_percent | sn_mva | vn_lv_kv | vn_hv_kv | vk_percent | shift_degree | vector_group | tap_side | tap_neutral | tap_min | tap_max | tap_step_degree | tap_step_percent | tap_phase_shifter
160 MVA 380/110 kV | 0.06 | 60 | 0.25 | 160 | 110 | 380 | 12.2 | 0 | Yy0 | hv | 0 | -9 | 9 | 0 | 1.5 | FALSE
100 MVA 220/110 kV | 0.06 | 55 | 0.26 | 100 | 110 | 220 | 12 | 0 | Yy0 | hv | 0 | -9 | 9 | 0 | 1.5 | FALSE
63 MVA 110/20 kV | 0.04 | 22 | 0.32 | 63 | 20 | 110 | 18 | 150 | YNd5 | hv | 0 | -9 | 9 | 0 | 1.5 | FALSE
40 MVA 110/20 kV | 0.05 | 18 | 0.34 | 40 | 20 | 110 | 16.2 | 150 | YNd5 | hv | 0 | -9 | 9 | 0 | 1.5 | FALSE
25 MVA 110/20 kV | 0.07 | 14 | 0.41 | 25 | 20 | 110 | 12 | 150 | YNd5 | hv | 0 | -9 | 9 | 0 | 1.5 | FALSE
63 MVA 110/10 kV | 0.04 | 22 | 0.32 | 63 | 10 | 110 | 18 | 150 | YNd5 | hv | 0 | -9 | 9 | 0 | 1.5 | FALSE
40 MVA 110/10 kV | 0.05 | 18 | 0.34 | 40 | 10 | 110 | 16.2 | 150 | YNd5 | hv | 0 | -9 | 9 | 0 | 1.5 | FALSE
25 MVA 110/10 kV | 0.07 | 14 | 0.41 | 25 | 10 | 110 | 12 | 150 | YNd5 | hv | 0 | -9 | 9 | 0 | 1.5 | FALSE
0.25 MVA 20/0.4 kV | 0.32 | 0.8 | 1.44 | 0.25 | 0.4 | 20 | 6 | 150 | Yzn5 | hv | 0 | -2 | 2 | 0 | 2.5 | FALSE
0.4 MVA 20/0.4 kV | 0.3375 | 1.35 | 1.425 | 0.4 | 0.4 | 20 | 6 | 150 | Dyn5 | hv | 0 | -2 | 2 | 0 | 2.5 | FALSE
0.63 MVA 20/0.4 kV | 0.2619 | 1.65 | 1.206 | 0.63 | 0.4 | 20 | 6 | 150 | Dyn5 | hv | 0 | -2 | 2 | 0 | 2.5 | FALSE
0.25 MVA 10/0.4 kV | 0.24 | 0.6 | 1.2 | 0.25 | 0.4 | 10 | 4 | 150 | Dyn5 | hv | 0 | -2 | 2 | 0 | 2.5 | FALSE
0.4 MVA 10/0.4 kV | 0.2375 | 0.95 | 1.325 | 0.4 | 0.4 | 10 | 4 | 150 | Dyn5 | hv | 0 | -2 | 2 | 0 | 2.5 | FALSE
0.63 MVA 10/0.4 kV | 0.1873 | 1.18 | 1.0794 | 0.63 | 0.4 | 10 | 4 | 150 | Dyn5 | hv | 0 | -2 | 2 | 0 | 2.5 | FALSE

## trafo3w_std_types
| sn_hv_mva | sn_mv_mva | sn_lv_mva | vn_hv_kv | vn_mv_kv | vn_lv_kv | vk_hv_percent | vk_mv_percent | vk_lv_percent | vkr_hv_percent | vkr_mv_percent | vkr_lv_percent | pfe_kw | i0_percent | shift_mv_degree | shift_lv_degree | vector_group | tap_side | tap_neutral | tap_min | tap_max | tap_step_percent
63/25/38 MVA 110/20/10 kV | 63 | 25 | 38 | 110 | 20 | 10 | 10.4 | 10.4 | 10.4 | 0.28 | 0.32 | 0.35 | 35 | 0.89 | 0 | 0 | YN0yn0yn0 | hv | 0 | -10 | 10 | 1.2
63/25/38 MVA 110/10/10 kV | 63 | 25 | 38 | 110 | 10 | 10 | 10.4 | 10.4 | 10.4 | 0.28 | 0.32 | 0.35 | 35 | 0.89 | 0 | 0 | YN0yn0yn0 | hv | 0 | -10 | 10 | 1.2

## fuse_std_types
| fuse_type | i_rated_a | t_avg | t_min | t_total | x_avg | x_min | x_total
HV 100A | HV 100A | 100 | 0 | [10.0, 3.64, 0.854, 0.281, 0.1, 0.0531, 0.022, 0.01] | [10.0, 4.267, 1.21, 0.403, 0.1, 0.058, 0.022, 0.01] | 0 | [300.0, 350.0, 450.0, 550.0, 700.0, 850.0, 1200.0, 1752.0] | [600.0, 700.0, 900.0, 1150.0, 1665.0, 2000.0, 3000.0, 4313.0]
HV 10A | HV 10A | 10 | 0 | [10.0, 1675.0, 0.344, 0.156, 0.1, 0.0417, 0.0171, 0.01] | [10.0, 1.3, 0.3, 0.155, 0.1, 0.0555, 0.023, 0.01] | 0 | [30.0, 32.0, 35.0, 37.0, 39.0, 50.0, 70.0, 88.0] | [60.0, 70.0, 80.0, 87.0, 94.0, 110.0, 150.0, 216.0]
HV 125A | HV 125A | 125 | 0 | [10.0, 1.82, 0.344, 0.1, 0.0467, 0.0269, 0.01] | [10.0, 2.478, 0.426, 0.1, 0.0427, 0.0211, 0.01] | 0 | [375.0, 500.0, 700.0, 925.0, 1200.0, 1500.0, 2341.0] | [750.0, 1000.0, 1500.0, 2200.0, 3000.0, 4000.0, 5765.0]
HV 160A | HV 160A | 160 | 0 | [10.0, 4.15, 1.03, 0.198, 0.1, 0.051, 0.0172, 0.01] | [10.0, 2.3, 0.734, 0.274, 0.1, 0.046, 0.0177, 0.01] | 0 | [480.0, 550.0, 700.0, 1000.0, 1260.0, 1600.0, 2500.0, 3227.0] | [960.0, 1300.0, 1700.0, 2200.0, 2996.0, 4000.0, 6000.0, 7946.0]
HV 16A | HV 16A | 16 | 0 | [10.0, 0.352, 0.164, 0.1, 0.0649, 0.0342, 0.01] | [10.0, 2.34, 0.722, 0.181, 0.1, 0.055, 0.0296, 0.01] | 0 | [48.0, 60.0, 65.0, 71.0, 80.0, 100.0, 162.0] | [96.0, 110.0, 125.0, 150.0, 168.0, 200.0, 250.0, 398.0]
HV 200A | HV 200A | 200 | 0 | [10.0, 4.267, 1.21, 0.403, 0.1, 0.058, 0.022, 0.01] | [10.0, 3.73, 1.654, 0.328, 0.1, 0.0531, 0.019, 0.01] | 0 | [600.0, 700.0, 900.0, 1150.0, 1665.0, 2000.0, 3000.0, 4313.0] | [1200.0, 1500.0, 1800.0, 2700.0, 3960.0, 5000.0, 7500.0, 10620.0]
HV 20A | HV 20A | 20 | 0 | [10.0, 1.3, 0.3, 0.155, 0.1, 0.0555, 0.023, 0.01] | [10.0, 1.3, 0.161, 0.1, 0.0611, 0.0399, 0.0141, 0.01] | 0 | [60.0, 70.0, 80.0, 87.0, 94.0, 110.0, 150.0, 216.0] | [120.0, 150.0, 200.0, 223.0, 260.0, 300.0, 450.0, 532.0]
HV 25A | HV 25A | 25 | 0 | [10.0, 2.512, 0.833, 0.299, 0.1, 0.0372, 0.0223, 0.01] | [10.0, 3.125, 0.597, 0.198, 0.1, 0.0378, 0.022, 0.01] | 0 | [75.0, 82.0, 90.0, 100.0, 124.0, 170.0, 200.0, 289.0] | [150.0, 170.0, 210.0, 250.0, 294.0, 400.0, 500.0, 711.0]
HV 31.5A | HV 31.5A | 31.5 | 0 | [10.0, 2.34, 0.722, 0.181, 0.1, 0.055, 0.0296, 0.01] | [10.0, 2.84, 0.368, 0.164, 0.1, 0.0621, 0.0378, 0.0195, 0.01] | 0 | [95.0, 110.0, 125.0, 150.0, 165.0, 200.0, 250.0, 390.0] | [189.0, 220.0, 300.0, 350.0, 393.0, 450.0, 530.0, 700.0, 960.0]
HV 40A | HV 40A | 40 | 0 | [10.0, 1.3, 0.161, 0.1, 0.0611, 0.0399, 0.0141, 0.01] | [10.0, 2.05, 0.369, 0.198, 0.1, 0.051, 0.0298, 0.01] | 0 | [120.0, 150.0, 200.0, 223.0, 260.0, 300.0, 450.0, 532.0] | [240.0, 300.0, 400.0, 450.0, 530.0, 650.0, 800.0, 1311.0]
HV 50A | HV 50A | 50 | 0 | [10.0, 3.215, 0.597, 0.198, 0.1, 0.0378, 0.022, 0.01] | [10.0, 3.64, 0.854, 0.281, 0.1, 0.0531, 0.022, 0.01] | 0 | [150.0, 170.0, 210.0, 250.0, 294.0, 400.0, 500.0, 711.0] | [300.0, 350.0, 450.0, 550.0, 700.0, 850.0, 1200.0, 1752.0]
HV 6.3A | HV 6.3A | 6.3 | 0 | [10.0, 1.39, 0.344, 0.168, 0.1, 0.056, 0.0263, 0.01] | [10.0, 1.711, 0.516, 0.198, 0.1, 0.0634, 0.0303, 0.01] | 0 | [19.0, 19.5, 20.4, 20.8, 22.0, 25.0, 32.0, 48.0] | [38.0, 40.0, 43.0, 48.0, 53.0, 60.0, 75.0, 118.0]
HV 63A | HV 63A | 63 | 0 | [10.0, 2.84, 0.368, 0.164, 0.1, 0.0621, 0.0378, 0.0195, 0.01] | [10.0, 1.82, 0.344, 0.1, 0.0467, 0.0269, 0.01] | 0 | [189.0, 220.0, 300.0, 350.0, 393.0, 450.0, 530.0, 700.0, 961.0] | [378.0, 500.0, 700.0, 934.0, 1200.0, 1500.0, 2366.0]
HV 80A | HV 80A | 80 | 0 | [10.0, 2.05, 0.369, 0.198, 0.1, 0.051, 0.0298, 0.01] | [10.0, 4.15, 1.03, 0.198, 0.1, 0.051, 0.0172, 0.01] | 0 | [240.0, 300.0, 400.0, 450.0, 530.0, 650.0, 800.0, 1311.0] | [480.0, 550.0, 700.0, 1000.0, 1260.0, 1600.0, 2500.0, 3227.0]
Siemens NH-1-100 | Siemens NH-1-100 | 100 | [5400.0, 2000.0, 400.0, 20.0, 1.0, 0.2, 0.012, 0.004] | 0 | 0 | [150.0, 190.0, 250.0, 430.0, 900.0, 1250.0, 2700.0, 3600.0] | 0 | 0
Siemens NH-1-125 | Siemens NH-1-125 | 125 | [4800.0, 120.0, 7.0, 0.1, 0.004] | 0 | 0 | [180.0, 400.0, 740.0, 2000.0, 4250.0] | 0 | 0
Siemens NH-1-16 | Siemens NH-1-16 | 16 | [4000.0, 400.0, 2.0, 0.1, 0.04, 0.01] | 0 | 0 | [26.0, 35.0, 75.0, 150.0, 200.0, 300.0] | 0 | 0
Siemens NH-1-160 | Siemens NH-1-160 | 160 | [4800.0, 120.0, 7.0, 0.1, 0.004] | 0 | 0 | [210.0, 500.0, 900.0, 2300.0, 5000.0] | 0 | 0
Siemens NH-1-25 | Siemens NH-1-25 | 25 | [4000.0, 1000.0, 10.0, 0.2, 0.02, 0.01] | 0 | 0 | [40.0, 50.0, 100.0, 210.0, 400.0, 500.0] | 0 | 0
Siemens NH-1-50 | Siemens NH-1-50 | 50 | [4000.0, 40.0, 4.0, 1.0, 0.02, 0.01] | 0 | 0 | [86.0, 200.0, 300.0, 400.0, 1000.0, 1280.0] | 0 | 0
Siemens NH-1-63 | Siemens NH-1-63 | 63 | [4000.0, 100.0, 10.0, 2.0, 0.04, 0.01] | 0 | 0 | [100.0, 200.0, 300.0, 400.0, 1000.0, 1500.0] | 0 | 0
Siemens NH-1-80 | Siemens NH-1-80 | 80 | [4800.0, 120.0, 7.0, 0.1, 0.01] | 0 | 0 | [150.58, 250.0, 450.0, 1150.0, 2470.0] | 0 | 0
Siemens NH-2-1000 | Siemens NH-2-1000 | 1000 | [4800.0, 120.0, 7.0, 0.1, 0.004] | 0 | 0 | [1900.0, 3500.0, 8400.0, 24000.0, 52000.0] | 0 | 0
Siemens NH-2-200 | Siemens NH-2-200 | 200 | [4800.0, 120.0, 7.0, 0.1, 0.004] | 0 | 0 | [280.0, 650.0, 1200.0, 3000.0, 7000.0] | 0 | 0
Siemens NH-2-224 | Siemens NH-2-224 | 224 | [4800.0, 120.0, 7.0, 0.2, 0.04, 0.004] | 0 | 0 | [400.0, 750.0, 1453.0, 3025.0, 4315.0, 7600.0] | 0 | 0
Siemens NH-2-250 | Siemens NH-2-250 | 250 | [4800.0, 120.0, 7.0, 0.1, 0.004] | 0 | 0 | [450.0, 800.0, 1650.0, 4000.0, 8500.0] | 0 | 0
Siemens NH-2-315 | Siemens NH-2-315 | 315 | [4800.0, 120.0, 7.0, 0.1, 0.004] | 0 | 0 | [550.0, 920.0, 1900.0, 5000.0, 11000.0] | 0 | 0
Siemens NH-2-355 | Siemens NH-2-355 | 355 | [4800.0, 120.0, 6.0, 0.1, 0.004] | 0 | 0 | [650.0, 1116.27, 2350.0, 5840.0, 12790.0] | 0 | 0
Siemens NH-2-400 | Siemens NH-2-400 | 400 | [4800.0, 120.0, 7.0, 0.1, 0.004] | 0 | 0 | [720.0, 1350.0, 2800.0, 6500.0, 15000.0] | 0 | 0
Siemens NH-2-425 | Siemens NH-2-425 | 425 | [4800.0, 120.0, 7.0, 0.1, 0.004] | 0 | 0 | [850.0, 1500.0, 3050.0, 7500.0, 16500.0] | 0 | 0
Siemens NH-2-630 | Siemens NH-2-630 | 630 | [4800.0, 120.0, 7.0, 0.1, 0.004] | 0 | 0 | [1200.0, 2000.0, 4800.0, 12000.0, 26000.0] | 0 | 0

## res_bus
| vm_pu | va_degree | p_mw | q_mvar
0 | 0.97395 | -0.50162 | 0.057438 | 0.014395
1 | 0.97722 | -0.43741 | 0 | 0
2 | 0.97618 | -0.4577 | 0.0026434 | 0.00066251
3 | 0.984 | -0.30529 | 0 | 0
4 | 0.97582 | -0.46491 | 0 | 0
5 | 0.97558 | -0.46969 | 0 | 0
6 | 0.97506 | -0.47978 | 0.016855 | 0.0042243
7 | 0.98116 | -0.36085 | 0 | 0
8 | 0.98647 | -0.25771 | 0.019668 | 0.0049293
9 | 0.99785 | -0.040673 | 0 | 0
10 | 0.99798 | -0.038038 | 0.007624 | 0.0019108
11 | 0.99741 | -0.049105 | 0.007811 | 0.0019576
12 | 0.97437 | -0.49283 | 0 | 0
13 | 0.97366 | -0.50683 | 0 | 0
14 | 0.97525 | -0.47567 | 0.0040799 | 0.0010225
15 | 0.97306 | -0.51878 | 0 | 0
16 | 0.97285 | -0.52278 | 0 | 0
17 | 0.97362 | -0.50763 | 0.0081542 | 0.0020436
18 | 0.97255 | -0.5287 | 0.0038238 | 0.00095832
19 | 0.98721 | -0.24329 | 0 | 0
20 | 0.98927 | -0.20369 | 0 | 0
21 | 0.9861 | -0.2649 | 0.0095036 | 0.0023818
22 | 0.98695 | -0.24803 | 0 | 0
23 | 0.98931 | -0.20293 | 0.0059392 | 0.0014885
24 | 0.97966 | -0.3905 | 0 | 0
25 | 0.97992 | -0.38527 | 0.010607 | 0.0026584
26 | 0.9794 | -0.39548 | 0.0044121 | 0.0011058
27 | 0.98561 | -0.27401 | 0.0010103 | 0.0002532
28 | 0.97985 | -0.38558 | 0 | 0
29 | 0.98089 | -0.3654 | 0 | 0
30 | 0.97939 | -0.39455 | 0.001536 | 0.00038496
31 | 0.97578 | -0.46574 | 0.0080486 | 0.0020172
32 | 0.98112 | -0.36152 | 0.002584 | 0.0006476
33 | 0.98105 | -0.36314 | 0 | 0
34 | 0.98095 | -0.3652 | 0.0050053 | 0.0012544
35 | 0.98112 | -0.36183 | 0 | 0
36 | 0.97903 | -0.40277 | 0 | 0
37 | 0.97912 | -0.40101 | 0.0020483 | 0.00051335
38 | 0.97894 | -0.40469 | 0.0020832 | 0.00052209
39 | 0.97953 | -0.39307 | 0 | 0
40 | 0.97959 | -0.39178 | 0 | 0
41 | 0.9795 | -0.39365 | 0.0019261 | 0.00048274
42 | 0.97968 | -0.39005 | 0 | 0
43 | 0.97968 | -0.39015 | 0 | 0
44 | 0.98008 | -0.38214 | 0.0055763 | 0.0013975
45 | 0.97958 | -0.39196 | 0.0016512 | 0.00041382
46 | 0.99581 | -0.080046 | 0 | 0
47 | 0.99597 | -0.07691 | 0 | 0
48 | 0.9955 | -0.086045 | 0.0099998 | 0.0025062
49 | 0.99575 | -0.081133 | 0.016528 | 0.0041423
50 | 0.9971 | -0.055193 | 0.0099991 | 0.002506
51 | 0.99577 | -0.080081 | 0 | 0
52 | 0.98358 | -0.31322 | 0 | 0
53 | 0.98357 | -0.31337 | 0.0016347 | 0.00040969
54 | 0.98503 | -0.28514 | 0 | 0
55 | 0.98337 | -0.31726 | 0 | 0
56 | 0.98499 | -0.28589 | 0 | 0
57 | 0.9849 | -0.28767 | 0 | 0
58 | 0.98307 | -0.32301 | 0.0081143 | 0.0020336
59 | 0.98129 | -0.35754 | 0 | 0
60 | 0.98511 | -0.28404 | 0 | 0
61 | 0.98371 | -0.31129 | 0 | 0
62 | 0.98269 | -0.33108 | 0.004369 | 0.001095
63 | 0.98028 | -0.37838 | 0 | 0
64 | 0.98082 | -0.36778 | 0.0055739 | 0.001397
65 | 0.98011 | -0.38171 | 0.0092864 | 0.0023274
66 | 0.98476 | -0.29043 | 0.0016709 | 0.00041877
67 | 0.99731 | -0.050915 | 0.0033914 | 0.00084998
68 | 0.99802 | -0.037356 | 0 | 0
69 | 0.99685 | -0.059453 | 0 | 0
70 | 0.99654 | -0.065219 | 0.011427 | 0.0028639
71 | 0.99918 | -0.015377 | 0 | 0
72 | 0.99614 | -0.072862 | 0 | 0
73 | 0.99428 | -0.10812 | 0.0030673 | 0.00076873
74 | 1 | 0 | -0.52798 | -0.1353
75 | 0.99876 | -0.023435 | 0.011896 | 0.0029815
76 | 0.97548 | -0.47106 | 0.0045168 | 0.001132
77 | 0.97246 | -0.53065 | 0.015599 | 0.0039095
78 | 0.97549 | -0.47135 | 0.0065765 | 0.0016482
79 | 0.97556 | -0.46997 | 0.0026435 | 0.00066251
80 | 0.99189 | -0.15351 | 0.0026065 | 0.00065325
81 | 0.97936 | -0.39634 | 0.0041641 | 0.0010436
82 | 0.97884 | -0.40519 | 0.0027101 | 0.00067921
83 | 0.97877 | -0.40784 | 0.0026198 | 0.00065658
84 | 0.97868 | -0.40966 | 0.00202 | 0.00050626
85 | 0.97863 | -0.41064 | 0.0016047 | 0.00040217
86 | 0.97966 | -0.39041 | 0.0010275 | 0.00025751
87 | 0.98073 | -0.36929 | 0.0026171 | 0.0006559
88 | 0.99538 | -0.08838 | 0.0035819 | 0.00089772
89 | 0.9979 | -0.039659 | 0 | 0
90 | 0.98069 | -0.3699 | 0.0062057 | 0.0015553
91 | 0.98052 | -0.37341 | 0.0023826 | 0.00059713
92 | 0.9805 | -0.37375 | 0.0014779 | 0.00037041
93 | 0.98047 | -0.37437 | 0.0013636 | 0.00034174
94 | 0.98042 | -0.37519 | 0.0012527 | 0.00031396
95 | 0.98042 | -0.37526 | 0.0023641 | 0.0005925
96 | 0.97085 | -0.56242 | 0.0019171 | 0.00048047
97 | 0.97085 | -0.56238 | 0.0013636 | 0.00034175
98 | 0.97091 | -0.56121 | 0.0023007 | 0.00057661
99 | 0.97092 | -0.56109 | 0.0032755 | 0.00082091
100 | 0.97109 | -0.55758 | 0.0035328 | 0.00088539
101 | 0.99564 | -0.082554 | 0 | 0
102 | 0.99896 | -0.019597 | 0.012614 | 0.0031614
103 | 0.99535 | -0.088071 | 0.019664 | 0.0049282
104 | 0.9934 | -0.12469 | 0.0015858 | 0.00039744
105 | 0.97148 | -0.55002 | 0.0017054 | 0.00042742
106 | 0.97153 | -0.549 | 0.0012191 | 0.00030554
107 | 0.97147 | -0.55009 | 0.001218 | 0.00030527
108 | 0.97155 | -0.54853 | 0.0037144 | 0.00093091
109 | 0.97167 | -0.54624 | 0.0026235 | 0.00065751
110 | 0.97181 | -0.54342 | 0 | 0
111 | 0.98493 | -0.28698 | 0.0021984 | 0.00055098
112 | 0.98475 | -0.29052 | 0.0039926 | 0.0010006
113 | 0.98287 | -0.32684 | 0 | 0
114 | 0.98266 | -0.331 | 0 | 0
115 | 0.98126 | -0.35809 | 0.0086037 | 0.0021563
116 | 0.97111 | -0.55719 | 0.0025751 | 0.00064539
117 | 0.97105 | -0.55841 | 0.0018649 | 0.00046738
118 | 0.97116 | -0.55625 | 0.012865 | 0.0032243
119 | 0.97095 | -0.56043 | 0 | 0
120 | 0.97126 | -0.55435 | 0 | 0
121 | 0.97092 | -0.56099 | 0.00146 | 0.0003659
122 | 0.97091 | -0.56121 | 0.002186 | 0.00054786
123 | 0.9709 | -0.56143 | 0.0024543 | 0.0006151
124 | 0.97149 | -0.54984 | 0.0069252 | 0.0017356
125 | 0.97083 | -0.56279 | 0.0026816 | 0.00067208
126 | 0.97088 | -0.56186 | 0.0036257 | 0.00090868
127 | 0.97234 | -0.53301 | 0.0037348 | 0.00093603
128 | 0.97186 | -0.5425 | 0.0069229 | 0.0017351
129 | 0.97626 | -0.45581 | 0.0054028 | 0.0013541
130 | 0.97691 | -0.4431 | 0.013083 | 0.0032789
131 | 0.97599 | -0.46107 | 0.010057 | 0.0025205
132 | 0.9771 | -0.43929 | 0.0049086 | 0.0012302
133 | 0.97082 | -0.56292 | 0.00146 | 0.0003659
134 | 0.97085 | -0.56248 | 0.0026293 | 0.00065896
135 | 0.97082 | -0.56292 | 0.004055 | 0.0010163
136 | 0.97561 | -0.46891 | 0.0026419 | 0.00066211
137 | 0.99998 | 149.9956 | 0 | 0

## res_line
| p_from_mw | q_from_mvar | p_to_mw | q_to_mvar | pl_mw | ql_mvar | i_from_ka | i_to_ka | i_ka | vm_from_pu | va_from_degree | vm_to_pu | va_to_degree | loading_percent
0 | -0.057438 | -0.014395 | 0.057614 | 0.014507 | 0.00017629 | 0.00011206 | 0.087754 | 0.087754 | 0.087754 | 0.97395 | -0.50162 | 0.97722 | -0.43741 | 24.1083
1 | 0.039475 | 0.0099178 | -0.039437 | -0.0098937 | 3.8186e-05 | 2.4087e-05 | 0.060118 | 0.060119 | 0.060119 | 0.97722 | -0.43741 | 0.97618 | -0.4577 | 16.5161
2 | -0.09709 | -0.024425 | 0.097707 | 0.024819 | 0.00061714 | 0.00039402 | 0.14787 | 0.14787 | 0.14787 | 0.97722 | -0.43741 | 0.984 | -0.30529 | 40.6243
3 | 0.036794 | 0.0092312 | -0.036781 | -0.0092232 | 1.2639e-05 | 7.9552e-06 | 0.056089 | 0.056089 | 0.056089 | 0.97618 | -0.4577 | 0.97582 | -0.46491 | 15.4091
4 | 0.020311 | 0.0051122 | -0.020257 | -0.0050797 | 5.3787e-05 | 3.2499e-05 | 0.030722 | 0.030723 | 0.030723 | 0.984 | -0.30529 | 0.98116 | -0.36085 | 8.4403
5 | -0.11802 | -0.029931 | 0.11829 | 0.030104 | 0.00027061 | 0.0001729 | 0.17859 | 0.17859 | 0.17859 | 0.984 | -0.30529 | 0.98647 | -0.25771 | 49.0643
6 | 0.019914 | 0.0049918 | -0.019913 | -0.0049913 | 7.9167e-07 | 4.7807e-07 | 0.030367 | 0.030367 | 0.030367 | 0.97582 | -0.46491 | 0.97578 | -0.46574 | 8.3426
7 | 0.016867 | 0.0042314 | -0.016863 | -0.0042291 | 3.8435e-06 | 2.2664e-06 | 0.025722 | 0.025722 | 0.025722 | 0.97582 | -0.46491 | 0.97558 | -0.46969 | 7.0666
8 | 0.016863 | 0.0042291 | -0.016855 | -0.0042243 | 8.1084e-06 | 4.7815e-06 | 0.025722 | 0.025722 | 0.025722 | 0.97558 | -0.46969 | 0.97506 | -0.47978 | 7.0666
9 | 0.020257 | 0.0050797 | -0.020256 | -0.0050793 | 6.4887e-07 | 3.9212e-07 | 0.030723 | 0.030723 | 0.030723 | 0.98116 | -0.36085 | 0.98112 | -0.36152 | 8.4403
10 | -0.13796 | -0.035033 | 0.13915 | 0.035794 | 0.0011904 | 0.00076092 | 0.20826 | 0.20826 | 0.20826 | 0.98647 | -0.25771 | 0.99577 | -0.080081 | 57.2148
11 | -0.011207 | -0.0028097 | 0.011209 | 0.0028104 | 1.4071e-06 | 7.2504e-07 | 0.016713 | 0.016713 | 0.016713 | 0.99785 | -0.040673 | 0.99798 | -0.038038 | 4.5915
12 | 0.011207 | 0.0028097 | -0.011203 | -0.0028074 | 4.5017e-06 | 2.3199e-06 | 0.016713 | 0.016713 | 0.016713 | 0.99785 | -0.040673 | 0.99741 | -0.049105 | 4.5915
13 | -0.018833 | -0.0047212 | 0.018833 | 0.0047216 | 6.125e-07 | 3.6493e-07 | 0.02808 | 0.02808 | 0.02808 | 0.99798 | -0.038038 | 0.99802 | -0.037356 | 7.7144
14 | 0.0033917 | 0.00084977 | -0.0033914 | -0.00084998 | 2.9237e-07 | -2.1026e-07 | 0.00506 | 0.0050601 | 0.0050601 | 0.99741 | -0.049105 | 0.99731 | -0.050915 | 1.3901
15 | 0.10616 | 0.026689 | -0.10609 | -0.026646 | 7.091e-05 | 4.3144e-05 | 0.16215 | 0.16215 | 0.16215 | 0.97437 | -0.49283 | 0.97366 | -0.50683 | 8.9094
16 | -0.10616 | -0.026689 | 0.10625 | 0.026742 | 8.7052e-05 | 5.2962e-05 | 0.16215 | 0.16215 | 0.16215 | 0.97437 | -0.49283 | 0.97525 | -0.47567 | 8.9093
17 | 0.10609 | 0.026646 | -0.10608 | -0.026644 | 4.0387e-06 | 2.4574e-06 | 0.16215 | 0.16215 | 0.16215 | 0.97366 | -0.50683 | 0.97362 | -0.50763 | 8.9094
18 | -0.11033 | -0.027765 | 0.11035 | 0.02778 | 2.433e-05 | 1.4857e-05 | 0.16837 | 0.16837 | 0.16837 | 0.97525 | -0.47567 | 0.97548 | -0.47106 | 9.2513
19 | 0.097877 | 0.024569 | -0.097858 | -0.024558 | 1.8632e-05 | 1.1236e-05 | 0.14969 | 0.14969 | 0.14969 | 0.97306 | -0.51878 | 0.97285 | -0.52278 | 8.2247
20 | -0.097877 | -0.024569 | 0.097929 | 0.0246 | 5.2117e-05 | 3.1428e-05 | 0.14969 | 0.14969 | 0.14969 | 0.97306 | -0.51878 | 0.97362 | -0.50763 | 8.2247
21 | 0.097858 | 0.024558 | -0.097831 | -0.024541 | 2.7635e-05 | 1.6666e-05 | 0.14969 | 0.14969 | 0.14969 | 0.97285 | -0.52278 | 0.97255 | -0.5287 | 8.2247
22 | 0.094007 | 0.023583 | -0.093998 | -0.023577 | 8.7287e-06 | 5.2374e-06 | 0.14384 | 0.14384 | 0.14384 | 0.97255 | -0.5287 | 0.97246 | -0.53065 | 7.9033
23 | -0.073917 | -0.018689 | 0.074058 | 0.018778 | 0.00014067 | 8.964e-05 | 0.11147 | 0.11147 | 0.11147 | 0.98721 | -0.24329 | 0.98927 | -0.20369 | 30.6244
24 | 0.073917 | 0.018689 | -0.073841 | -0.01864 | 7.652e-05 | 4.8763e-05 | 0.11147 | 0.11147 | 0.11147 | 0.98721 | -0.24329 | 0.9861 | -0.2649 | 30.6244
25 | 0.18187 | 0.046483 | -0.18148 | -0.046239 | 0.00038918 | 0.00024464 | 0.27388 | 0.27389 | 0.27389 | 0.98927 | -0.20369 | 0.98695 | -0.24803 | 15.0486
26 | -0.25593 | -0.065262 | 0.25594 | 0.065268 | 9.4059e-06 | 5.9656e-06 | 0.38536 | 0.38536 | 0.38536 | 0.98927 | -0.20369 | 0.98931 | -0.20293 | 21.1734
27 | 0.064337 | 0.016258 | -0.064278 | -0.01622 | 5.8974e-05 | 3.7531e-05 | 0.097132 | 0.097132 | 0.097132 | 0.9861 | -0.2649 | 0.98511 | -0.28404 | 26.6846
28 | 0.18148 | 0.046239 | -0.18125 | -0.046096 | 0.00022716 | 0.00014281 | 0.27389 | 0.27389 | 0.27389 | 0.98695 | -0.24803 | 0.98561 | -0.27401 | 15.0487
29 | -0.26188 | -0.066756 | 0.2625 | 0.067153 | 0.00062625 | 0.00039734 | 0.39429 | 0.39429 | 0.39429 | 0.98931 | -0.20293 | 0.99189 | -0.15351 | 21.6642
30 | -0.0085784 | -0.0021503 | 0.0085805 | 0.0021512 | 2.1404e-06 | 9.4644e-07 | 0.01303 | 0.01303 | 0.01303 | 0.97966 | -0.3905 | 0.97992 | -0.38527 | 3.5797
31 | 0.0085784 | 0.0021503 | -0.0085764 | -0.0021494 | 2.0356e-06 | 9.0032e-07 | 0.01303 | 0.01303 | 0.01303 | 0.97966 | -0.3905 | 0.9794 | -0.39548 | 3.5797
32 | -0.019188 | -0.0048096 | 0.019194 | 0.0048133 | 6.2952e-06 | 3.7797e-06 | 0.029137 | 0.029136 | 0.029137 | 0.97992 | -0.38527 | 0.98028 | -0.37838 | 8.0045
33 | 0.0041643 | 0.0010436 | -0.0041641 | -0.0010436 | 1.6976e-07 | -3.3669e-08 | 0.0063268 | 0.0063268 | 0.0063268 | 0.9794 | -0.39548 | 0.97936 | -0.39634 | 1.7381
34 | 0.18024 | 0.045843 | -0.18015 | -0.045782 | 9.6579e-05 | 6.0705e-05 | 0.27236 | 0.27236 | 0.27236 | 0.98561 | -0.27401 | 0.98503 | -0.28514 | 14.9649
35 | -0.15314 | -0.038719 | 0.15329 | 0.038811 | 0.00014837 | 9.2656e-05 | 0.23268 | 0.23268 | 0.23268 | 0.97985 | -0.38558 | 0.98089 | -0.3654 | 12.7849
36 | 0.15314 | 0.038719 | -0.15308 | -0.038678 | 6.5861e-05 | 4.113e-05 | 0.23268 | 0.23268 | 0.23268 | 0.97985 | -0.38558 | 0.97939 | -0.39455 | 12.7849
37 | -0.15329 | -0.038811 | 0.15335 | 0.038848 | 5.7852e-05 | 3.6125e-05 | 0.23268 | 0.23268 | 0.23268 | 0.98089 | -0.3654 | 0.98129 | -0.35754 | 12.7848
38 | 0.15154 | 0.038293 | -0.15146 | -0.038244 | 7.7233e-05 | 4.8209e-05 | 0.23035 | 0.23035 | 0.23035 | 0.97939 | -0.39455 | 0.97884 | -0.40519 | 12.6567
39 | 0.011864 | 0.0029742 | -0.011863 | -0.0029732 | 1.7875e-06 | 9.6217e-07 | 0.018093 | 0.018093 | 0.018093 | 0.97578 | -0.46574 | 0.97561 | -0.46891 | 4.9706
40 | 0.017673 | 0.0044317 | -0.017666 | -0.0044278 | 6.5465e-06 | 3.883e-06 | 0.026804 | 0.026804 | 0.026804 | 0.98112 | -0.36152 | 0.98073 | -0.36929 | 7.3637
41 | 0.0050058 | 0.0012545 | -0.0050053 | -0.0012544 | 4.9231e-07 | 2.7547e-08 | 0.0075925 | 0.0075926 | 0.0075926 | 0.98105 | -0.36314 | 0.98095 | -0.3652 | 2.0859
42 | -0.0050058 | -0.0012545 | 0.0050061 | 0.0012545 | 3.1063e-07 | 1.7345e-08 | 0.0075925 | 0.0075924 | 0.0075925 | 0.98105 | -0.36314 | 0.98112 | -0.36183 | 2.0858
43 | -0.059677 | -0.014978 | 0.059765 | 0.015034 | 8.7673e-05 | 5.575e-05 | 0.090517 | 0.090517 | 0.090517 | 0.98112 | -0.36183 | 0.98269 | -0.33108 | 24.8672
44 | 0.028504 | 0.0071554 | -0.028482 | -0.0071414 | 2.2482e-05 | 1.3984e-05 | 0.043235 | 0.043235 | 0.043235 | 0.98112 | -0.36183 | 0.98028 | -0.37838 | 11.8778
45 | 0.026167 | 0.0065679 | -0.026159 | -0.0065633 | 7.4258e-06 | 4.5938e-06 | 0.039689 | 0.039689 | 0.039689 | 0.98112 | -0.36183 | 0.98082 | -0.36778 | 10.9037
46 | -0.0083297 | -0.0020872 | 0.0083304 | 0.0020875 | 6.9956e-07 | 3.0134e-07 | 0.01266 | 0.01266 | 0.01266 | 0.97903 | -0.40277 | 0.97912 | -0.40101 | 3.478
47 | 0.0083297 | 0.0020872 | -0.008329 | -0.0020868 | 7.6091e-07 | 3.278e-07 | 0.01266 | 0.01266 | 0.01266 | 0.97903 | -0.40277 | 0.97894 | -0.40469 | 3.4781
48 | -0.010379 | -0.0026008 | 0.010383 | 0.0026031 | 4.4773e-06 | 2.2616e-06 | 0.015773 | 0.015773 | 0.015773 | 0.97912 | -0.40101 | 0.97958 | -0.39196 | 4.3332
49 | 0.0062458 | 0.0015647 | -0.0062449 | -0.0015645 | 9.3534e-07 | 2.5075e-07 | 0.0094936 | 0.0094937 | 0.0094937 | 0.97894 | -0.40469 | 0.97877 | -0.40784 | 2.6082
50 | -0.0019262 | -0.00048256 | 0.0019263 | 0.00048217 | 1.1761e-07 | -3.8589e-07 | 0.0029261 | 0.0029259 | 0.0029261 | 0.97953 | -0.39307 | 0.97959 | -0.39178 | 0.80386
51 | 0.0019262 | 0.00048256 | -0.0019261 | -0.00048274 | 5.3965e-08 | -1.7702e-07 | 0.0029261 | 0.0029261 | 0.0029261 | 0.97953 | -0.39307 | 0.9795 | -0.39365 | 0.80388
52 | 0.012034 | 0.003017 | -0.012034 | -0.0030169 | 9.9884e-08 | 5.3892e-08 | 0.018281 | 0.018281 | 0.018281 | 0.97959 | -0.39178 | 0.97958 | -0.39196 | 5.0222
53 | -0.013961 | -0.0034991 | 0.013962 | 0.0034998 | 1.1504e-06 | 6.5036e-07 | 0.021207 | 0.021207 | 0.021207 | 0.97959 | -0.39178 | 0.97968 | -0.39005 | 5.826
54 | 0.0010275 | 0.00025728 | -0.0010275 | -0.00025734 | 4.5059e-09 | -5.9243e-08 | 0.0015605 | 0.0015606 | 0.0015606 | 0.97968 | -0.39005 | 0.97968 | -0.39015 | 0.42872
55 | -0.014989 | -0.0037571 | 0.014995 | 0.0037603 | 5.6524e-06 | 3.2512e-06 | 0.022767 | 0.022767 | 0.022767 | 0.97968 | -0.39005 | 0.98008 | -0.38214 | 6.2547
56 | 0.0010275 | 0.00025734 | -0.0010275 | -0.00025751 | 1.2839e-08 | -1.6879e-07 | 0.0015606 | 0.0015606 | 0.0015606 | 0.97968 | -0.39015 | 0.97966 | -0.39041 | 0.42874
57 | -0.020571 | -0.0051579 | 0.020585 | 0.0051664 | 1.4085e-05 | 8.529e-06 | 0.031233 | 0.031233 | 0.031233 | 0.98008 | -0.38214 | 0.98082 | -0.36778 | 8.5806
58 | -0.013586 | -0.0034058 | 0.013588 | 0.003407 | 2.0303e-06 | 1.1285e-06 | 0.020302 | 0.020302 | 0.020302 | 0.99581 | -0.080046 | 0.99597 | -0.07691 | 5.5774
59 | 0.013586 | 0.0034058 | -0.013582 | -0.0034037 | 3.8825e-06 | 2.1581e-06 | 0.020302 | 0.020302 | 0.020302 | 0.99581 | -0.080046 | 0.9955 | -0.086045 | 5.5774
60 | 0.016531 | 0.0041442 | -0.016528 | -0.0041423 | 3.3259e-06 | 1.9394e-06 | 0.024699 | 0.024699 | 0.024699 | 0.99597 | -0.07691 | 0.99575 | -0.081133 | 6.7854
61 | -0.030119 | -0.0075512 | 0.03015 | 0.0075706 | 3.1204e-05 | 1.9435e-05 | 0.045 | 0.045 | 0.045 | 0.99597 | -0.07691 | 0.9971 | -0.055193 | 12.3627
62 | 0.0035823 | 0.00089749 | -0.0035819 | -0.00089772 | 3.9851e-07 | -2.2677e-07 | 0.0053546 | 0.0053548 | 0.0053548 | 0.9955 | -0.086045 | 0.99538 | -0.08838 | 1.4711
63 | -0.04015 | -0.010077 | 0.040179 | 0.010095 | 2.9767e-05 | 1.8762e-05 | 0.059922 | 0.059922 | 0.059922 | 0.9971 | -0.055193 | 0.9979 | -0.039659 | 16.4621
64 | 0.019671 | 0.0049327 | -0.019669 | -0.0049313 | 2.318e-06 | 1.3905e-06 | 0.029397 | 0.029397 | 0.029397 | 0.99577 | -0.080081 | 0.99564 | -0.082554 | 8.076
65 | -0.15882 | -0.040727 | 0.15913 | 0.040926 | 0.000312 | 0.00019891 | 0.23766 | 0.23766 | 0.23766 | 0.99577 | -0.080081 | 0.9979 | -0.039659 | 32.6453
66 | 0.0016347 | 0.00040963 | -0.0016347 | -0.00040969 | 1.2164e-08 | -5.953e-08 | 0.002473 | 0.002473 | 0.002473 | 0.98358 | -0.31322 | 0.98357 | -0.31337 | 0.67941
67 | -0.17205 | -0.043666 | 0.17228 | 0.043812 | 0.0002327 | 0.00014602 | 0.26048 | 0.26048 | 0.26048 | 0.98358 | -0.31322 | 0.98503 | -0.28514 | 14.3123
68 | 0.17041 | 0.043256 | -0.17038 | -0.043235 | 3.3157e-05 | 2.0799e-05 | 0.25801 | 0.25801 | 0.25801 | 0.98358 | -0.31322 | 0.98337 | -0.31726 | 14.1764
69 | 0.0021986 | 0.00055051 | -0.0021985 | -0.0005507 | 7.8356e-08 | -1.9098e-07 | 0.0033211 | 0.0033212 | 0.0033212 | 0.98503 | -0.28514 | 0.98499 | -0.28589 | 0.91242
70 | 0.005665 | 0.0014197 | -0.0056643 | -0.0014195 | 6.8168e-07 | 1.2035e-07 | 0.0085577 | 0.0085578 | 0.0085578 | 0.98503 | -0.28514 | 0.9849 | -0.28767 | 2.351
71 | 0.17038 | 0.043235 | -0.17033 | -0.043206 | 4.7123e-05 | 2.956e-05 | 0.25801 | 0.25801 | 0.25801 | 0.98337 | -0.31726 | 0.98307 | -0.32301 | 14.1764
72 | 0.0021985 | 0.0005507 | -0.0021984 | -0.00055098 | 1.146e-07 | -2.7927e-07 | 0.0033212 | 0.0033213 | 0.0033213 | 0.98499 | -0.28589 | 0.98493 | -0.28698 | 0.91246
73 | 0.0056643 | 0.0014195 | -0.0056636 | -0.0014194 | 7.4663e-07 | 1.3192e-07 | 0.0085578 | 0.0085579 | 0.0085579 | 0.9849 | -0.28767 | 0.98476 | -0.29043 | 2.3511
74 | 0.16222 | 0.041172 | -0.16219 | -0.041154 | 2.9842e-05 | 1.8681e-05 | 0.24573 | 0.24573 | 0.24573 | 0.98307 | -0.32301 | 0.98287 | -0.32684 | 13.5016
75 | -0.16195 | -0.041004 | 0.16216 | 0.041133 | 0.00020664 | 0.00012936 | 0.24573 | 0.24573 | 0.24573 | 0.98129 | -0.35754 | 0.98266 | -0.331 | 13.5016
76 | 0.0086039 | 0.0021564 | -0.0086037 | -0.0021563 | 2.2527e-07 | 9.9593e-08 | 0.013047 | 0.013047 | 0.013047 | 0.98129 | -0.35754 | 0.98126 | -0.35809 | 3.5843
77 | 0.064278 | 0.01622 | -0.064194 | -0.016167 | 8.3774e-05 | 5.3314e-05 | 0.097132 | 0.097132 | 0.097132 | 0.98511 | -0.28404 | 0.98371 | -0.31129 | 26.6846
78 | 0.064194 | 0.016167 | -0.064134 | -0.016129 | 6.0679e-05 | 3.8617e-05 | 0.097132 | 0.097132 | 0.097132 | 0.98371 | -0.31129 | 0.98269 | -0.33108 | 26.6847
79 | 0.0092878 | 0.0023281 | -0.0092864 | -0.0023274 | 1.4723e-06 | 6.9331e-07 | 0.014099 | 0.014099 | 0.014099 | 0.98028 | -0.37838 | 0.98011 | -0.38171 | 3.8733
80 | 0.0039926 | 0.0010006 | -0.0039926 | -0.0010006 | 1.622e-08 | -4.7378e-09 | 0.0060331 | 0.0060331 | 0.0060331 | 0.98476 | -0.29043 | 0.98475 | -0.29052 | 1.6574
81 | -0.30155 | -0.077531 | 0.30188 | 0.077736 | 0.00032245 | 0.00020498 | 0.4503 | 0.4503 | 0.4503 | 0.99802 | -0.037356 | 0.99918 | -0.015377 | 24.7419
82 | 0.28272 | 0.072809 | -0.28242 | -0.072616 | 0.00030364 | 0.00019285 | 0.42222 | 0.42222 | 0.42222 | 0.99802 | -0.037356 | 0.99685 | -0.059453 | 23.1991
83 | 0.28242 | 0.072616 | -0.28234 | -0.072566 | 7.9118e-05 | 5.025e-05 | 0.42222 | 0.42222 | 0.42222 | 0.99685 | -0.059453 | 0.99654 | -0.065219 | 23.1991
84 | 0.27091 | 0.069702 | -0.27081 | -0.069638 | 0.00010063 | 6.3873e-05 | 0.40516 | 0.40516 | 0.40516 | 0.99654 | -0.065219 | 0.99614 | -0.072862 | 22.2616
85 | 0.012617 | 0.0031628 | -0.012614 | -0.0031614 | 2.5366e-06 | 1.3726e-06 | 0.01879 | 0.01879 | 0.01879 | 0.99918 | -0.015377 | 0.99896 | -0.019597 | 5.162
86 | -0.31449 | -0.080898 | 0.31473 | 0.081048 | 0.00023529 | 0.00014965 | 0.46909 | 0.46909 | 0.46909 | 0.99918 | -0.015377 | 1 | 0 | 25.7743
87 | 0.27081 | 0.069638 | -0.27035 | -0.069344 | 0.00046319 | 0.000294 | 0.40516 | 0.40516 | 0.40516 | 0.99614 | -0.072862 | 0.99428 | -0.10812 | 22.2617
88 | 0.26728 | 0.068575 | -0.26706 | -0.068439 | 0.00021475 | 0.00013629 | 0.40057 | 0.40057 | 0.40057 | 0.99428 | -0.10812 | 0.9934 | -0.12469 | 22.0095
89 | 0.2116 | 0.054253 | -0.21136 | -0.054102 | 0.00024015 | 0.00015159 | 0.3153 | 0.3153 | 0.3153 | 1 | 0 | 0.99876 | -0.023435 | 17.3243
90 | 0.19947 | 0.05112 | -0.19931 | -0.051021 | 0.00015673 | 9.8767e-05 | 0.29758 | 0.29758 | 0.29758 | 0.99876 | -0.023435 | 0.9979 | -0.039659 | 16.3505
91 | -0.11487 | -0.028912 | 0.11492 | 0.028945 | 5.4856e-05 | 3.3621e-05 | 0.17526 | 0.17526 | 0.17526 | 0.97548 | -0.47106 | 0.97599 | -0.46107 | 9.6299
92 | 0.078399 | 0.019668 | -0.078391 | -0.019663 | 8.8161e-06 | 5.1358e-06 | 0.11997 | 0.11997 | 0.11997 | 0.97246 | -0.53065 | 0.97234 | -0.53301 | 6.5918
93 | -0.0065765 | -0.0016482 | 0.0065769 | 0.0016484 | 4.3314e-07 | 1.3392e-07 | 0.010032 | 0.010032 | 0.010032 | 0.97549 | -0.47135 | 0.97556 | -0.46997 | 2.756
94 | -0.0092204 | -0.0023109 | 0.0092208 | 0.0023111 | 4.6838e-07 | 2.2091e-07 | 0.014064 | 0.014064 | 0.014064 | 0.97556 | -0.46997 | 0.97561 | -0.46891 | 3.8637
95 | -0.26511 | -0.067807 | 0.26548 | 0.068042 | 0.00037031 | 0.00023499 | 0.3982 | 0.3982 | 0.3982 | 0.99189 | -0.15351 | 0.9934 | -0.12469 | 21.879
96 | 0.14875 | 0.037565 | -0.14851 | -0.037414 | 0.00024268 | 0.00015135 | 0.22623 | 0.22623 | 0.22623 | 0.97884 | -0.40519 | 0.9771 | -0.43929 | 12.4304
97 | 0.0036251 | 0.00090791 | -0.0036247 | -0.00090805 | 3.1444e-07 | -1.4572e-07 | 0.0055109 | 0.005511 | 0.005511 | 0.97877 | -0.40784 | 0.97868 | -0.40966 | 1.514
98 | 0.0016047 | 0.00040179 | -0.0016047 | -0.00040217 | 7.517e-08 | -3.7502e-07 | 0.0024397 | 0.0024399 | 0.0024399 | 0.97868 | -0.40966 | 0.97863 | -0.41064 | 0.6703
99 | 0.015049 | 0.0037719 | -0.015048 | -0.0037717 | 4.3122e-07 | 2.4815e-07 | 0.022833 | 0.022833 | 0.022833 | 0.98073 | -0.36929 | 0.98069 | -0.3699 | 6.2729
100 | 0.0088428 | 0.0022164 | -0.0088413 | -0.0022157 | 1.4801e-06 | 6.7067e-07 | 0.013417 | 0.013417 | 0.013417 | 0.98069 | -0.3699 | 0.98052 | -0.37341 | 3.6861
101 | 0.0064587 | 0.0016186 | -0.0064586 | -0.0016185 | 1.0549e-07 | 3.0583e-08 | 0.0098016 | 0.0098016 | 0.0098016 | 0.98052 | -0.37341 | 0.9805 | -0.37375 | 2.6927
102 | 0.0049806 | 0.0012481 | -0.0049805 | -0.0012481 | 1.4589e-07 | 7.4886e-09 | 0.0075586 | 0.0075587 | 0.0075587 | 0.9805 | -0.37375 | 0.98047 | -0.37437 | 2.0766
103 | 0.0036169 | 0.00090637 | -0.0036168 | -0.00090644 | 1.4203e-07 | -6.762e-08 | 0.0054892 | 0.0054893 | 0.0054893 | 0.98047 | -0.37437 | 0.98042 | -0.37519 | 1.508
104 | 0.0023641 | 0.00059248 | -0.0023641 | -0.0005925 | 8.1926e-09 | -1.6156e-08 | 0.003588 | 0.003588 | 0.003588 | 0.98042 | -0.37519 | 0.98042 | -0.37526 | 0.98573
105 | -0.0019171 | -0.00048047 | 0.0019171 | 0.00048046 | 3.127e-09 | -9.9414e-09 | 0.0029384 | 0.0029383 | 0.0029384 | 0.97085 | -0.56242 | 0.97085 | -0.56238 | 0.80724
106 | -0.0032807 | -0.00082221 | 0.0032809 | 0.00082209 | 1.829e-07 | -1.215e-07 | 0.0050283 | 0.0050282 | 0.0050283 | 0.97085 | -0.56238 | 0.97091 | -0.56121 | 1.3814
107 | -0.0055816 | -0.0013987 | 0.0055816 | 0.0013987 | 3.307e-08 | 6.2608e-09 | 0.0085543 | 0.0085543 | 0.0085543 | 0.97091 | -0.56121 | 0.97092 | -0.56109 | 2.3501
108 | -0.0088571 | -0.0022196 | 0.0088586 | 0.0022203 | 1.4786e-06 | 6.8161e-07 | 0.013574 | 0.013574 | 0.013574 | 0.97092 | -0.56109 | 0.97109 | -0.55758 | 3.7292
109 | -0.012391 | -0.0031057 | 0.012393 | 0.0031067 | 1.9074e-06 | 1.0462e-06 | 0.018987 | 0.018987 | 0.018987 | 0.97109 | -0.55758 | 0.97126 | -0.55435 | 5.2163
110 | 0.019669 | 0.0049313 | -0.019664 | -0.0049282 | 5.1692e-06 | 3.1009e-06 | 0.029397 | 0.029397 | 0.029397 | 0.99564 | -0.082554 | 0.99535 | -0.088071 | 8.0761
111 | -0.0029235 | -0.00073265 | 0.0029236 | 0.00073251 | 1.4252e-07 | -1.4348e-07 | 0.0044779 | 0.0044778 | 0.0044779 | 0.97148 | -0.55002 | 0.97153 | -0.549 | 1.2302
112 | 0.001218 | 0.00030523 | -0.001218 | -0.00030527 | 4.155e-09 | -3.6754e-08 | 0.0018657 | 0.0018657 | 0.0018657 | 0.97148 | -0.55002 | 0.97147 | -0.55009 | 0.51255
113 | -0.0041427 | -0.001038 | 0.0041428 | 0.001038 | 9.1625e-08 | -1.6514e-08 | 0.006345 | 0.006345 | 0.006345 | 0.97153 | -0.549 | 0.97155 | -0.54853 | 1.7431
114 | -0.0078572 | -0.0019689 | 0.007858 | 0.0019693 | 8.5623e-07 | 3.5271e-07 | 0.012034 | 0.012034 | 0.012034 | 0.97155 | -0.54853 | 0.97167 | -0.54624 | 3.306
115 | -0.010482 | -0.0026268 | 0.010483 | 0.0026275 | 1.4085e-06 | 7.2085e-07 | 0.016051 | 0.016051 | 0.016051 | 0.97167 | -0.54624 | 0.97181 | -0.54342 | 4.4097
116 | 0.057213 | 0.014343 | -0.057196 | -0.014334 | 1.7475e-05 | 9.3039e-06 | 0.087605 | 0.087606 | 0.087606 | 0.97181 | -0.54342 | 0.97149 | -0.54984 | 4.8135
117 | -0.067696 | -0.016971 | 0.067699 | 0.016972 | 2.9675e-06 | 1.6711e-06 | 0.10366 | 0.10366 | 0.10366 | 0.97181 | -0.54342 | 0.97186 | -0.5425 | 5.6954
118 | 0.16219 | 0.041154 | -0.16216 | -0.041133 | 3.248e-05 | 2.0333e-05 | 0.24573 | 0.24573 | 0.24573 | 0.98287 | -0.32684 | 0.98266 | -0.331 | 13.5016
119 | 0.022422 | 0.0056148 | -0.02242 | -0.0056149 | 1.2962e-06 | -7.6231e-08 | 0.034355 | 0.034355 | 0.034355 | 0.97111 | -0.55719 | 0.97105 | -0.55841 | 1.8876
120 | -0.024997 | -0.0062602 | 0.024998 | 0.0062603 | 1.1143e-06 | 8.6564e-08 | 0.0383 | 0.0383 | 0.0383 | 0.97111 | -0.55719 | 0.97116 | -0.55625 | 2.1044
121 | 0.020555 | 0.0051475 | -0.020554 | -0.0051479 | 1.9863e-06 | -3.7979e-07 | 0.031497 | 0.031498 | 0.031498 | 0.97105 | -0.55841 | 0.97095 | -0.56043 | 1.7306
122 | -0.037863 | -0.0094846 | 0.037866 | 0.0094859 | 3.4289e-06 | 1.3539e-06 | 0.058012 | 0.058012 | 0.058012 | 0.97116 | -0.55625 | 0.97126 | -0.55435 | 3.1875
123 | 0.00146 | 0.00036567 | -0.00146 | -0.0003659 | 3.8597e-08 | -2.2957e-07 | 0.0022374 | 0.0022375 | 0.0022375 | 0.97095 | -0.56043 | 0.97092 | -0.56099 | 0.6147
124 | 0.0063281 | 0.0015856 | -0.0063279 | -0.0015857 | 2.33e-07 | -1.777e-07 | 0.0096979 | 0.009698 | 0.009698 | 0.97095 | -0.56043 | 0.97091 | -0.56121 | 1.3321
125 | 0.012765 | 0.0031967 | -0.012765 | -0.0031976 | 6.0785e-07 | -9.2054e-07 | 0.019562 | 0.019563 | 0.019563 | 0.97095 | -0.56043 | 0.9709 | -0.56143 | 1.0749
126 | -0.05026 | -0.012593 | 0.050271 | 0.012598 | 1.0814e-05 | 5.4159e-06 | 0.076999 | 0.076999 | 0.076999 | 0.97126 | -0.55435 | 0.97149 | -0.54984 | 4.2307
127 | 0.0041419 | 0.0010379 | -0.0041416 | -0.0010379 | 3.1201e-07 | -5.5654e-08 | 0.0063478 | 0.0063479 | 0.0063479 | 0.97091 | -0.56121 | 0.97083 | -0.56279 | 1.7439
128 | 0.01031 | 0.0025825 | -0.01031 | -0.002583 | 2.0776e-07 | -5.5302e-07 | 0.015801 | 0.015802 | 0.015802 | 0.9709 | -0.56143 | 0.97088 | -0.56186 | 0.86823
129 | 0.00146 | 0.00036585 | -0.00146 | -0.0003659 | 9.0485e-09 | -5.3793e-08 | 0.0022377 | 0.0022377 | 0.0022377 | 0.97083 | -0.56279 | 0.97082 | -0.56292 | 0.61476
130 | 0.0066846 | 0.0016744 | -0.0066844 | -0.0016752 | 1.9935e-07 | -8.745e-07 | 0.010245 | 0.010245 | 0.010245 | 0.97088 | -0.56186 | 0.97085 | -0.56248 | 0.70365
131 | 0.074656 | 0.018727 | -0.074622 | -0.018707 | 3.3784e-05 | 1.9483e-05 | 0.11426 | 0.11426 | 0.11426 | 0.97234 | -0.53301 | 0.97186 | -0.5425 | 6.2778
132 | -0.13041 | -0.032839 | 0.13049 | 0.032888 | 7.9299e-05 | 4.9078e-05 | 0.19883 | 0.19883 | 0.19883 | 0.97626 | -0.45581 | 0.97691 | -0.4431 | 10.9248
133 | 0.12501 | 0.031485 | -0.12498 | -0.031466 | 3.1453e-05 | 1.9409e-05 | 0.1906 | 0.1906 | 0.1906 | 0.97626 | -0.45581 | 0.97599 | -0.46107 | 10.4723
134 | -0.14357 | -0.036167 | 0.1436 | 0.036184 | 2.6159e-05 | 1.6285e-05 | 0.21876 | 0.21876 | 0.21876 | 0.97691 | -0.4431 | 0.9771 | -0.43929 | 12.0197
135 | 0.0040551 | 0.0010163 | -0.004055 | -0.0010163 | 8.3569e-08 | -1.7849e-08 | 0.0062153 | 0.0062153 | 0.0062153 | 0.97085 | -0.56248 | 0.97082 | -0.56292 | 1.7075

## res_trafo
| p_hv_mw | q_hv_mvar | p_lv_mw | q_lv_mvar | pl_mw | ql_mvar | i_hv_ka | i_lv_ka | vm_hv_pu | va_hv_degree | vm_lv_pu | va_lv_degree | loading_percent
0 | -1.2729e-15 | -1.3162e-15 | 0.00165 | 1.2699e-07 | 0.00165 | 1.2699e-07 | 5.2857e-17 | 0.0023815 | 0.99998 | 149.9956 | 1 | 0 | 0.2619

## res_ext_grid
| p_mw | q_mvar
0 | 0.52798 | 0.1353

## res_load
| p_mw | q_mvar
0 | 0.057438 | 0.014395
1 | 0.0026434 | 0.00066251
2 | 0.016855 | 0.0042243
3 | 0.019668 | 0.0049293
4 | 0.007624 | 0.0019108
5 | 0.007811 | 0.0019576
6 | 0.0040799 | 0.0010225
7 | 0.0081542 | 0.0020436
8 | 0.0038238 | 0.00095832
9 | 0.0095036 | 0.0023818
10 | 0.0059392 | 0.0014885
11 | 0.010607 | 0.0026584
12 | 0.0044121 | 0.0011058
13 | 0.0010103 | 0.0002532
14 | 0.001536 | 0.00038496
15 | 0.0080486 | 0.0020172
16 | 0.002584 | 0.0006476
17 | 0.0050053 | 0.0012544
18 | 0.0020483 | 0.00051335
19 | 0.0020832 | 0.00052209
20 | 0.0019261 | 0.00048274
21 | 0.0055763 | 0.0013975
22 | 0.0016512 | 0.00041382
23 | 0.0099998 | 0.0025062
24 | 0.016528 | 0.0041423
25 | 0.0099991 | 0.002506
26 | 0.0016347 | 0.00040969
27 | 0.0081143 | 0.0020336
28 | 0.004369 | 0.001095
29 | 0.0055739 | 0.001397
30 | 0.0092864 | 0.0023274
31 | 0.0016709 | 0.00041877
32 | 0.0033914 | 0.00084998
33 | 0.011427 | 0.0028639
34 | 0.0030673 | 0.00076873
35 | 0.011896 | 0.0029815
36 | 0.0045168 | 0.001132
37 | 0.015599 | 0.0039095
38 | 0.0065765 | 0.0016482
39 | 0.0026435 | 0.00066251
40 | 0.0026065 | 0.00065325
41 | 0.0041641 | 0.0010436
42 | 0.0027101 | 0.00067921
43 | 0.0026198 | 0.00065658
44 | 0.00202 | 0.00050626
45 | 0.0016047 | 0.00040217
46 | 0.0010275 | 0.00025751
47 | 0.0026171 | 0.0006559
48 | 0.0035819 | 0.00089772
49 | 0.0062057 | 0.0015553
50 | 0.0023826 | 0.00059713
51 | 0.0014779 | 0.00037041
52 | 0.0013636 | 0.00034174
53 | 0.0012527 | 0.00031396
54 | 0.0023641 | 0.0005925
55 | 0.0019171 | 0.00048047
56 | 0.0013636 | 0.00034175
57 | 0.0023007 | 0.00057661
58 | 0.0032755 | 0.00082091
59 | 0.0035328 | 0.00088539
60 | 0.012614 | 0.0031614
61 | 0.019664 | 0.0049282
62 | 0.0015858 | 0.00039744
63 | 0.0017054 | 0.00042742
64 | 0.0012191 | 0.00030554
65 | 0.001218 | 0.00030527
66 | 0.0037144 | 0.00093091
67 | 0.0026235 | 0.00065751
68 | 0.0021984 | 0.00055098
69 | 0.0039926 | 0.0010006
70 | 0.0086037 | 0.0021563
71 | 0.0025751 | 0.00064539
72 | 0.0018649 | 0.00046738
73 | 0.012865 | 0.0032243
74 | 0.00146 | 0.0003659
75 | 0.002186 | 0.00054786
76 | 0.0024543 | 0.0006151
77 | 0.0069252 | 0.0017356
78 | 0.0026816 | 0.00067208
79 | 0.0036257 | 0.00090868
80 | 0.0037348 | 0.00093603
81 | 0.0069229 | 0.0017351
82 | 0.0054028 | 0.0013541
83 | 0.013083 | 0.0032789
84 | 0.010057 | 0.0025205
85 | 0.0049086 | 0.0012302
86 | 0.00146 | 0.0003659
87 | 0.0026293 | 0.00065896
88 | 0.004055 | 0.0010163
89 | 0.0026419 | 0.00066211

## dtypes
| element | column | dtype
0 | bus | name | object
1 | bus | vn_kv | float64
2 | bus | type | object
3 | bus | zone | object
4 | bus | in_service | bool
5 | load | name | object
6 | load | bus | uint32
7 | load | p_mw | float64
8 | load | q_mvar | float64
9 | load | const_z_percent | float64
10 | load | const_i_percent | float64
11 | load | sn_mva | float64
12 | load | scaling | float64
13 | load | in_service | bool
14 | load | type | object
15 | ext_grid | name | object
16 | ext_grid | bus | uint32
17 | ext_grid | vm_pu | float64
18 | ext_grid | va_degree | float64
19 | ext_grid | slack_weight | float64
20 | ext_grid | in_service | bool
21 | line | name | object
22 | line | std_type | object
23 | line | from_bus | uint32
24 | line | to_bus | uint32
25 | line | length_km | float64
26 | line | r_ohm_per_km | float64
27 | line | x_ohm_per_km | float64
28 | line | c_nf_per_km | float64
29 | line | g_us_per_km | float64
30 | line | max_i_ka | float64
31 | line | df | float64
32 | line | parallel | uint32
33 | line | type | object
34 | line | in_service | bool
35 | trafo | name | object
36 | trafo | std_type | object
37 | trafo | hv_bus | uint32
38 | trafo | lv_bus | uint32
39 | trafo | sn_mva | float64
40 | trafo | vn_hv_kv | float64
41 | trafo | vn_lv_kv | float64
42 | trafo | vk_percent | float64
43 | trafo | vkr_percent | float64
44 | trafo | pfe_kw | float64
45 | trafo | i0_percent | float64
46 | trafo | shift_degree | float64
47 | trafo | tap_side | object
48 | trafo | tap_neutral | int32
49 | trafo | tap_min | int32
50 | trafo | tap_max | int32
51 | trafo | tap_step_percent | float64
52 | trafo | tap_step_degree | float64
53 | trafo | tap_pos | int32
54 | trafo | tap_phase_shifter | bool
55 | trafo | parallel | uint32
56 | trafo | df | float64
57 | trafo | in_service | bool
58 | line_geodata | coords | object
59 | bus_geodata | x | float64
60 | bus_geodata | y | float64
61 | bus_geodata | coords | object
62 | res_bus | vm_pu | float64
63 | res_bus | va_degree | float64
64 | res_bus | p_mw | float64
65 | res_bus | q_mvar | float64
66 | res_line | p_from_mw | float64
67 | res_line | q_from_mvar | float64
68 | res_line | p_to_mw | float64
69 | res_line | q_to_mvar | float64
70 | res_line | pl_mw | float64
71 | res_line | ql_mvar | float64
72 | res_line | i_from_ka | float64
73 | res_line | i_to_ka | float64
74 | res_line | i_ka | float64
75 | res_line | vm_from_pu | float64
76 | res_line | va_from_degree | float64
77 | res_line | vm_to_pu | float64
78 | res_line | va_to_degree | float64
79 | res_line | loading_percent | float64
80 | res_trafo | p_hv_mw | float64
81 | res_trafo | q_hv_mvar | float64
82 | res_trafo | p_lv_mw | float64
83 | res_trafo | q_lv_mvar | float64
84 | res_trafo | pl_mw | float64
85 | res_trafo | ql_mvar | float64
86 | res_trafo | i_hv_ka | float64
87 | res_trafo | i_lv_ka | float64
88 | res_trafo | vm_hv_pu | float64
89 | res_trafo | va_hv_degree | float64
90 | res_trafo | vm_lv_pu | float64
91 | res_trafo | va_lv_degree | float64
92 | res_trafo | loading_percent | float64
93 | res_ext_grid | p_mw | float64
94 | res_ext_grid | q_mvar | float64
95 | res_load | p_mw | float64
96 | res_load | q_mvar | float64

## parameters
| version | format_version | converged | OPF_converged | name | f_hz | sn_mva
0 | 2.14.6 | 2.14.0 | TRUE | FALSE |  | 50 | 1