## bus
| name | vn_kv | type | zone | in_service
0 | bus_LV_1093-8_0_4_node_0 | 0.4 | n |  | TRUE
1 | bus_LV_1093-8_0_4_node_1 | 0.4 | n |  | TRUE
2 | bus_LV_1093-8_0_4_node_8 | 0.4 | n |  | TRUE
3 | bus_LV_1093-8_0_4_node_9 | 0.4 | n |  | TRUE
4 | bus_LV_1093-8_0_4_node_280 | 0.4 | n |  | TRUE
5 | bus_LV_1093-8_0_4_node_6 | 0.4 | n |  | TRUE
6 | bus_LV_1093-8_0_4_node_27 | 0.4 | n |  | TRUE
7 | bus_LV_1093-8_0_4_node_30 | 0.4 | n |  | TRUE
8 | bus_LV_1093-8_0_4_node_219 | 0.4 | n |  | TRUE
9 | bus_LV_1093-8_0_4_node_24 | 0.4 | n |  | TRUE
10 | bus_LV_1093-8_0_4_node_11 | 0.4 | n |  | TRUE
11 | bus_LV_1093-8_0_4_node_12 | 0.4 | n |  | TRUE
12 | bus_LV_1093-8_0_4_node_13 | 0.4 | n |  | TRUE
13 | bus_LV_1093-8_0_4_node_2 | 0.4 | n |  | TRUE
14 | bus_LV_1093-8_0_4_node_3 | 0.4 | n |  | TRUE
15 | bus_LV_1093-8_0_4_node_4 | 0.4 | n |  | TRUE
16 | bus_LV_1093-8_0_4_node_7 | 0.4 | n |  | TRUE
17 | bus_LV_1093-8_0_4_node_10 | 0.4 | n |  | TRUE
18 | bus_LV_1093-8_0_4_node_55 | 0.4 | n |  | TRUE
19 | bus_LV_1093-8_0_4_node_152 | 0.4 | n |  | TRUE
20 | bus_LV_1093-8_0_4_node_149 | 0.4 | n |  | TRUE
21 | bus_LV_1093-8_0_4_node_119 | 0.4 | n |  | TRUE
22 | bus_LV_1093-8_0_4_node_53 | 0.4 | n |  | TRUE
23 | bus_LV_1093-8_0_4_node_148 | 0.4 | n |  | TRUE
24 | bus_LV_1093-8_0_4_node_120 | 0.4 | n |  | TRUE
25 | bus_LV_1093-8_0_4_node_14 | 0.4 | n |  | TRUE
26 | bus_LV_1093-8_0_4_node_15 | 0.4 | n |  | TRUE
27 | bus_LV_1093-8_0_4_node_16 | 0.4 | n |  | TRUE
28 | bus_LV_1093-8_0_4_node_17 | 0.4 | n |  | TRUE
29 | bus_LV_1093-8_0_4_node_18 | 0.4 | n |  | TRUE
30 | bus_LV_1093-8_0_4_node_19 | 0.4 | n |  | TRUE
31 | bus_LV_1093-8_0_4_node_20 | 0.4 | n |  | TRUE
32 | bus_LV_1093-8_0_4_node_21 | 0.4 | n |  | TRUE
33 | bus_LV_1093-8_0_4_node_155 | 0.4 | n |  | TRUE
34 | bus_LV_1093-8_0_4_node_187 | 0.4 | n |  | TRUE
35 | bus_LV_1093-8_0_4_node_154 | 0.4 | n |  | TRUE
36 | bus_LV_1093-8_0_4_node_49 | 0.4 | n |  | TRUE
37 | bus_LV_1093-8_0_4_node_186 | 0.4 | n |  | TRUE
38 | bus_LV_1093-8_0_4_node_22 | 0.4 | n |  | TRUE
39 | bus_LV_1093-8_0_4_node_23 | 0.4 | n |  | TRUE
40 | bus_LV_1093-8_0_4_node_25 | 0.4 | n |  | TRUE
41 | bus_LV_1093-8_0_4_node_26 | 0.4 | n |  | TRUE
42 | bus_LV_1093-8_0_4_node_28 | 0.4 | n |  | TRUE
43 | bus_LV_1093-8_0_4_node_29 | 0.4 | n |  | TRUE
44 | bus_LV_1093-8_0_4_node_95 | 0.4 | n |  | TRUE
45 | bus_LV_1093-8_0_4_node_182 | 0.4 | n |  | TRUE
46 | bus_LV_1093-8_0_4_node_189 | 0.4 | n |  | TRUE
47 | bus_LV_1093-8_0_4_node_52 | 0.4 | n |  | TRUE
48 | bus_LV_1093-8_0_4_node_54 | 0.4 | n |  | TRUE
49 | bus_LV_1093-8_0_4_node_212 | 0.4 | n |  | TRUE
50 | bus_LV_1093-8_0_4_node_150 | 0.4 | n |  | TRUE
51 | bus_LV_1093-8_0_4_node_151 | 0.4 | n |  | TRUE
52 | bus_LV_1093-8_0_4_node_227 | 0.4 | n |  | TRUE
53 | bus_LV_1093-8_0_4_node_226 | 0.4 | n |  | TRUE
54 | bus_LV_1093-8_0_4_node_96 | 0.4 | n |  | TRUE
55 | bus_LV_1093-8_0_4_node_183 | 0.4 | n |  | TRUE
56 | bus_LV_1093-8_0_4_node_188 | 0.4 | n |  | TRUE
57 | bus_LV_1093-8_0_4_node_31 | 0.4 | n |  | TRUE
58 | bus_LV_1093-8_0_4_node_32 | 0.4 | n |  | TRUE
59 | bus_LV_1093-8_0_4_node_33 | 0.4 | n |  | TRUE
60 | bus_LV_1093-8_0_4_node_34 | 0.4 | n |  | TRUE
61 | bus_LV_1093-8_0_4_node_35 | 0.4 | n |  | TRUE
62 | bus_LV_1093-8_0_4_node_37 | 0.4 | n |  | TRUE
63 | bus_LV_1093-8_0_4_node_38 | 0.4 | n |  | TRUE
64 | bus_LV_1093-8_0_4_node_39 | 0.4 | n |  | TRUE
65 | bus_LV_1093-8_0_4_node_100 | 0.4 | n |  | TRUE
66 | bus_LV_1093-8_0_4_node_97 | 0.4 | n |  | TRUE
67 | bus_LV_1093-8_0_4_node_121 | 0.4 | n |  | TRUE
68 | bus_LV_1093-8_0_4_node_36 | 0.4 | n |  | TRUE
69 | bus_LV_1093-8_0_4_node_254 | 0.4 | n |  | TRUE
70 | bus_LV_1093-8_0_4_node_156 | 0.4 | n |  | TRUE
71 | bus_LV_1093-8_0_4_node_185 | 0.4 | n |  | TRUE
72 | bus_LV_1093-8_0_4_node_98 | 0.4 | n |  | TRUE
73 | bus_LV_1093-8_0_4_node_99 | 0.4 | n |  | TRUE
74 | bus_LV_1093-8_0_4_node_122 | 0.4 | n |  | TRUE
75 | bus_LV_1093-8_0_4_node_40 | 0.4 | n |  | TRUE
76 | bus_LV_1093-8_0_4_node_41 | 0.4 | n |  | TRUE
77 | bus_LV_1093-8_0_4_node_42 | 0.4 | n |  | TRUE
78 | bus_LV_1093-8_0_4_node_43 | 0.4 | n |  | TRUE
79 | bus_LV_1093-8_0_4_node_44 | 0.4 | n |  | TRUE
80 | bus_LV_1093-8_0_4_node_45 | 0.4 | n |  | TRUE
81 | bus_LV_1093-8_0_4_node_46 | 0.4 | n |  | TRUE
82 | bus_LV_1093-8_0_4_node_48 | 0.4 | n |  | TRUE
83 | bus_LV_1093-8_0_4_node_51 | 0.4 | n |  | TRUE
84 | bus_LV_1093-8_0_4_node_197 | 0.4 | n |  | TRUE
85 | bus_LV_1093-8_0_4_node_50 | 0.4 | n |  | TRUE
86 | bus_LV_1093-8_0_4_node_184 | 0.4 | n |  | TRUE
87 | bus_LV_1093-8_0_4_node_130 | 0.4 | n |  | TRUE
88 | bus_LV_1093-8_0_4_node_255 | 0.4 | n |  | TRUE
89 | bus_LV_1093-8_0_4_node_129 | 0.4 | n |  | TRUE
90 | bus_LV_1093-8_0_4_node_205 | 0.4 | n |  | TRUE
91 | bus_LV_1093-8_0_4_node_203 | 0.4 | n |  | TRUE
92 | bus_LV_1093-8_0_4_node_56 | 0.4 | n |  | TRUE
93 | bus_LV_1093-8_0_4_node_57 | 0.4 | n |  | TRUE
94 | bus_LV_1093-8_0_4_node_58 | 0.4 | n |  | TRUE
95 | bus_LV_1093-8_0_4_node_224 | 0.4 | n |  | TRUE
96 | bus_LV_1093-8_0_4_node_225 | 0.4 | n |  | TRUE
97 | bus_LV_1093-8_0_4_node_233 | 0.4 | n |  | TRUE
98 | bus_LV_1093-8_0_4_node_250 | 0.4 | n |  | TRUE
99 | bus_LV_1093-8_0_4_node_241 | 0.4 | n |  | TRUE
100 | bus_LV_1093-8_0_4_node_59 | 0.4 | n |  | TRUE
101 | bus_LV_1093-8_0_4_node_60 | 0.4 | n |  | TRUE
102 | bus_LV_1093-8_0_4_node_61 | 0.4 | n |  | TRUE
103 | bus_LV_1093-8_0_4_node_62 | 0.4 | n |  | TRUE
104 | bus_LV_1093-8_0_4_node_63 | 0.4 | n |  | TRUE
105 | bus_LV_1093-8_0_4_node_64 | 0.4 | n |  | TRUE
106 | bus_LV_1093-8_0_4_node_65 | 0.4 | n |  | TRUE
107 | bus_LV_1093-8_0_4_node_66 | 0.4 | n |  | TRUE
108 | bus_LV_1093-8_0_4_node_94 | 0.4 | n |  | TRUE
109 | bus_LV_1093-8_0_4_node_72 | 0.4 | n |  | TRUE
110 | bus_LV_1093-8_0_4_node_192 | 0.4 | n |  | TRUE
111 | bus_LV_1093-8_0_4_node_83 | 0.4 | n |  | TRUE
112 | bus_LV_1093-8_0_4_node_70 | 0.4 | n |  | TRUE
113 | bus_LV_1093-8_0_4_node_193 | 0.4 | n |  | TRUE
114 | bus_LV_1093-8_0_4_node_67 | 0.4 | n |  | TRUE
115 | bus_LV_1093-8_0_4_node_68 | 0.4 | n |  | TRUE
116 | bus_LV_1093-8_0_4_node_69 | 0.4 | n |  | TRUE
117 | bus_LV_1093-8_0_4_node_71 | 0.4 | n |  | TRUE
118 | bus_LV_1093-8_0_4_node_73 | 0.4 | n |  | TRUE
119 | bus_LV_1093-8_0_4_node_118 | 0.4 | n |  | TRUE
120 | bus_LV_1093-8_0_4_node_115 | 0.4 | n |  | TRUE
121 | bus_LV_1093-8_0_4_node_86 | 0.4 | n |  | TRUE
122 | bus_LV_1093-8_0_4_node_77 | 0.4 | n |  | TRUE
123 | bus_LV_1093-8_0_4_node_85 | 0.4 | n |  | TRUE
124 | bus_LV_1093-8_0_4_node_80 | 0.4 | n |  | TRUE
125 | bus_LV_1093-8_0_4_node_76 | 0.4 | n |  | TRUE
126 | bus_LV_1093-8_0_4_node_114 | 0.4 | n |  | TRUE
127 | bus_LV_1093-8_0_4_node_74 | 0.4 | n |  | TRUE
128 | bus_LV_1093-8_0_4_node_75 | 0.4 | n |  | TRUE
129 | bus_LV_1093-8_0_4_node_78 | 0.4 | n |  | TRUE
130 | bus_LV_1093-8_0_4_node_81 | 0.4 | n |  | TRUE
131 | bus_LV_1093-8_0_4_node_128 | 0.4 | n |  | TRUE
132 | bus_LV_1093-8_0_4_node_163 | 0.4 | n |  | TRUE
133 | bus_LV_1093-8_0_4_node_158 | 0.4 | n |  | TRUE
134 | bus_LV_1093-8_0_4_node_79 | 0.4 | n |  | TRUE
135 | bus_LV_1093-8_0_4_node_231 | 0.4 | n |  | TRUE
136 | bus_LV_1093-8_0_4_node_144 | 0.4 | n |  | TRUE
137 | bus_LV_1093-8_0_4_node_214 | 0.4 | n |  | TRUE
138 | bus_LV_1093-8_0_4_node_213 | 0.4 | n |  | TRUE
139 | bus_LV_1093-8_0_4_node_127 | 0.4 | n |  | TRUE
140 | bus_LV_1093-8_0_4_node_160 | 0.4 | n |  | TRUE
141 | bus_LV_1093-8_0_4_node_157 | 0.4 | n |  | TRUE
142 | bus_LV_1093-8_0_4_node_232 | 0.4 | n |  | TRUE
143 | bus_LV_1093-8_0_4_node_177 | 0.4 | n |  | TRUE
144 | bus_LV_1093-8_0_4_node_146 | 0.4 | n |  | TRUE
145 | bus_LV_1093-8_0_4_node_143 | 0.4 | n |  | TRUE
146 | bus_LV_1093-8_0_4_node_84 | 0.4 | n |  | TRUE
147 | bus_LV_1093-8_0_4_node_93 | 0.4 | n |  | TRUE
148 | bus_LV_1093-8_0_4_node_140 | 0.4 | n |  | TRUE
149 | bus_LV_1093-8_0_4_node_110 | 0.4 | n |  | TRUE
150 | bus_LV_1093-8_0_4_node_91 | 0.4 | n |  | TRUE
151 | bus_LV_1093-8_0_4_node_168 | 0.4 | n |  | TRUE
152 | bus_LV_1093-8_0_4_node_106 | 0.4 | n |  | TRUE
153 | bus_LV_1093-8_0_4_node_87 | 0.4 | n |  | TRUE
154 | bus_LV_1093-8_0_4_node_88 | 0.4 | n |  | TRUE
155 | bus_LV_1093-8_0_4_node_89 | 0.4 | n |  | TRUE
156 | bus_LV_1093-8_0_4_node_90 | 0.4 | n |  | TRUE
157 | bus_LV_1093-8_0_4_node_92 | 0.4 | n |  | TRUE
158 | bus_LV_1093-8_0_4_node_141 | 0.4 | n |  | TRUE
159 | bus_LV_1093-8_0_4_node_166 | 0.4 | n |  | TRUE
160 | bus_LV_1093-8_0_4_node_107 | 0.4 | n |  | TRUE
161 | bus_LV_1093-8_0_4_node_111 | 0.4 | n |  | TRUE
162 | bus_LV_1093-8_0_4_node_105 | 0.4 | n |  | TRUE
163 | bus_LV_1093-8_0_4_node_179 | 0.4 | n |  | TRUE
164 | bus_LV_1093-8_0_4_node_180 | 0.4 | n |  | TRUE
165 | bus_LV_1093-8_0_4_node_101 | 0.4 | n |  | TRUE
166 | bus_LV_1093-8_0_4_node_102 | 0.4 | n |  | TRUE
167 | bus_LV_1093-8_0_4_node_103 | 0.4 | n |  | TRUE
168 | bus_LV_1093-8_0_4_node_104 | 0.4 | n |  | TRUE
169 | bus_LV_1093-8_0_4_node_108 | 0.4 | n |  | TRUE
170 | bus_LV_1093-8_0_4_node_109 | 0.4 | n |  | TRUE
171 | bus_LV_1093-8_0_4_node_112 | 0.4 | n |  | TRUE
172 | bus_LV_1093-8_0_4_node_113 | 0.4 | n |  | TRUE
173 | bus_LV_1093-8_0_4_node_190 | 0.4 | n |  | TRUE
174 | bus_LV_1093-8_0_4_node_125 | 0.4 | n |  | TRUE
175 | bus_LV_1093-8_0_4_node_191 | 0.4 | n |  | TRUE
176 | bus_LV_1093-8_0_4_node_126 | 0.4 | n |  | TRUE
177 | bus_LV_1093-8_0_4_node_116 | 0.4 | n |  | TRUE
178 | bus_LV_1093-8_0_4_node_117 | 0.4 | n |  | TRUE
179 | bus_LV_1093-8_0_4_node_123 | 0.4 | n |  | TRUE
180 | bus_LV_1093-8_0_4_node_124 | 0.4 | n |  | TRUE
181 | bus_LV_1093-8_0_4_node_206 | 0.4 | n |  | TRUE
182 | bus_LV_1093-8_0_4_node_207 | 0.4 | n |  | TRUE
183 | bus_LV_1093-8_0_4_node_259 | 0.4 | n |  | TRUE
184 | bus_LV_1093-8_0_4_node_208 | 0.4 | n |  | TRUE
185 | bus_LV_1093-8_0_4_node_268 | 0.4 | n |  | TRUE
186 | bus_LV_1093-8_0_4_node_256 | 0.4 | n |  | TRUE
187 | bus_LV_1093-8_0_4_node_257 | 0.4 | n |  | TRUE
188 | bus_LV_1093-8_0_4_node_258 | 0.4 | n |  | TRUE
189 | bus_LV_1093-8_0_4_node_260 | 0.4 | n |  | TRUE
190 | bus_LV_1093-8_0_4_node_277 | 0.4 | n |  | TRUE
191 | bus_LV_1093-8_0_4_node_261 | 0.4 | n |  | TRUE
192 | bus_LV_1093-8_0_4_node_262 | 0.4 | n |  | TRUE
193 | bus_LV_1093-8_0_4_node_278 | 0.4 | n |  | TRUE
194 | bus_LV_1093-8_0_4_node_263 | 0.4 | n |  | TRUE
195 | bus_LV_1093-8_0_4_node_264 | 0.4 | n |  | TRUE
196 | bus_LV_1093-8_0_4_node_265 | 0.4 | n |  | TRUE
197 | bus_LV_1093-8_0_4_node_266 | 0.4 | n |  | TRUE
198 | bus_LV_1093-8_0_4_node_267 | 0.4 | n |  | TRUE
199 | bus_LV_1093-8_0_4_node_270 | 0.4 | n |  | TRUE
200 | bus_LV_1093-8_0_4_node_269 | 0.4 | n |  | TRUE
201 | bus_LV_1093-8_0_4_node_271 | 0.4 | n |  | TRUE
202 | bus_LV_1093-8_0_4_node_272 | 0.4 | n |  | TRUE
203 | bus_LV_1093-8_0_4_node_276 | 0.4 | n |  | TRUE
204 | bus_LV_1093-8_0_4_node_273 | 0.4 | n |  | TRUE
205 | bus_LV_1093-8_0_4_node_274 | 0.4 | n |  | TRUE
206 | bus_LV_1093-8_0_4_node_275 | 0.4 | n |  | TRUE
207 | bus_LV_1093-8_0_4_node_131 | 0.4 | n |  | TRUE
208 | bus_LV_1093-8_0_4_node_132 | 0.4 | n |  | TRUE
209 | bus_LV_1093-8_0_4_node_133 | 0.4 | n |  | TRUE
210 | bus_LV_1093-8_0_4_node_134 | 0.4 | n |  | TRUE
211 | bus_LV_1093-8_0_4_node_135 | 0.4 | n |  | TRUE
212 | bus_LV_1093-8_0_4_node_136 | 0.4 | n |  | TRUE
213 | bus_LV_1093-8_0_4_node_137 | 0.4 | n |  | TRUE
214 | bus_LV_1093-8_0_4_node_138 | 0.4 | n |  | TRUE
215 | bus_LV_1093-8_0_4_node_139 | 0.4 | n |  | TRUE
216 | bus_LV_1093-8_0_4_node_153 | 0.4 | n |  | TRUE
217 | bus_LV_1093-8_0_4_node_142 | 0.4 | n |  | TRUE
218 | bus_LV_1093-8_0_4_node_211 | 0.4 | n |  | TRUE
219 | bus_LV_1093-8_0_4_node_202 | 0.4 | n |  | TRUE
220 | bus_LV_1093-8_0_4_node_167 | 0.4 | n |  | TRUE
221 | bus_LV_1093-8_0_4_node_145 | 0.4 | n |  | TRUE
222 | bus_LV_1093-8_0_4_node_147 | 0.4 | n |  | TRUE
223 | bus_LV_1093-8_0_4_node_279 | 0.4 | n |  | TRUE
224 | bus_LV_1093-8_0_4_node_228 | 0.4 | n |  | TRUE
225 | bus_LV_1093-8_0_4_node_229 | 0.4 | n |  | TRUE
226 | bus_LV_1093-8_0_4_node_159 | 0.4 | n |  | TRUE
227 | bus_LV_1093-8_0_4_node_161 | 0.4 | n |  | TRUE
228 | bus_LV_1093-8_0_4_node_162 | 0.4 | n |  | TRUE
229 | bus_LV_1093-8_0_4_node_164 | 0.4 | n |  | TRUE
230 | bus_LV_1093-8_0_4_node_165 | 0.4 | n |  | TRUE
231 | bus_LV_1093-8_0_4_node_198 | 0.4 | n |  | TRUE
232 | bus_LV_1093-8_0_4_node_199 | 0.4 | n |  | TRUE
233 | bus_LV_1093-8_0_4_node_169 | 0.4 | n |  | TRUE
234 | bus_LV_1093-8_0_4_node_170 | 0.4 | n |  | TRUE
235 | bus_LV_1093-8_0_4_node_171 | 0.4 | n |  | TRUE
236 | bus_LV_1093-8_0_4_node_172 | 0.4 | n |  | TRUE
237 | bus_LV_1093-8_0_4_node_173 | 0.4 | n |  | TRUE
238 | bus_LV_1093-8_0_4_node_174 | 0.4 | n |  | TRUE
239 | bus_LV_1093-8_0_4_node_175 | 0.4 | n |  | TRUE
240 | bus_LV_1093-8_0_4_node_176 | 0.4 | n |  | TRUE
241 | bus_LV_1093-8_0_4_node_178 | 0.4 | n |  | TRUE
242 | bus_LV_1093-8_0_4_node_281 | 0.4 | n |  | TRUE
243 | bus_LV_1093-8_0_4_node_215 | 0.4 | n |  | TRUE
244 | bus_LV_1093-8_0_4_node_216 | 0.4 | n |  | TRUE
245 | bus_LV_1093-8_0_4_node_217 | 0.4 | n |  | TRUE
246 | bus_LV_1093-8_0_4_node_218 | 0.4 | n |  | TRUE
247 | bus_LV_1093-8_0_4_node_181 | 0.4 | n |  | TRUE
248 | bus_LV_1093-8_0_4_node_209 | 0.4 | n |  | TRUE
249 | bus_LV_1093-8_0_4_node_210 | 0.4 | n |  | TRUE
250 | bus_LV_1093-8_0_4_node_194 | 0.4 | n |  | TRUE
251 | bus_LV_1093-8_0_4_node_195 | 0.4 | n |  | TRUE
252 | bus_LV_1093-8_0_4_node_196 | 0.4 | n |  | TRUE
253 | bus_LV_1093-8_0_4_node_220 | 0.4 | n |  | TRUE
254 | bus_LV_1093-8_0_4_node_236 | 0.4 | n |  | TRUE
255 | bus_LV_1093-8_0_4_node_221 | 0.4 | n |  | TRUE
256 | bus_LV_1093-8_0_4_node_237 | 0.4 | n |  | TRUE
257 | bus_LV_1093-8_0_4_node_200 | 0.4 | n |  | TRUE
258 | bus_LV_1093-8_0_4_node_201 | 0.4 | n |  | TRUE
259 | bus_LV_1093-8_0_4_node_230 | 0.4 | n |  | TRUE
260 | bus_LV_1093-8_0_4_node_223 | 0.4 | n |  | TRUE
261 | bus_LV_1093-8_0_4_node_204 | 0.4 | n |  | TRUE
262 | bus_LV_1093-8_0_4_node_222 | 0.4 | n |  | TRUE
263 | bus_LV_1093-8_0_4_node_235 | 0.4 | n |  | TRUE
264 | bus_LV_1093-8_0_4_node_248 | 0.4 | n |  | TRUE
265 | bus_LV_1093-8_0_4_node_242 | 0.4 | n |  | TRUE
266 | bus_LV_1093-8_0_4_node_234 | 0.4 | n |  | TRUE
267 | bus_LV_1093-8_0_4_node_245 | 0.4 | n |  | TRUE
268 | bus_LV_1093-8_0_4_node_252 | 0.4 | n |  | TRUE
269 | bus_LV_1093-8_0_4_node_246 | 0.4 | n |  | TRUE
270 | bus_LV_1093-8_0_4_node_244 | 0.4 | n |  | TRUE
271 | bus_LV_1093-8_0_4_node_247 | 0.4 | n |  | TRUE
272 | bus_LV_1093-8_0_4_node_239 | 0.4 | n |  | TRUE
273 | bus_LV_1093-8_0_4_node_253 | 0.4 | n |  | TRUE
274 | bus_LV_1093-8_0_4_node_249 | 0.4 | n |  | TRUE
275 | bus_LV_1093-8_0_4_node_243 | 0.4 | n |  | TRUE
276 | bus_LV_1093-8_0_4_node_251 | 0.4 | n |  | TRUE
277 | bus_MV_3_0_node_64 | 20 | n |  | TRUE

## load
| name | bus | p_mw | q_mvar | const_z_percent | const_i_percent | sn_mva | scaling | in_service | type
0 | LV_1093-8_0_4_load_0 | 0 | 9.9966e-05 | 2.5054e-05 | 0 | 0 |  | 1 | TRUE | wye
1 | LV_1093-8_0_4_load_8 | 2 | 4.4734e-05 | 1.1211e-05 | 0 | 0 |  | 1 | TRUE | wye
2 | LV_1093-8_0_4_load_280 | 4 | 0.0003849 | 9.6465e-05 | 0 | 0 |  | 1 | TRUE | wye
3 | LV_1093-8_0_4_load_30 | 7 | 0.0016186 | 0.00040565 | 0 | 0 |  | 1 | TRUE | wye
4 | LV_1093-8_0_4_load_11 | 10 | 9.7233e-05 | 2.4369e-05 | 0 | 0 |  | 1 | TRUE | wye
5 | LV_1093-8_0_4_load_12 | 11 | 0.00027749 | 6.9547e-05 | 0 | 0 |  | 1 | TRUE | wye
6 | LV_1093-8_0_4_load_13 | 12 | 0.00026656 | 6.6807e-05 | 0 | 0 |  | 1 | TRUE | wye
7 | LV_1093-8_0_4_load_3 | 14 | 0.00012378 | 3.1022e-05 | 0 | 0 |  | 1 | TRUE | wye
8 | LV_1093-8_0_4_load_10 | 17 | 0.00024081 | 6.0353e-05 | 0 | 0 |  | 1 | TRUE | wye
9 | LV_1093-8_0_4_load_55 | 18 | 0.00013802 | 3.4591e-05 | 0 | 0 |  | 1 | TRUE | wye
10 | LV_1093-8_0_4_load_152 | 19 | 0.00033817 | 8.4752e-05 | 0 | 0 |  | 1 | TRUE | wye
11 | LV_1093-8_0_4_load_149 | 20 | 0.00033291 | 8.3434e-05 | 0 | 0 |  | 1 | TRUE | wye
12 | LV_1093-8_0_4_load_119 | 21 | 0.00065082 | 0.00016311 | 0 | 0 |  | 1 | TRUE | wye
13 | LV_1093-8_0_4_load_53 | 22 | 0.0001377 | 3.4511e-05 | 0 | 0 |  | 1 | TRUE | wye
14 | LV_1093-8_0_4_load_148 | 23 | 0.00018101 | 4.5366e-05 | 0 | 0 |  | 1 | TRUE | wye
15 | LV_1093-8_0_4_load_120 | 24 | 0.00093076 | 0.00023327 | 0 | 0 |  | 1 | TRUE | wye
16 | LV_1093-8_0_4_load_14 | 25 | 0.0012359 | 0.00030975 | 0 | 0 |  | 1 | TRUE | wye
17 | LV_1093-8_0_4_load_18 | 29 | 0.00027134 | 6.8003e-05 | 0 | 0 |  | 1 | TRUE | wye
18 | LV_1093-8_0_4_load_19 | 30 | 0.00024504 | 6.1413e-05 | 0 | 0 |  | 1 | TRUE | wye
19 | LV_1093-8_0_4_load_20 | 31 | 0.00065627 | 0.00016448 | 0 | 0 |  | 1 | TRUE | wye
20 | LV_1093-8_0_4_load_21 | 32 | 0.00021908 | 5.4906e-05 | 0 | 0 |  | 1 | TRUE | wye
21 | LV_1093-8_0_4_load_155 | 33 | 0.0011623 | 0.0002913 | 0 | 0 |  | 1 | TRUE | wye
22 | LV_1093-8_0_4_load_154 | 35 | 0.00046085 | 0.0001155 | 0 | 0 |  | 1 | TRUE | wye
23 | LV_1093-8_0_4_load_49 | 36 | 0.0021937 | 0.00054979 | 0 | 0 |  | 1 | TRUE | wye
24 | LV_1093-8_0_4_load_186 | 37 | 0.0015123 | 0.00037902 | 0 | 0 |  | 1 | TRUE | wye
25 | LV_1093-8_0_4_load_22 | 38 | 0.0011876 | 0.00029763 | 0 | 0 |  | 1 | TRUE | wye
26 | LV_1093-8_0_4_load_23 | 39 | 0.0010877 | 0.00027261 | 0 | 0 |  | 1 | TRUE | wye
27 | LV_1093-8_0_4_load_25 | 40 | 0.00072476 | 0.00018164 | 0 | 0 |  | 1 | TRUE | wye
28 | LV_1093-8_0_4_load_26 | 41 | 0.0009797 | 0.00024553 | 0 | 0 |  | 1 | TRUE | wye
29 | LV_1093-8_0_4_load_28 | 42 | 0.0010247 | 0.00025682 | 0 | 0 |  | 1 | TRUE | wye
30 | LV_1093-8_0_4_load_29 | 43 | 0.0016652 | 0.00041734 | 0 | 0 |  | 1 | TRUE | wye
31 | LV_1093-8_0_4_load_95 | 44 | 0.0010385 | 0.00026026 | 0 | 0 |  | 1 | TRUE | wye
32 | LV_1093-8_0_4_load_182 | 45 | 0.0023884 | 0.00059859 | 0 | 0 |  | 1 | TRUE | wye
33 | LV_1093-8_0_4_load_189 | 46 | 0.0031006 | 0.00077709 | 0 | 0 |  | 1 | TRUE | wye
34 | LV_1093-8_0_4_load_52 | 47 | 0.00018261 | 4.5766e-05 | 0 | 0 |  | 1 | TRUE | wye
35 | LV_1093-8_0_4_load_54 | 48 | 0.00016406 | 4.1117e-05 | 0 | 0 |  | 1 | TRUE | wye
36 | LV_1093-8_0_4_load_150 | 50 | 0.00014395 | 3.6077e-05 | 0 | 0 |  | 1 | TRUE | wye
37 | LV_1093-8_0_4_load_151 | 51 | 0.00020679 | 5.1827e-05 | 0 | 0 |  | 1 | TRUE | wye
38 | LV_1093-8_0_4_load_227 | 52 | 0.0001882 | 4.7168e-05 | 0 | 0 |  | 1 | TRUE | wye
39 | LV_1093-8_0_4_load_226 | 53 | 0.0016524 | 0.00041412 | 0 | 0 |  | 1 | TRUE | wye
40 | LV_1093-8_0_4_load_96 | 54 | 0.0017187 | 0.00043076 | 0 | 0 |  | 1 | TRUE | wye
41 | LV_1093-8_0_4_load_183 | 55 | 0.0032381 | 0.00081155 | 0 | 0 |  | 1 | TRUE | wye
42 | LV_1093-8_0_4_load_188 | 56 | 0.00086193 | 0.00021602 | 0 | 0 |  | 1 | TRUE | wye
43 | LV_1093-8_0_4_load_31 | 57 | 0.00057791 | 0.00014484 | 0 | 0 |  | 1 | TRUE | wye
44 | LV_1093-8_0_4_load_32 | 58 | 0.0004984 | 0.00012491 | 0 | 0 |  | 1 | TRUE | wye
45 | LV_1093-8_0_4_load_35 | 61 | 0.00035653 | 8.9356e-05 | 0 | 0 |  | 1 | TRUE | wye
46 | LV_1093-8_0_4_load_37 | 62 | 0.0002045 | 5.1254e-05 | 0 | 0 |  | 1 | TRUE | wye
47 | LV_1093-8_0_4_load_38 | 63 | 0.00088536 | 0.00022189 | 0 | 0 |  | 1 | TRUE | wye
48 | LV_1093-8_0_4_load_39 | 64 | 0.00013994 | 3.5073e-05 | 0 | 0 |  | 1 | TRUE | wye
49 | LV_1093-8_0_4_load_100 | 65 | 0.00030571 | 7.6619e-05 | 0 | 0 |  | 1 | TRUE | wye
50 | LV_1093-8_0_4_load_121 | 67 | 0.0020066 | 0.0005029 | 0 | 0 |  | 1 | TRUE | wye
51 | LV_1093-8_0_4_load_36 | 68 | 0.00093969 | 0.00023551 | 0 | 0 |  | 1 | TRUE | wye
52 | LV_1093-8_0_4_load_254 | 69 | 0.00045125 | 0.00011309 | 0 | 0 |  | 1 | TRUE | wye
53 | LV_1093-8_0_4_load_185 | 71 | 0.00080657 | 0.00020215 | 0 | 0 |  | 1 | TRUE | wye
54 | LV_1093-8_0_4_load_98 | 72 | 0.0034741 | 0.00087069 | 0 | 0 |  | 1 | TRUE | wye
55 | LV_1093-8_0_4_load_99 | 73 | 0.0016879 | 0.00042302 | 0 | 0 |  | 1 | TRUE | wye
56 | LV_1093-8_0_4_load_122 | 74 | 0.0015263 | 0.00038252 | 0 | 0 |  | 1 | TRUE | wye
57 | LV_1093-8_0_4_load_40 | 75 | 0.016268 | 0.0040771 | 0 | 0 |  | 1 | TRUE | wye
58 | LV_1093-8_0_4_load_44 | 79 | 0.0024878 | 0.00062351 | 0 | 0 |  | 1 | TRUE | wye
59 | LV_1093-8_0_4_load_45 | 80 | 0.0038339 | 0.00096086 | 0 | 0 |  | 1 | TRUE | wye
60 | LV_1093-8_0_4_load_46 | 81 | 0.0016346 | 0.00040966 | 0 | 0 |  | 1 | TRUE | wye
61 | LV_1093-8_0_4_load_48 | 82 | 0.0064008 | 0.0016042 | 0 | 0 |  | 1 | TRUE | wye
62 | LV_1093-8_0_4_load_51 | 83 | 0.0062789 | 0.0015736 | 0 | 0 |  | 1 | TRUE | wye
63 | LV_1093-8_0_4_load_50 | 85 | 0.0026132 | 0.00065492 | 0 | 0 |  | 1 | TRUE | wye
64 | LV_1093-8_0_4_load_184 | 86 | 0.0026987 | 0.00067637 | 0 | 0 |  | 1 | TRUE | wye
65 | LV_1093-8_0_4_load_130 | 87 | 0.0041192 | 0.0010324 | 0 | 0 |  | 1 | TRUE | wye
66 | LV_1093-8_0_4_load_255 | 88 | 0.00066005 | 0.00016542 | 0 | 0 |  | 1 | TRUE | wye
67 | LV_1093-8_0_4_load_129 | 89 | 0.0017699 | 0.00044357 | 0 | 0 |  | 1 | TRUE | wye
68 | LV_1093-8_0_4_load_205 | 90 | 0.0024938 | 0.000625 | 0 | 0 |  | 1 | TRUE | wye
69 | LV_1093-8_0_4_load_57 | 93 | 0.00022001 | 5.5139e-05 | 0 | 0 |  | 1 | TRUE | wye
70 | LV_1093-8_0_4_load_58 | 94 | 0.00067775 | 0.00016986 | 0 | 0 |  | 1 | TRUE | wye
71 | LV_1093-8_0_4_load_225 | 96 | 0.00090086 | 0.00022578 | 0 | 0 |  | 1 | TRUE | wye
72 | LV_1093-8_0_4_load_250 | 98 | 0.0003597 | 9.0149e-05 | 0 | 0 |  | 1 | TRUE | wye
73 | LV_1093-8_0_4_load_241 | 99 | 0.0043439 | 0.0010887 | 0 | 0 |  | 1 | TRUE | wye
74 | LV_1093-8_0_4_load_59 | 100 | 0.0020133 | 0.00050458 | 0 | 0 |  | 1 | TRUE | wye
75 | LV_1093-8_0_4_load_60 | 101 | 0.0030414 | 0.00076225 | 0 | 0 |  | 1 | TRUE | wye
76 | LV_1093-8_0_4_load_61 | 102 | 0.0033135 | 0.00083045 | 0 | 0 |  | 1 | TRUE | wye
77 | LV_1093-8_0_4_load_62 | 103 | 0.0017302 | 0.00043362 | 0 | 0 |  | 1 | TRUE | wye
78 | LV_1093-8_0_4_load_64 | 105 | 0.0017309 | 0.00043381 | 0 | 0 |  | 1 | TRUE | wye
79 | LV_1093-8_0_4_load_65 | 106 | 0.0011816 | 0.00029613 | 0 | 0 |  | 1 | TRUE | wye
80 | LV_1093-8_0_4_load_66 | 107 | 0.0017309 | 0.00043381 | 0 | 0 |  | 1 | TRUE | wye
81 | LV_1093-8_0_4_load_94 | 108 | 0.0013131 | 0.00032911 | 0 | 0 |  | 1 | TRUE | wye
82 | LV_1093-8_0_4_load_192 | 110 | 0.0017292 | 0.00043337 | 0 | 0 |  | 1 | TRUE | wye
83 | LV_1093-8_0_4_load_83 | 111 | 0.0033061 | 0.00082859 | 0 | 0 |  | 1 | TRUE | wye
84 | LV_1093-8_0_4_load_70 | 112 | 0.0011829 | 0.00029647 | 0 | 0 |  | 1 | TRUE | wye
85 | LV_1093-8_0_4_load_193 | 113 | 0.0017375 | 0.00043546 | 0 | 0 |  | 1 | TRUE | wye
86 | LV_1093-8_0_4_load_67 | 114 | 0.0012492 | 0.00031307 | 0 | 0 |  | 1 | TRUE | wye
87 | LV_1093-8_0_4_load_68 | 115 | 0.0012492 | 0.00031307 | 0 | 0 |  | 1 | TRUE | wye
88 | LV_1093-8_0_4_load_69 | 116 | 0.0012198 | 0.00030571 | 0 | 0 |  | 1 | TRUE | wye
89 | LV_1093-8_0_4_load_71 | 117 | 0.001219 | 0.00030551 | 0 | 0 |  | 1 | TRUE | wye
90 | LV_1093-8_0_4_load_115 | 120 | 0.0025195 | 0.00063146 | 0 | 0 |  | 1 | TRUE | wye
91 | LV_1093-8_0_4_load_85 | 123 | 0.004998 | 0.0012526 | 0 | 0 |  | 1 | TRUE | wye
92 | LV_1093-8_0_4_load_80 | 124 | 0.0049493 | 0.0012404 | 0 | 0 |  | 1 | TRUE | wye
93 | LV_1093-8_0_4_load_114 | 126 | 0.0019219 | 0.00048167 | 0 | 0 |  | 1 | TRUE | wye
94 | LV_1093-8_0_4_load_74 | 127 | 0.002495 | 0.0006253 | 0 | 0 |  | 1 | TRUE | wye
95 | LV_1093-8_0_4_load_128 | 131 | 0.0016697 | 0.00041846 | 0 | 0 |  | 1 | TRUE | wye
96 | LV_1093-8_0_4_load_163 | 132 | 0.0012445 | 0.00031189 | 0 | 0 |  | 1 | TRUE | wye
97 | LV_1093-8_0_4_load_214 | 137 | 0.0022169 | 0.00055562 | 0 | 0 |  | 1 | TRUE | wye
98 | LV_1093-8_0_4_load_213 | 138 | 0.0026474 | 0.00066349 | 0 | 0 |  | 1 | TRUE | wye
99 | LV_1093-8_0_4_load_127 | 139 | 0.0017213 | 0.00043141 | 0 | 0 |  | 1 | TRUE | wye
100 | LV_1093-8_0_4_load_160 | 140 | 0.0012749 | 0.00031953 | 0 | 0 |  | 1 | TRUE | wye
101 | LV_1093-8_0_4_load_157 | 141 | 0.0015485 | 0.0003881 | 0 | 0 |  | 1 | TRUE | wye
102 | LV_1093-8_0_4_load_232 | 142 | 0.0025217 | 0.00063199 | 0 | 0 |  | 1 | TRUE | wye
103 | LV_1093-8_0_4_load_146 | 144 | 0.0011824 | 0.00029634 | 0 | 0 |  | 1 | TRUE | wye
104 | LV_1093-8_0_4_load_143 | 145 | 0.0013935 | 0.00034924 | 0 | 0 |  | 1 | TRUE | wye
105 | LV_1093-8_0_4_load_93 | 147 | 0.0027382 | 0.00068625 | 0 | 0 |  | 1 | TRUE | wye
106 | LV_1093-8_0_4_load_140 | 148 | 0.0019819 | 0.0004967 | 0 | 0 |  | 1 | TRUE | wye
107 | LV_1093-8_0_4_load_110 | 149 | 0.0019275 | 0.00048308 | 0 | 0 |  | 1 | TRUE | wye
108 | LV_1093-8_0_4_load_168 | 151 | 0.002176 | 0.00054537 | 0 | 0 |  | 1 | TRUE | wye
109 | LV_1093-8_0_4_load_106 | 152 | 0.0012904 | 0.0003234 | 0 | 0 |  | 1 | TRUE | wye
110 | LV_1093-8_0_4_load_87 | 153 | 0.0030773 | 0.00077126 | 0 | 0 |  | 1 | TRUE | wye
111 | LV_1093-8_0_4_load_88 | 154 | 0.0027445 | 0.00068784 | 0 | 0 |  | 1 | TRUE | wye
112 | LV_1093-8_0_4_load_89 | 155 | 0.0032747 | 0.00082072 | 0 | 0 |  | 1 | TRUE | wye
113 | LV_1093-8_0_4_load_90 | 156 | 0.003636 | 0.00091127 | 0 | 0 |  | 1 | TRUE | wye
114 | LV_1093-8_0_4_load_141 | 158 | 0.0024405 | 0.00061164 | 0 | 0 |  | 1 | TRUE | wye
115 | LV_1093-8_0_4_load_166 | 159 | 0.0023091 | 0.00057871 | 0 | 0 |  | 1 | TRUE | wye
116 | LV_1093-8_0_4_load_111 | 161 | 0.00090378 | 0.00022651 | 0 | 0 |  | 1 | TRUE | wye
117 | LV_1093-8_0_4_load_179 | 163 | 0.0025025 | 0.00062719 | 0 | 0 |  | 1 | TRUE | wye
118 | LV_1093-8_0_4_load_180 | 164 | 0.0038901 | 0.00097496 | 0 | 0 |  | 1 | TRUE | wye
119 | LV_1093-8_0_4_load_101 | 165 | 0.012977 | 0.0032523 | 0 | 0 |  | 1 | TRUE | wye
120 | LV_1093-8_0_4_load_103 | 167 | 0.0018104 | 0.00045373 | 0 | 0 |  | 1 | TRUE | wye
121 | LV_1093-8_0_4_load_104 | 168 | 0.0012892 | 0.0003231 | 0 | 0 |  | 1 | TRUE | wye
122 | LV_1093-8_0_4_load_108 | 169 | 0.0016704 | 0.00041864 | 0 | 0 |  | 1 | TRUE | wye
123 | LV_1093-8_0_4_load_109 | 170 | 0.0026504 | 0.00066425 | 0 | 0 |  | 1 | TRUE | wye
124 | LV_1093-8_0_4_load_112 | 171 | 0.00075653 | 0.0001896 | 0 | 0 |  | 1 | TRUE | wye
125 | LV_1093-8_0_4_load_113 | 172 | 0.0009444 | 0.00023669 | 0 | 0 |  | 1 | TRUE | wye
126 | LV_1093-8_0_4_load_190 | 173 | 0.00075205 | 0.00018848 | 0 | 0 |  | 1 | TRUE | wye
127 | LV_1093-8_0_4_load_125 | 174 | 0.0043865 | 0.0010994 | 0 | 0 |  | 1 | TRUE | wye
128 | LV_1093-8_0_4_load_191 | 175 | 0.00075255 | 0.00018861 | 0 | 0 |  | 1 | TRUE | wye
129 | LV_1093-8_0_4_load_126 | 176 | 0.0096166 | 0.0024101 | 0 | 0 |  | 1 | TRUE | wye
130 | LV_1093-8_0_4_load_116 | 177 | 0.00090449 | 0.00022669 | 0 | 0 |  | 1 | TRUE | wye
131 | LV_1093-8_0_4_load_117 | 178 | 0.0018611 | 0.00046642 | 0 | 0 |  | 1 | TRUE | wye
132 | LV_1093-8_0_4_load_123 | 179 | 0.00156 | 0.00039096 | 0 | 0 |  | 1 | TRUE | wye
133 | LV_1093-8_0_4_load_124 | 180 | 0.0020116 | 0.00050414 | 0 | 0 |  | 1 | TRUE | wye
134 | LV_1093-8_0_4_load_259 | 183 | 0.0012956 | 0.00032471 | 0 | 0 |  | 1 | TRUE | wye
135 | LV_1093-8_0_4_load_208 | 184 | 0.00020261 | 5.0779e-05 | 0 | 0 |  | 1 | TRUE | wye
136 | LV_1093-8_0_4_load_256 | 186 | 0.001434 | 0.0003594 | 0 | 0 |  | 1 | TRUE | wye
137 | LV_1093-8_0_4_load_258 | 188 | 0.0005429 | 0.00013606 | 0 | 0 |  | 1 | TRUE | wye
138 | LV_1093-8_0_4_load_260 | 189 | 0.00013072 | 3.2762e-05 | 0 | 0 |  | 1 | TRUE | wye
139 | LV_1093-8_0_4_load_277 | 190 | 0.00012491 | 3.1304e-05 | 0 | 0 |  | 1 | TRUE | wye
140 | LV_1093-8_0_4_load_261 | 191 | 0.0004876 | 0.0001222 | 0 | 0 |  | 1 | TRUE | wye
141 | LV_1093-8_0_4_load_262 | 192 | 8.3722e-05 | 2.0983e-05 | 0 | 0 |  | 1 | TRUE | wye
142 | LV_1093-8_0_4_load_278 | 193 | 0.00030286 | 7.5904e-05 | 0 | 0 |  | 1 | TRUE | wye
143 | LV_1093-8_0_4_load_263 | 194 | 0.00017017 | 4.2648e-05 | 0 | 0 |  | 1 | TRUE | wye
144 | LV_1093-8_0_4_load_267 | 198 | 0.00095437 | 0.00023919 | 0 | 0 |  | 1 | TRUE | wye
145 | LV_1093-8_0_4_load_270 | 199 | 0.00029338 | 7.3529e-05 | 0 | 0 |  | 1 | TRUE | wye
146 | LV_1093-8_0_4_load_271 | 201 | 0.00022339 | 5.5988e-05 | 0 | 0 |  | 1 | TRUE | wye
147 | LV_1093-8_0_4_load_272 | 202 | 0.00037277 | 9.3426e-05 | 0 | 0 |  | 1 | TRUE | wye
148 | LV_1093-8_0_4_load_276 | 203 | 0.00017261 | 4.3261e-05 | 0 | 0 |  | 1 | TRUE | wye
149 | LV_1093-8_0_4_load_273 | 204 | 0.00063951 | 0.00016028 | 0 | 0 |  | 1 | TRUE | wye
150 | LV_1093-8_0_4_load_274 | 205 | 0.00029996 | 7.5176e-05 | 0 | 0 |  | 1 | TRUE | wye
151 | LV_1093-8_0_4_load_275 | 206 | 0.00010052 | 2.5193e-05 | 0 | 0 |  | 1 | TRUE | wye
152 | LV_1093-8_0_4_load_131 | 207 | 0.0039229 | 0.00098317 | 0 | 0 |  | 1 | TRUE | wye
153 | LV_1093-8_0_4_load_132 | 208 | 0.0030757 | 0.00077083 | 0 | 0 |  | 1 | TRUE | wye
154 | LV_1093-8_0_4_load_134 | 210 | 0.0023911 | 0.00059926 | 0 | 0 |  | 1 | TRUE | wye
155 | LV_1093-8_0_4_load_135 | 211 | 0.00088427 | 0.00022162 | 0 | 0 |  | 1 | TRUE | wye
156 | LV_1093-8_0_4_load_136 | 212 | 0.0012268 | 0.00030748 | 0 | 0 |  | 1 | TRUE | wye
157 | LV_1093-8_0_4_load_137 | 213 | 0.004886 | 0.0012246 | 0 | 0 |  | 1 | TRUE | wye
158 | LV_1093-8_0_4_load_138 | 214 | 0.0025833 | 0.00064743 | 0 | 0 |  | 1 | TRUE | wye
159 | LV_1093-8_0_4_load_139 | 215 | 0.0012268 | 0.00030747 | 0 | 0 |  | 1 | TRUE | wye
160 | LV_1093-8_0_4_load_153 | 216 | 0.0043009 | 0.0010779 | 0 | 0 |  | 1 | TRUE | wye
161 | LV_1093-8_0_4_load_142 | 217 | 0.0043037 | 0.0010786 | 0 | 0 |  | 1 | TRUE | wye
162 | LV_1093-8_0_4_load_211 | 218 | 0.0029789 | 0.00074659 | 0 | 0 |  | 1 | TRUE | wye
163 | LV_1093-8_0_4_load_202 | 219 | 0.0018889 | 0.00047339 | 0 | 0 |  | 1 | TRUE | wye
164 | LV_1093-8_0_4_load_167 | 220 | 0.0052628 | 0.001319 | 0 | 0 |  | 1 | TRUE | wye
165 | LV_1093-8_0_4_load_145 | 221 | 0.003344 | 0.00083809 | 0 | 0 |  | 1 | TRUE | wye
166 | LV_1093-8_0_4_load_147 | 222 | 0.0014776 | 0.00037033 | 0 | 0 |  | 1 | TRUE | wye
167 | LV_1093-8_0_4_load_279 | 223 | 0.0014756 | 0.00036981 | 0 | 0 |  | 1 | TRUE | wye
168 | LV_1093-8_0_4_load_229 | 225 | 0.00016258 | 4.0746e-05 | 0 | 0 |  | 1 | TRUE | wye
169 | LV_1093-8_0_4_load_162 | 228 | 0.0017583 | 0.00044068 | 0 | 0 |  | 1 | TRUE | wye
170 | LV_1093-8_0_4_load_164 | 229 | 0.0017018 | 0.00042651 | 0 | 0 |  | 1 | TRUE | wye
171 | LV_1093-8_0_4_load_165 | 230 | 0.0013806 | 0.00034601 | 0 | 0 |  | 1 | TRUE | wye
172 | LV_1093-8_0_4_load_198 | 231 | 0.0014274 | 0.00035773 | 0 | 0 |  | 1 | TRUE | wye
173 | LV_1093-8_0_4_load_169 | 233 | 0.0013095 | 0.00032818 | 0 | 0 |  | 1 | TRUE | wye
174 | LV_1093-8_0_4_load_172 | 236 | 0.0015934 | 0.00039935 | 0 | 0 |  | 1 | TRUE | wye
175 | LV_1093-8_0_4_load_174 | 238 | 0.0011689 | 0.00029295 | 0 | 0 |  | 1 | TRUE | wye
176 | LV_1093-8_0_4_load_175 | 239 | 0.001482 | 0.00037143 | 0 | 0 |  | 1 | TRUE | wye
177 | LV_1093-8_0_4_load_176 | 240 | 0.0038611 | 0.00096768 | 0 | 0 |  | 1 | TRUE | wye
178 | LV_1093-8_0_4_load_281 | 242 | 0.0013052 | 0.00032712 | 0 | 0 |  | 1 | TRUE | wye
179 | LV_1093-8_0_4_load_215 | 243 | 0.0025889 | 0.00064884 | 0 | 0 |  | 1 | TRUE | wye
180 | LV_1093-8_0_4_load_217 | 245 | 0.0011126 | 0.00027884 | 0 | 0 |  | 1 | TRUE | wye
181 | LV_1093-8_0_4_load_218 | 246 | 0.0021387 | 0.00053601 | 0 | 0 |  | 1 | TRUE | wye
182 | LV_1093-8_0_4_load_181 | 247 | 0.0034354 | 0.000861 | 0 | 0 |  | 1 | TRUE | wye
183 | LV_1093-8_0_4_load_209 | 248 | 0.0018426 | 0.0004618 | 0 | 0 |  | 1 | TRUE | wye
184 | LV_1093-8_0_4_load_210 | 249 | 0.012069 | 0.0030249 | 0 | 0 |  | 1 | TRUE | wye
185 | LV_1093-8_0_4_load_194 | 250 | 0.0014986 | 0.00037558 | 0 | 0 |  | 1 | TRUE | wye
186 | LV_1093-8_0_4_load_195 | 251 | 0.0026759 | 0.00067064 | 0 | 0 |  | 1 | TRUE | wye
187 | LV_1093-8_0_4_load_220 | 253 | 0.0024355 | 0.00061039 | 0 | 0 |  | 1 | TRUE | wye
188 | LV_1093-8_0_4_load_236 | 254 | 0.0010206 | 0.0002558 | 0 | 0 |  | 1 | TRUE | wye
189 | LV_1093-8_0_4_load_200 | 257 | 0.0021413 | 0.00053666 | 0 | 0 |  | 1 | TRUE | wye
190 | LV_1093-8_0_4_load_230 | 259 | 0.0011801 | 0.00029576 | 0 | 0 |  | 1 | TRUE | wye
191 | LV_1093-8_0_4_load_204 | 261 | 0.003901 | 0.00097767 | 0 | 0 |  | 1 | TRUE | wye
192 | LV_1093-8_0_4_load_222 | 262 | 0.00191 | 0.00047868 | 0 | 0 |  | 1 | TRUE | wye
193 | LV_1093-8_0_4_load_235 | 263 | 0.00024699 | 6.1901e-05 | 0 | 0 |  | 1 | TRUE | wye
194 | LV_1093-8_0_4_load_242 | 265 | 0.00036193 | 9.0708e-05 | 0 | 0 |  | 1 | TRUE | wye
195 | LV_1093-8_0_4_load_252 | 268 | 0.00022686 | 5.6857e-05 | 0 | 0 |  | 1 | TRUE | wye
196 | LV_1093-8_0_4_load_246 | 269 | 0.00015159 | 3.7993e-05 | 0 | 0 |  | 1 | TRUE | wye
197 | LV_1093-8_0_4_load_247 | 271 | 0.00020808 | 5.215e-05 | 0 | 0 |  | 1 | TRUE | wye
198 | LV_1093-8_0_4_load_239 | 272 | 0.00061355 | 0.00015377 | 0 | 0 |  | 1 | TRUE | wye
199 | LV_1093-8_0_4_load_253 | 273 | 0.00041999 | 0.00010526 | 0 | 0 |  | 1 | TRUE | wye
200 | LV_1093-8_0_4_load_249 | 274 | 0.00020661 | 5.1782e-05 | 0 | 0 |  | 1 | TRUE | wye
201 | LV_1093-8_0_4_load_243 | 275 | 0.00019248 | 4.824e-05 | 0 | 0 |  | 1 | TRUE | wye
202 | LV_1093-8_0_4_load_251 | 276 | 0.00030085 | 7.5401e-05 | 0 | 0 |  | 1 | TRUE | wye

## ext_grid
| name | bus | vm_pu | va_degree | slack_weight | in_service
0 |  | 112 | 1 | 0 | 1 | TRUE

## line
| name | std_type | from_bus | to_bus | length_km | r_ohm_per_km | x_ohm_per_km | c_nf_per_km | g_us_per_km | max_i_ka | df | parallel | type | in_service
0 | LV_1093-8_0_4_line_0 |  | 0 | 1 | 0.022527 | 0.125 | 0.08 | 261 | 0 | 0.364 | 1 | 1 | cs | TRUE
1 | LV_1093-8_0_4_line_1 |  | 1 | 2 | 0.017138 | 0.125 | 0.08 | 261 | 0 | 0.364 | 1 | 1 | cs | TRUE
2 | LV_1093-8_0_4_line_2 |  | 1 | 3 | 0.01566 | 0.125 | 0.08 | 261 | 0 | 0.364 | 1 | 1 | cs | TRUE
3 | LV_1093-8_0_4_line_3 |  | 3 | 10 | 0.043555 | 0.125 | 0.08 | 261 | 0 | 0.364 | 1 | 1 | cs | TRUE
4 | LV_1093-8_0_4_line_4 |  | 4 | 5 | 0.041716 | 0.125 | 0.08 | 261 | 0 | 0.364 | 1 | 1 | cs | TRUE
5 | LV_1093-8_0_4_line_5 |  | 5 | 16 | 0.069253 | 0.125 | 0.08 | 261 | 0 | 0.364 | 1 | 1 | cs | TRUE
6 | LV_1093-8_0_4_line_6 |  | 6 | 7 | 0.03093 | 0.125 | 0.08 | 261 | 0 | 0.364 | 1 | 1 | cs | TRUE
7 | LV_1093-8_0_4_line_7 |  | 6 | 8 | 0.098565 | 0.125 | 0.08 | 261 | 0 | 0.364 | 1 | 1 | cs | TRUE
8 | LV_1093-8_0_4_line_8 |  | 6 | 9 | 0.073541 | 0.125 | 0.08 | 261 | 0 | 0.364 | 1 | 1 | cs | TRUE
9 | LV_1093-8_0_4_line_9 |  | 7 | 46 | 0.030382 | 0.125 | 0.08 | 261 | 0 | 0.364 | 1 | 1 | cs | TRUE
10 | LV_1093-8_0_4_line_10 |  | 8 | 53 | 0.016822 | 0.125 | 0.08 | 261 | 0 | 0.364 | 1 | 1 | cs | TRUE
11 | LV_1093-8_0_4_line_11 |  | 8 | 49 | 0.031602 | 0.125 | 0.08 | 261 | 0 | 0.364 | 1 | 1 | cs | TRUE
12 | LV_1093-8_0_4_line_12 |  | 9 | 41 | 0.05274 | 0.125 | 0.08 | 261 | 0 | 0.364 | 1 | 1 | cs | TRUE
13 | LV_1093-8_0_4_line_13 |  | 9 | 38 | 0.010313 | 0.125 | 0.08 | 261 | 0 | 0.364 | 1 | 1 | cs | TRUE
14 | LV_1093-8_0_4_line_14 |  | 10 | 11 | 0.20712 | 0.125 | 0.08 | 261 | 0 | 0.364 | 1 | 1 | cs | TRUE
15 | LV_1093-8_0_4_line_15 |  | 11 | 12 | 0.031085 | 0.125 | 0.08 | 261 | 0 | 0.364 | 1 | 1 | cs | TRUE
16 | LV_1093-8_0_4_line_16 |  | 12 | 19 | 0.046665 | 0.125 | 0.08 | 261 | 0 | 0.364 | 1 | 1 | cs | TRUE
17 | LV_1093-8_0_4_line_17 |  | 13 | 14 | 0.081845 | 0.125 | 0.08 | 261 | 0 | 0.364 | 1 | 1 | cs | TRUE
18 | LV_1093-8_0_4_line_18 |  | 13 | 15 | 0.022212 | 0.125 | 0.08 | 261 | 0 | 0.364 | 1 | 1 | cs | TRUE
19 | LV_1093-8_0_4_line_19 |  | 13 | 16 | 0.056917 | 0.125 | 0.08 | 261 | 0 | 0.364 | 1 | 1 | cs | TRUE
20 | LV_1093-8_0_4_line_20 |  | 14 | 17 | 0.021379 | 0.125 | 0.08 | 261 | 0 | 0.364 | 1 | 1 | cs | TRUE
21 | LV_1093-8_0_4_line_21 |  | 15 | 18 | 0.073947 | 0.125 | 0.08 | 261 | 0 | 0.364 | 1 | 1 | cs | TRUE
22 | LV_1093-8_0_4_line_22 |  | 16 | 19 | 0.0045418 | 0.125 | 0.08 | 261 | 0 | 0.364 | 1 | 1 | cs | TRUE
23 | LV_1093-8_0_4_line_23 |  | 16 | 20 | 0.021838 | 0.125 | 0.08 | 261 | 0 | 0.364 | 1 | 1 | cs | TRUE
24 | LV_1093-8_0_4_line_24 |  | 17 | 21 | 0.013223 | 0.125 | 0.08 | 261 | 0 | 0.364 | 1 | 1 | cs | TRUE
25 | LV_1093-8_0_4_line_25 |  | 18 | 22 | 0.021341 | 0.125 | 0.08 | 261 | 0 | 0.364 | 1 | 1 | cs | TRUE
26 | LV_1093-8_0_4_line_26 |  | 20 | 23 | 0.0019322 | 0.125 | 0.08 | 261 | 0 | 0.364 | 1 | 1 | cs | TRUE
27 | LV_1093-8_0_4_line_27 |  | 21 | 24 | 0.058011 | 0.125 | 0.08 | 261 | 0 | 0.364 | 1 | 1 | cs | TRUE
28 | LV_1093-8_0_4_line_28 |  | 22 | 47 | 0.045183 | 0.125 | 0.08 | 261 | 0 | 0.364 | 1 | 1 | cs | TRUE
29 | LV_1093-8_0_4_line_29 |  | 23 | 50 | 0.038073 | 0.125 | 0.08 | 261 | 0 | 0.364 | 1 | 1 | cs | TRUE
30 | LV_1093-8_0_4_line_30 |  | 24 | 49 | 0.01712 | 0.125 | 0.08 | 261 | 0 | 0.364 | 1 | 1 | cs | TRUE
31 | LV_1093-8_0_4_line_31 |  | 25 | 26 | 0.035264 | 0.125 | 0.08 | 261 | 0 | 0.364 | 1 | 1 | cs | TRUE
32 | LV_1093-8_0_4_line_32 |  | 26 | 27 | 0.003492 | 0.125 | 0.08 | 261 | 0 | 0.364 | 1 | 1 | cs | TRUE
33 | LV_1093-8_0_4_line_33 |  | 26 | 28 | 0.006872 | 0.125 | 0.08 | 261 | 0 | 0.364 | 1 | 1 | cs | TRUE
34 | LV_1093-8_0_4_line_34 |  | 27 | 29 | 0.026326 | 0.125 | 0.08 | 261 | 0 | 0.364 | 1 | 1 | cs | TRUE
35 | LV_1093-8_0_4_line_35 |  | 27 | 30 | 0.031446 | 0.125 | 0.08 | 261 | 0 | 0.364 | 1 | 1 | cs | TRUE
36 | LV_1093-8_0_4_line_36 |  | 28 | 31 | 0.019301 | 0.125 | 0.08 | 261 | 0 | 0.364 | 1 | 1 | cs | TRUE
37 | LV_1093-8_0_4_line_37 |  | 28 | 32 | 0.018821 | 0.125 | 0.08 | 261 | 0 | 0.364 | 1 | 1 | cs | TRUE
38 | LV_1093-8_0_4_line_38 |  | 29 | 33 | 0.025368 | 0.125 | 0.08 | 261 | 0 | 0.364 | 1 | 1 | cs | TRUE
39 | LV_1093-8_0_4_line_39 |  | 32 | 34 | 0.054428 | 0.125 | 0.08 | 261 | 0 | 0.364 | 1 | 1 | cs | TRUE
40 | LV_1093-8_0_4_line_40 |  | 33 | 35 | 0.02097 | 0.125 | 0.08 | 261 | 0 | 0.364 | 1 | 1 | cs | TRUE
41 | LV_1093-8_0_4_line_41 |  | 34 | 36 | 0.020348 | 0.125 | 0.08 | 261 | 0 | 0.364 | 1 | 2 | cs | TRUE
42 | LV_1093-8_0_4_line_42 |  | 34 | 37 | 0.0068869 | 0.125 | 0.08 | 261 | 0 | 0.364 | 1 | 2 | cs | TRUE
43 | LV_1093-8_0_4_line_43 |  | 35 | 70 | 0.021676 | 0.125 | 0.08 | 261 | 0 | 0.364 | 1 | 1 | cs | TRUE
44 | LV_1093-8_0_4_line_44 |  | 36 | 79 | 0.012011 | 0.125 | 0.08 | 261 | 0 | 0.364 | 1 | 2 | cs | TRUE
45 | LV_1093-8_0_4_line_45 |  | 37 | 71 | 0.0078189 | 0.125 | 0.08 | 261 | 0 | 0.364 | 1 | 2 | cs | TRUE
46 | LV_1093-8_0_4_line_46 |  | 38 | 39 | 0.012804 | 0.125 | 0.08 | 261 | 0 | 0.364 | 1 | 1 | cs | TRUE
47 | LV_1093-8_0_4_line_47 |  | 39 | 40 | 0.0078899 | 0.125 | 0.08 | 261 | 0 | 0.364 | 1 | 1 | cs | TRUE
48 | LV_1093-8_0_4_line_48 |  | 40 | 42 | 0.018101 | 0.125 | 0.08 | 261 | 0 | 0.364 | 1 | 1 | cs | TRUE
49 | LV_1093-8_0_4_line_49 |  | 41 | 43 | 0.038168 | 0.125 | 0.08 | 261 | 0 | 0.364 | 1 | 1 | cs | TRUE
50 | LV_1093-8_0_4_line_50 |  | 42 | 44 | 0.016226 | 0.125 | 0.08 | 261 | 0 | 0.364 | 1 | 1 | cs | TRUE
51 | LV_1093-8_0_4_line_51 |  | 43 | 45 | 0.032343 | 0.125 | 0.08 | 261 | 0 | 0.364 | 1 | 1 | cs | TRUE
52 | LV_1093-8_0_4_line_52 |  | 44 | 54 | 0.013245 | 0.125 | 0.08 | 261 | 0 | 0.364 | 1 | 1 | cs | TRUE
53 | LV_1093-8_0_4_line_53 |  | 45 | 55 | 0.037945 | 0.125 | 0.08 | 261 | 0 | 0.364 | 1 | 1 | cs | TRUE
54 | LV_1093-8_0_4_line_54 |  | 46 | 56 | 0.0199 | 0.125 | 0.08 | 261 | 0 | 0.364 | 1 | 1 | cs | TRUE
55 | LV_1093-8_0_4_line_55 |  | 47 | 48 | 0.021182 | 0.125 | 0.08 | 261 | 0 | 0.364 | 1 | 1 | cs | TRUE
56 | LV_1093-8_0_4_line_56 |  | 50 | 51 | 0.011639 | 0.125 | 0.08 | 261 | 0 | 0.364 | 1 | 1 | cs | TRUE
57 | LV_1093-8_0_4_line_57 |  | 51 | 52 | 0.20067 | 0.125 | 0.08 | 261 | 0 | 0.364 | 1 | 1 | cs | TRUE
58 | LV_1093-8_0_4_line_58 |  | 52 | 224 | 0.0052658 | 0.125 | 0.08 | 261 | 0 | 0.364 | 1 | 1 | cs | TRUE
59 | LV_1093-8_0_4_line_59 |  | 54 | 163 | 0.020755 | 0.125 | 0.08 | 261 | 0 | 0.364 | 1 | 1 | cs | TRUE
60 | LV_1093-8_0_4_line_60 |  | 55 | 86 | 0.0061652 | 0.125 | 0.08 | 261 | 0 | 0.364 | 1 | 1 | cs | TRUE
61 | LV_1093-8_0_4_line_61 |  | 56 | 161 | 0.017883 | 0.125 | 0.08 | 261 | 0 | 0.364 | 1 | 1 | cs | TRUE
62 | LV_1093-8_0_4_line_62 |  | 57 | 58 | 0.034268 | 0.125 | 0.08 | 261 | 0 | 0.364 | 1 | 1 | cs | TRUE
63 | LV_1093-8_0_4_line_63 |  | 57 | 59 | 0.025125 | 0.125 | 0.08 | 261 | 0 | 0.364 | 1 | 1 | cs | TRUE
64 | LV_1093-8_0_4_line_64 |  | 59 | 60 | 0.029007 | 0.125 | 0.08 | 261 | 0 | 0.364 | 1 | 2 | cs | TRUE
65 | LV_1093-8_0_4_line_65 |  | 59 | 61 | 0.030448 | 0.125 | 0.08 | 261 | 0 | 0.364 | 1 | 2 | cs | TRUE
66 | LV_1093-8_0_4_line_66 |  | 60 | 62 | 0.0084054 | 0.125 | 0.08 | 261 | 0 | 0.364 | 1 | 2 | cs | TRUE
67 | LV_1093-8_0_4_line_67 |  | 60 | 63 | 0.016653 | 0.125 | 0.08 | 261 | 0 | 0.364 | 1 | 1 | cs | TRUE
68 | LV_1093-8_0_4_line_68 |  | 61 | 64 | 0.0012806 | 0.125 | 0.08 | 261 | 0 | 0.364 | 1 | 2 | cs | TRUE
69 | LV_1093-8_0_4_line_69 |  | 62 | 65 | 0.025666 | 0.125 | 0.08 | 261 | 0 | 0.364 | 1 | 2 | cs | TRUE
70 | LV_1093-8_0_4_line_70 |  | 63 | 66 | 0.031077 | 0.125 | 0.08 | 261 | 0 | 0.364 | 1 | 1 | cs | TRUE
71 | LV_1093-8_0_4_line_71 |  | 64 | 67 | 0.096927 | 0.125 | 0.08 | 261 | 0 | 0.364 | 1 | 2 | cs | TRUE
72 | LV_1093-8_0_4_line_72 |  | 65 | 71 | 0.059796 | 0.125 | 0.08 | 261 | 0 | 0.364 | 1 | 2 | cs | TRUE
73 | LV_1093-8_0_4_line_73 |  | 66 | 72 | 0.026117 | 0.125 | 0.08 | 261 | 0 | 0.364 | 1 | 1 | cs | TRUE
74 | LV_1093-8_0_4_line_74 |  | 66 | 73 | 0.030177 | 0.125 | 0.08 | 261 | 0 | 0.364 | 1 | 1 | cs | TRUE
75 | LV_1093-8_0_4_line_75 |  | 67 | 74 | 0.027368 | 0.125 | 0.08 | 261 | 0 | 0.364 | 1 | 1 | cs | TRUE
76 | LV_1093-8_0_4_line_76 |  | 68 | 69 | 0.39248 | 0.125 | 0.08 | 261 | 0 | 0.364 | 1 | 1 | cs | TRUE
77 | LV_1093-8_0_4_line_77 |  | 68 | 70 | 0.22221 | 0.125 | 0.08 | 261 | 0 | 0.364 | 1 | 1 | cs | TRUE
78 | LV_1093-8_0_4_line_78 |  | 72 | 165 | 0.075617 | 0.125 | 0.08 | 261 | 0 | 0.364 | 1 | 1 | cs | TRUE
79 | LV_1093-8_0_4_line_79 |  | 74 | 179 | 0.022067 | 0.125 | 0.08 | 261 | 0 | 0.364 | 1 | 1 | cs | TRUE
80 | LV_1093-8_0_4_line_80 |  | 75 | 76 | 0.023227 | 0.125 | 0.08 | 261 | 0 | 0.364 | 1 | 2 | cs | TRUE
81 | LV_1093-8_0_4_line_81 |  | 75 | 77 | 0.030131 | 0.125 | 0.08 | 261 | 0 | 0.364 | 1 | 2 | cs | TRUE
82 | LV_1093-8_0_4_line_82 |  | 76 | 78 | 0.052697 | 0.125 | 0.08 | 261 | 0 | 0.364 | 1 | 1 | cs | TRUE
83 | LV_1093-8_0_4_line_83 |  | 76 | 79 | 0.053438 | 0.125 | 0.08 | 261 | 0 | 0.364 | 1 | 2 | cs | TRUE
84 | LV_1093-8_0_4_line_84 |  | 77 | 80 | 0.012581 | 0.125 | 0.08 | 261 | 0 | 0.364 | 1 | 1 | cs | TRUE
85 | LV_1093-8_0_4_line_85 |  | 77 | 81 | 0.017379 | 0.125 | 0.08 | 261 | 0 | 0.364 | 1 | 2 | cs | TRUE
86 | LV_1093-8_0_4_line_86 |  | 78 | 82 | 0.11024 | 0.125 | 0.08 | 261 | 0 | 0.364 | 1 | 1 | cs | TRUE
87 | LV_1093-8_0_4_line_87 |  | 81 | 83 | 0.022578 | 0.125 | 0.08 | 261 | 0 | 0.364 | 1 | 2 | cs | TRUE
88 | LV_1093-8_0_4_line_88 |  | 82 | 84 | 0.1167 | 0.125 | 0.08 | 261 | 0 | 0.364 | 1 | 1 | cs | TRUE
89 | LV_1093-8_0_4_line_89 |  | 83 | 87 | 0.040935 | 0.125 | 0.08 | 261 | 0 | 0.364 | 1 | 2 | cs | TRUE
90 | LV_1093-8_0_4_line_90 |  | 84 | 88 | 0.2148 | 0.125 | 0.08 | 261 | 0 | 0.364 | 1 | 1 | cs | TRUE
91 | LV_1093-8_0_4_line_91 |  | 85 | 86 | 0.027065 | 0.125 | 0.08 | 261 | 0 | 0.364 | 1 | 1 | cs | TRUE
92 | LV_1093-8_0_4_line_92 |  | 87 | 89 | 0.029787 | 0.125 | 0.08 | 261 | 0 | 0.364 | 1 | 2 | cs | TRUE
93 | LV_1093-8_0_4_line_93 |  | 89 | 166 | 0.0038778 | 0.125 | 0.08 | 261 | 0 | 0.364 | 1 | 2 | cs | TRUE
94 | LV_1093-8_0_4_line_94 |  | 90 | 91 | 0.018744 | 0.125 | 0.08 | 261 | 0 | 0.364 | 1 | 1 | cs | TRUE
95 | LV_1093-8_0_4_line_95 |  | 91 | 219 | 0.011603 | 0.125 | 0.08 | 261 | 0 | 0.364 | 1 | 1 | cs | TRUE
96 | LV_1093-8_0_4_line_96 |  | 91 | 215 | 0.0052954 | 0.125 | 0.08 | 261 | 0 | 0.364 | 1 | 1 | cs | TRUE
97 | LV_1093-8_0_4_line_97 |  | 92 | 93 | 0.02237 | 0.125 | 0.08 | 261 | 0 | 0.364 | 1 | 1 | cs | TRUE
98 | LV_1093-8_0_4_line_98 |  | 92 | 94 | 0.044697 | 0.125 | 0.08 | 261 | 0 | 0.364 | 1 | 1 | cs | TRUE
99 | LV_1093-8_0_4_line_99 |  | 93 | 95 | 0.011116 | 0.125 | 0.08 | 261 | 0 | 0.364 | 1 | 1 | cs | TRUE
100 | LV_1093-8_0_4_line_100 |  | 94 | 96 | 0.010305 | 0.125 | 0.08 | 261 | 0 | 0.364 | 1 | 1 | cs | TRUE
101 | LV_1093-8_0_4_line_101 |  | 95 | 97 | 0.006554 | 0.125 | 0.08 | 261 | 0 | 0.364 | 1 | 1 | cs | TRUE
102 | LV_1093-8_0_4_line_102 |  | 95 | 98 | 0.063545 | 0.125 | 0.08 | 261 | 0 | 0.364 | 1 | 1 | cs | TRUE
103 | LV_1093-8_0_4_line_103 |  | 96 | 99 | 0.020566 | 0.125 | 0.08 | 261 | 0 | 0.364 | 1 | 1 | cs | TRUE
104 | LV_1093-8_0_4_line_104 |  | 97 | 263 | 0.021271 | 0.125 | 0.08 | 261 | 0 | 0.364 | 1 | 1 | cs | TRUE
105 | LV_1093-8_0_4_line_105 |  | 98 | 264 | 0.021527 | 0.125 | 0.08 | 261 | 0 | 0.364 | 1 | 1 | cs | TRUE
106 | LV_1093-8_0_4_line_106 |  | 99 | 265 | 0.020837 | 0.125 | 0.08 | 261 | 0 | 0.364 | 1 | 1 | cs | TRUE
107 | LV_1093-8_0_4_line_107 |  | 100 | 101 | 0.0047305 | 0.125 | 0.08 | 261 | 0 | 0.364 | 1 | 1 | cs | TRUE
108 | LV_1093-8_0_4_line_108 |  | 100 | 102 | 0.010864 | 0.125 | 0.08 | 261 | 0 | 0.364 | 1 | 1 | cs | TRUE
109 | LV_1093-8_0_4_line_109 |  | 101 | 103 | 0.016079 | 0.125 | 0.08 | 261 | 0 | 0.364 | 1 | 1 | cs | TRUE
110 | LV_1093-8_0_4_line_110 |  | 102 | 104 | 0.019845 | 0.125 | 0.08 | 261 | 0 | 0.364 | 1 | 1 | cs | TRUE
111 | LV_1093-8_0_4_line_111 |  | 103 | 105 | 0.015824 | 0.125 | 0.08 | 261 | 0 | 0.364 | 1 | 1 | cs | TRUE
112 | LV_1093-8_0_4_line_112 |  | 104 | 106 | 0.021998 | 0.125 | 0.08 | 261 | 0 | 0.364 | 1 | 1 | cs | TRUE
113 | LV_1093-8_0_4_line_113 |  | 104 | 107 | 0.014145 | 0.125 | 0.08 | 261 | 0 | 0.364 | 1 | 1 | cs | TRUE
114 | LV_1093-8_0_4_line_114 |  | 105 | 108 | 0.015226 | 0.125 | 0.08 | 261 | 0 | 0.364 | 1 | 1 | cs | TRUE
115 | LV_1093-8_0_4_line_115 |  | 106 | 109 | 0.012505 | 0.125 | 0.08 | 261 | 0 | 0.364 | 1 | 1 | cs | TRUE
116 | LV_1093-8_0_4_line_116 |  | 107 | 110 | 0.017036 | 0.125 | 0.08 | 261 | 0 | 0.364 | 1 | 1 | cs | TRUE
117 | LV_1093-8_0_4_line_117 |  | 109 | 111 | 0.017725 | 0.125 | 0.08 | 261 | 0 | 0.364 | 1 | 2 | cs | TRUE
118 | LV_1093-8_0_4_line_118 |  | 109 | 112 | 0.015251 | 0.125 | 0.08 | 261 | 0 | 0.364 | 1 | 2 | cs | TRUE
119 | LV_1093-8_0_4_line_119 |  | 110 | 113 | 0.01328 | 0.125 | 0.08 | 261 | 0 | 0.364 | 1 | 1 | cs | TRUE
120 | LV_1093-8_0_4_line_120 |  | 111 | 121 | 0.021012 | 0.125 | 0.08 | 261 | 0 | 0.364 | 1 | 2 | cs | TRUE
121 | LV_1093-8_0_4_line_121 |  | 112 | 115 | 0.013521 | 0.125 | 0.08 | 261 | 0 | 0.364 | 1 | 2 | cs | TRUE
122 | LV_1093-8_0_4_line_122 |  | 113 | 250 | 0.0088133 | 0.125 | 0.08 | 261 | 0 | 0.364 | 1 | 1 | cs | TRUE
123 | LV_1093-8_0_4_line_123 |  | 114 | 115 | 0.0054986 | 0.125 | 0.08 | 261 | 0 | 0.364 | 1 | 2 | cs | TRUE
124 | LV_1093-8_0_4_line_124 |  | 114 | 116 | 0.013564 | 0.125 | 0.08 | 261 | 0 | 0.364 | 1 | 2 | cs | TRUE
125 | LV_1093-8_0_4_line_125 |  | 116 | 117 | 0.0053334 | 0.125 | 0.08 | 261 | 0 | 0.364 | 1 | 2 | cs | TRUE
126 | LV_1093-8_0_4_line_126 |  | 117 | 118 | 0.033147 | 0.125 | 0.08 | 261 | 0 | 0.364 | 1 | 2 | cs | TRUE
127 | LV_1093-8_0_4_line_127 |  | 118 | 119 | 0.003314 | 0.125 | 0.08 | 261 | 0 | 0.364 | 1 | 2 | cs | TRUE
128 | LV_1093-8_0_4_line_128 |  | 118 | 120 | 0.013524 | 0.125 | 0.08 | 261 | 0 | 0.364 | 1 | 1 | cs | TRUE
129 | LV_1093-8_0_4_line_129 |  | 119 | 122 | 0.038379 | 0.125 | 0.08 | 261 | 0 | 0.364 | 1 | 2 | cs | TRUE
130 | LV_1093-8_0_4_line_130 |  | 119 | 123 | 0.030913 | 0.125 | 0.08 | 261 | 0 | 0.364 | 1 | 1 | cs | TRUE
131 | LV_1093-8_0_4_line_131 |  | 120 | 126 | 0.0001188 | 0.125 | 0.08 | 261 | 0 | 0.364 | 1 | 1 | cs | TRUE
132 | LV_1093-8_0_4_line_132 |  | 121 | 148 | 0.015372 | 0.125 | 0.08 | 261 | 0 | 0.364 | 1 | 1 | cs | TRUE
133 | LV_1093-8_0_4_line_133 |  | 121 | 149 | 0.035127 | 0.125 | 0.08 | 261 | 0 | 0.364 | 1 | 1 | cs | TRUE
134 | LV_1093-8_0_4_line_134 |  | 121 | 146 | 0.00284 | 0.125 | 0.08 | 261 | 0 | 0.364 | 1 | 1 | cs | TRUE
135 | LV_1093-8_0_4_line_135 |  | 122 | 131 | 0.033534 | 0.125 | 0.08 | 261 | 0 | 0.364 | 1 | 2 | cs | TRUE
136 | LV_1093-8_0_4_line_136 |  | 122 | 125 | 0.046934 | 0.125 | 0.08 | 261 | 0 | 0.364 | 1 | 2 | cs | TRUE
137 | LV_1093-8_0_4_line_137 |  | 124 | 125 | 0.024774 | 0.125 | 0.08 | 261 | 0 | 0.364 | 1 | 1 | cs | TRUE
138 | LV_1093-8_0_4_line_138 |  | 125 | 130 | 0.013028 | 0.125 | 0.08 | 261 | 0 | 0.364 | 1 | 1 | cs | TRUE
139 | LV_1093-8_0_4_line_139 |  | 125 | 128 | 0.03179 | 0.125 | 0.08 | 261 | 0 | 0.364 | 1 | 2 | cs | TRUE
140 | LV_1093-8_0_4_line_140 |  | 126 | 177 | 0.01749 | 0.125 | 0.08 | 261 | 0 | 0.364 | 1 | 1 | cs | TRUE
141 | LV_1093-8_0_4_line_141 |  | 127 | 128 | 0.020079 | 0.125 | 0.08 | 261 | 0 | 0.364 | 1 | 1 | cs | TRUE
142 | LV_1093-8_0_4_line_142 |  | 128 | 129 | 0.027489 | 0.125 | 0.08 | 261 | 0 | 0.364 | 1 | 2 | cs | TRUE
143 | LV_1093-8_0_4_line_143 |  | 129 | 132 | 0.018516 | 0.125 | 0.08 | 261 | 0 | 0.364 | 1 | 1 | cs | TRUE
144 | LV_1093-8_0_4_line_144 |  | 129 | 133 | 0.029899 | 0.125 | 0.08 | 261 | 0 | 0.364 | 1 | 1 | cs | TRUE
145 | LV_1093-8_0_4_line_145 |  | 130 | 137 | 0.009241 | 0.125 | 0.08 | 261 | 0 | 0.364 | 1 | 1 | cs | TRUE
146 | LV_1093-8_0_4_line_146 |  | 130 | 138 | 0.015643 | 0.125 | 0.08 | 261 | 0 | 0.364 | 1 | 1 | cs | TRUE
147 | LV_1093-8_0_4_line_147 |  | 131 | 139 | 0.02454 | 0.125 | 0.08 | 261 | 0 | 0.364 | 1 | 2 | cs | TRUE
148 | LV_1093-8_0_4_line_148 |  | 133 | 140 | 0.012505 | 0.125 | 0.08 | 261 | 0 | 0.364 | 1 | 1 | cs | TRUE
149 | LV_1093-8_0_4_line_149 |  | 133 | 141 | 0.030866 | 0.125 | 0.08 | 261 | 0 | 0.364 | 1 | 1 | cs | TRUE
150 | LV_1093-8_0_4_line_150 |  | 134 | 135 | 0.010759 | 0.125 | 0.08 | 261 | 0 | 0.364 | 1 | 1 | cs | TRUE
151 | LV_1093-8_0_4_line_151 |  | 134 | 136 | 0.043685 | 0.125 | 0.08 | 261 | 0 | 0.364 | 1 | 1 | cs | TRUE
152 | LV_1093-8_0_4_line_152 |  | 135 | 142 | 0.009311 | 0.125 | 0.08 | 261 | 0 | 0.364 | 1 | 1 | cs | TRUE
153 | LV_1093-8_0_4_line_153 |  | 135 | 143 | 0.026561 | 0.125 | 0.08 | 261 | 0 | 0.364 | 1 | 1 | cs | TRUE
154 | LV_1093-8_0_4_line_154 |  | 136 | 144 | 0.01597 | 0.125 | 0.08 | 261 | 0 | 0.364 | 1 | 1 | cs | TRUE
155 | LV_1093-8_0_4_line_155 |  | 136 | 145 | 0.01462 | 0.125 | 0.08 | 261 | 0 | 0.364 | 1 | 1 | cs | TRUE
156 | LV_1093-8_0_4_line_156 |  | 139 | 166 | 0.031537 | 0.125 | 0.08 | 261 | 0 | 0.364 | 1 | 2 | cs | TRUE
157 | LV_1093-8_0_4_line_157 |  | 141 | 226 | 0.016143 | 0.125 | 0.08 | 261 | 0 | 0.364 | 1 | 1 | cs | TRUE
158 | LV_1093-8_0_4_line_158 |  | 143 | 242 | 0.011069 | 0.125 | 0.08 | 261 | 0 | 0.364 | 1 | 1 | cs | TRUE
159 | LV_1093-8_0_4_line_159 |  | 143 | 237 | 0.018179 | 0.125 | 0.08 | 261 | 0 | 0.364 | 1 | 1 | cs | TRUE
160 | LV_1093-8_0_4_line_160 |  | 144 | 222 | 0.0070108 | 0.125 | 0.08 | 261 | 0 | 0.364 | 1 | 1 | cs | TRUE
161 | LV_1093-8_0_4_line_161 |  | 145 | 221 | 0.0051101 | 0.125 | 0.08 | 261 | 0 | 0.364 | 1 | 1 | cs | TRUE
162 | LV_1093-8_0_4_line_162 |  | 146 | 147 | 0.0033343 | 0.125 | 0.08 | 261 | 0 | 0.364 | 1 | 1 | cs | TRUE
163 | LV_1093-8_0_4_line_163 |  | 147 | 150 | 0.038019 | 0.125 | 0.08 | 261 | 0 | 0.364 | 1 | 1 | cs | TRUE
164 | LV_1093-8_0_4_line_164 |  | 148 | 151 | 0.0086992 | 0.125 | 0.08 | 261 | 0 | 0.364 | 1 | 1 | cs | TRUE
165 | LV_1093-8_0_4_line_165 |  | 149 | 152 | 0.029796 | 0.125 | 0.08 | 261 | 0 | 0.364 | 1 | 1 | cs | TRUE
166 | LV_1093-8_0_4_line_166 |  | 150 | 157 | 0.00627 | 0.125 | 0.08 | 261 | 0 | 0.364 | 1 | 1 | cs | TRUE
167 | LV_1093-8_0_4_line_167 |  | 150 | 155 | 0.064939 | 0.125 | 0.08 | 261 | 0 | 0.364 | 1 | 1 | cs | TRUE
168 | LV_1093-8_0_4_line_168 |  | 151 | 218 | 0.0081875 | 0.125 | 0.08 | 261 | 0 | 0.364 | 1 | 1 | cs | TRUE
169 | LV_1093-8_0_4_line_169 |  | 152 | 168 | 0.010264 | 0.125 | 0.08 | 261 | 0 | 0.364 | 1 | 1 | cs | TRUE
170 | LV_1093-8_0_4_line_170 |  | 153 | 154 | 0.018142 | 0.125 | 0.08 | 261 | 0 | 0.364 | 1 | 1 | cs | TRUE
171 | LV_1093-8_0_4_line_171 |  | 153 | 155 | 0.035408 | 0.125 | 0.08 | 261 | 0 | 0.364 | 1 | 1 | cs | TRUE
172 | LV_1093-8_0_4_line_172 |  | 154 | 156 | 0.006048 | 0.125 | 0.08 | 261 | 0 | 0.364 | 1 | 1 | cs | TRUE
173 | LV_1093-8_0_4_line_173 |  | 157 | 158 | 0.031629 | 0.125 | 0.08 | 261 | 0 | 0.364 | 1 | 1 | cs | TRUE
174 | LV_1093-8_0_4_line_174 |  | 158 | 159 | 0.00069023 | 0.125 | 0.08 | 261 | 0 | 0.364 | 1 | 1 | cs | TRUE
175 | LV_1093-8_0_4_line_175 |  | 159 | 220 | 0.011063 | 0.125 | 0.08 | 261 | 0 | 0.364 | 1 | 1 | cs | TRUE
176 | LV_1093-8_0_4_line_176 |  | 160 | 161 | 0.043725 | 0.125 | 0.08 | 261 | 0 | 0.364 | 1 | 1 | cs | TRUE
177 | LV_1093-8_0_4_line_177 |  | 160 | 162 | 0.002956 | 0.125 | 0.08 | 261 | 0 | 0.364 | 1 | 1 | cs | TRUE
178 | LV_1093-8_0_4_line_178 |  | 162 | 169 | 0.013606 | 0.125 | 0.08 | 261 | 0 | 0.364 | 1 | 1 | cs | TRUE
179 | LV_1093-8_0_4_line_179 |  | 162 | 170 | 0.021777 | 0.125 | 0.08 | 261 | 0 | 0.364 | 1 | 1 | cs | TRUE
180 | LV_1093-8_0_4_line_180 |  | 162 | 167 | 0.027659 | 0.125 | 0.08 | 261 | 0 | 0.364 | 1 | 1 | cs | TRUE
181 | LV_1093-8_0_4_line_181 |  | 163 | 164 | 0.0036522 | 0.125 | 0.08 | 261 | 0 | 0.364 | 1 | 1 | cs | TRUE
182 | LV_1093-8_0_4_line_182 |  | 164 | 247 | 0.010687 | 0.125 | 0.08 | 261 | 0 | 0.364 | 1 | 1 | cs | TRUE
183 | LV_1093-8_0_4_line_183 |  | 167 | 168 | 0.021731 | 0.125 | 0.08 | 261 | 0 | 0.364 | 1 | 1 | cs | TRUE
184 | LV_1093-8_0_4_line_184 |  | 169 | 171 | 0.0068694 | 0.125 | 0.08 | 261 | 0 | 0.364 | 1 | 1 | cs | TRUE
185 | LV_1093-8_0_4_line_185 |  | 170 | 172 | 0.045522 | 0.125 | 0.08 | 261 | 0 | 0.364 | 1 | 1 | cs | TRUE
186 | LV_1093-8_0_4_line_186 |  | 171 | 173 | 0.012962 | 0.125 | 0.08 | 261 | 0 | 0.364 | 1 | 1 | cs | TRUE
187 | LV_1093-8_0_4_line_187 |  | 172 | 174 | 0.01183 | 0.125 | 0.08 | 261 | 0 | 0.364 | 1 | 1 | cs | TRUE
188 | LV_1093-8_0_4_line_188 |  | 173 | 175 | 0.011256 | 0.125 | 0.08 | 261 | 0 | 0.364 | 1 | 1 | cs | TRUE
189 | LV_1093-8_0_4_line_189 |  | 174 | 176 | 0.027146 | 0.125 | 0.08 | 261 | 0 | 0.364 | 1 | 1 | cs | TRUE
190 | LV_1093-8_0_4_line_190 |  | 175 | 248 | 0.012415 | 0.125 | 0.08 | 261 | 0 | 0.364 | 1 | 1 | cs | TRUE
191 | LV_1093-8_0_4_line_191 |  | 177 | 178 | 0.0013295 | 0.125 | 0.08 | 261 | 0 | 0.364 | 1 | 1 | cs | TRUE
192 | LV_1093-8_0_4_line_192 |  | 179 | 180 | 0.045695 | 0.125 | 0.08 | 261 | 0 | 0.364 | 1 | 1 | cs | TRUE
193 | LV_1093-8_0_4_line_193 |  | 180 | 181 | 0.3557 | 0.125 | 0.08 | 261 | 0 | 0.364 | 1 | 1 | cs | TRUE
194 | LV_1093-8_0_4_line_194 |  | 181 | 182 | 0.049684 | 0.125 | 0.08 | 261 | 0 | 0.364 | 1 | 1 | cs | TRUE
195 | LV_1093-8_0_4_line_195 |  | 182 | 183 | 0.019216 | 0.125 | 0.08 | 261 | 0 | 0.364 | 1 | 1 | cs | TRUE
196 | LV_1093-8_0_4_line_196 |  | 183 | 190 | 0.019934 | 0.125 | 0.08 | 261 | 0 | 0.364 | 1 | 1 | cs | TRUE
197 | LV_1093-8_0_4_line_197 |  | 184 | 185 | 0.0017604 | 0.125 | 0.08 | 261 | 0 | 0.364 | 1 | 1 | cs | TRUE
198 | LV_1093-8_0_4_line_198 |  | 185 | 200 | 0.020465 | 0.125 | 0.08 | 261 | 0 | 0.364 | 1 | 1 | cs | TRUE
199 | LV_1093-8_0_4_line_199 |  | 186 | 187 | 0.033629 | 0.125 | 0.08 | 261 | 0 | 0.364 | 1 | 1 | cs | TRUE
200 | LV_1093-8_0_4_line_200 |  | 187 | 188 | 0.011673 | 0.125 | 0.08 | 261 | 0 | 0.364 | 1 | 1 | cs | TRUE
201 | LV_1093-8_0_4_line_201 |  | 188 | 189 | 0.29018 | 0.125 | 0.08 | 261 | 0 | 0.364 | 1 | 1 | cs | TRUE
202 | LV_1093-8_0_4_line_202 |  | 189 | 191 | 0.034238 | 0.125 | 0.08 | 261 | 0 | 0.364 | 1 | 1 | cs | TRUE
203 | LV_1093-8_0_4_line_203 |  | 190 | 206 | 0.019273 | 0.125 | 0.08 | 261 | 0 | 0.364 | 1 | 1 | cs | TRUE
204 | LV_1093-8_0_4_line_204 |  | 191 | 192 | 0.017716 | 0.125 | 0.08 | 261 | 0 | 0.364 | 1 | 1 | cs | TRUE
205 | LV_1093-8_0_4_line_205 |  | 192 | 193 | 0.030255 | 0.125 | 0.08 | 261 | 0 | 0.364 | 1 | 1 | cs | TRUE
206 | LV_1093-8_0_4_line_206 |  | 193 | 198 | 0.00070013 | 0.125 | 0.08 | 261 | 0 | 0.364 | 1 | 1 | cs | TRUE
207 | LV_1093-8_0_4_line_207 |  | 194 | 195 | 0.12043 | 0.125 | 0.08 | 261 | 0 | 0.364 | 1 | 1 | cs | TRUE
208 | LV_1093-8_0_4_line_208 |  | 195 | 196 | 0.009291 | 0.125 | 0.08 | 261 | 0 | 0.364 | 1 | 1 | cs | TRUE
209 | LV_1093-8_0_4_line_209 |  | 196 | 197 | 0.043541 | 0.125 | 0.08 | 261 | 0 | 0.364 | 1 | 1 | cs | TRUE
210 | LV_1093-8_0_4_line_210 |  | 196 | 198 | 0.022602 | 0.125 | 0.08 | 261 | 0 | 0.364 | 1 | 1 | cs | TRUE
211 | LV_1093-8_0_4_line_211 |  | 197 | 199 | 0.029554 | 0.125 | 0.08 | 261 | 0 | 0.364 | 1 | 1 | cs | TRUE
212 | LV_1093-8_0_4_line_212 |  | 199 | 203 | 0.0049456 | 0.125 | 0.08 | 261 | 0 | 0.364 | 1 | 1 | cs | TRUE
213 | LV_1093-8_0_4_line_213 |  | 200 | 201 | 0.019286 | 0.125 | 0.08 | 261 | 0 | 0.364 | 1 | 1 | cs | TRUE
214 | LV_1093-8_0_4_line_214 |  | 200 | 202 | 0.00843 | 0.125 | 0.08 | 261 | 0 | 0.364 | 1 | 1 | cs | TRUE
215 | LV_1093-8_0_4_line_215 |  | 201 | 203 | 0.0071955 | 0.125 | 0.08 | 261 | 0 | 0.364 | 1 | 1 | cs | TRUE
216 | LV_1093-8_0_4_line_216 |  | 202 | 204 | 0.030475 | 0.125 | 0.08 | 261 | 0 | 0.364 | 1 | 1 | cs | TRUE
217 | LV_1093-8_0_4_line_217 |  | 204 | 205 | 0.018097 | 0.125 | 0.08 | 261 | 0 | 0.364 | 1 | 1 | cs | TRUE
218 | LV_1093-8_0_4_line_218 |  | 205 | 206 | 0.0065229 | 0.125 | 0.08 | 261 | 0 | 0.364 | 1 | 1 | cs | TRUE
219 | LV_1093-8_0_4_line_219 |  | 207 | 208 | 0.021483 | 0.125 | 0.08 | 261 | 0 | 0.364 | 1 | 1 | cs | TRUE
220 | LV_1093-8_0_4_line_220 |  | 207 | 209 | 0.017061 | 0.125 | 0.08 | 261 | 0 | 0.364 | 1 | 1 | cs | TRUE
221 | LV_1093-8_0_4_line_221 |  | 208 | 210 | 0.028366 | 0.125 | 0.08 | 261 | 0 | 0.364 | 1 | 1 | cs | TRUE
222 | LV_1093-8_0_4_line_222 |  | 209 | 211 | 0.0039055 | 0.125 | 0.08 | 261 | 0 | 0.364 | 1 | 1 | cs | TRUE
223 | LV_1093-8_0_4_line_223 |  | 209 | 212 | 0.024602 | 0.125 | 0.08 | 261 | 0 | 0.364 | 1 | 1 | cs | TRUE
224 | LV_1093-8_0_4_line_224 |  | 210 | 213 | 0.0024013 | 0.125 | 0.08 | 261 | 0 | 0.364 | 1 | 1 | cs | TRUE
225 | LV_1093-8_0_4_line_225 |  | 211 | 214 | 0.024999 | 0.125 | 0.08 | 261 | 0 | 0.364 | 1 | 1 | cs | TRUE
226 | LV_1093-8_0_4_line_226 |  | 212 | 215 | 0.00031746 | 0.125 | 0.08 | 261 | 0 | 0.364 | 1 | 1 | cs | TRUE
227 | LV_1093-8_0_4_line_227 |  | 213 | 216 | 0.029143 | 0.125 | 0.08 | 261 | 0 | 0.364 | 1 | 1 | cs | TRUE
228 | LV_1093-8_0_4_line_228 |  | 214 | 217 | 4.7984e-05 | 0.125 | 0.08 | 261 | 0 | 0.364 | 1 | 1 | cs | TRUE
229 | LV_1093-8_0_4_line_229 |  | 216 | 218 | 0.015687 | 0.125 | 0.08 | 261 | 0 | 0.364 | 1 | 1 | cs | TRUE
230 | LV_1093-8_0_4_line_230 |  | 219 | 261 | 0.0094885 | 0.125 | 0.08 | 261 | 0 | 0.364 | 1 | 1 | cs | TRUE
231 | LV_1093-8_0_4_line_231 |  | 222 | 223 | 0.0046499 | 0.125 | 0.08 | 261 | 0 | 0.364 | 1 | 1 | cs | TRUE
232 | LV_1093-8_0_4_line_232 |  | 224 | 225 | 0.005877 | 0.125 | 0.08 | 261 | 0 | 0.364 | 1 | 1 | cs | TRUE
233 | LV_1093-8_0_4_line_233 |  | 226 | 227 | 0.011325 | 0.125 | 0.08 | 261 | 0 | 0.364 | 1 | 1 | cs | TRUE
234 | LV_1093-8_0_4_line_234 |  | 226 | 228 | 0.012123 | 0.125 | 0.08 | 261 | 0 | 0.364 | 1 | 1 | cs | TRUE
235 | LV_1093-8_0_4_line_235 |  | 227 | 229 | 0.012356 | 0.125 | 0.08 | 261 | 0 | 0.364 | 1 | 1 | cs | TRUE
236 | LV_1093-8_0_4_line_236 |  | 227 | 230 | 0.015135 | 0.125 | 0.08 | 261 | 0 | 0.364 | 1 | 1 | cs | TRUE
237 | LV_1093-8_0_4_line_237 |  | 230 | 231 | 0.0033453 | 0.125 | 0.08 | 261 | 0 | 0.364 | 1 | 1 | cs | TRUE
238 | LV_1093-8_0_4_line_238 |  | 231 | 232 | 0.020501 | 0.125 | 0.08 | 261 | 0 | 0.364 | 1 | 1 | cs | TRUE
239 | LV_1093-8_0_4_line_239 |  | 232 | 257 | 0.006953 | 0.125 | 0.08 | 261 | 0 | 0.364 | 1 | 1 | cs | TRUE
240 | LV_1093-8_0_4_line_240 |  | 232 | 258 | 0.019756 | 0.125 | 0.08 | 261 | 0 | 0.364 | 1 | 1 | cs | TRUE
241 | LV_1093-8_0_4_line_241 |  | 233 | 234 | 0.01789 | 0.125 | 0.08 | 261 | 0 | 0.364 | 1 | 1 | cs | TRUE
242 | LV_1093-8_0_4_line_242 |  | 233 | 235 | 0.0046591 | 0.125 | 0.08 | 261 | 0 | 0.364 | 1 | 1 | cs | TRUE
243 | LV_1093-8_0_4_line_243 |  | 234 | 236 | 0.009701 | 0.125 | 0.08 | 261 | 0 | 0.364 | 1 | 1 | cs | TRUE
244 | LV_1093-8_0_4_line_244 |  | 234 | 237 | 0.015487 | 0.125 | 0.08 | 261 | 0 | 0.364 | 1 | 1 | cs | TRUE
245 | LV_1093-8_0_4_line_245 |  | 235 | 238 | 0.009927 | 0.125 | 0.08 | 261 | 0 | 0.364 | 1 | 1 | cs | TRUE
246 | LV_1093-8_0_4_line_246 |  | 235 | 239 | 0.0032027 | 0.125 | 0.08 | 261 | 0 | 0.364 | 1 | 1 | cs | TRUE
247 | LV_1093-8_0_4_line_247 |  | 237 | 240 | 0.013487 | 0.125 | 0.08 | 261 | 0 | 0.364 | 1 | 1 | cs | TRUE
248 | LV_1093-8_0_4_line_248 |  | 239 | 241 | 0.013119 | 0.125 | 0.08 | 261 | 0 | 0.364 | 1 | 1 | cs | TRUE
249 | LV_1093-8_0_4_line_249 |  | 241 | 243 | 0.008484 | 0.125 | 0.08 | 261 | 0 | 0.364 | 1 | 1 | cs | TRUE
250 | LV_1093-8_0_4_line_250 |  | 241 | 244 | 0.01627 | 0.125 | 0.08 | 261 | 0 | 0.364 | 1 | 1 | cs | TRUE
251 | LV_1093-8_0_4_line_251 |  | 244 | 245 | 0.007636 | 0.125 | 0.08 | 261 | 0 | 0.364 | 1 | 1 | cs | TRUE
252 | LV_1093-8_0_4_line_252 |  | 244 | 246 | 0.0072613 | 0.125 | 0.08 | 261 | 0 | 0.364 | 1 | 1 | cs | TRUE
253 | LV_1093-8_0_4_line_253 |  | 246 | 260 | 0.022791 | 0.125 | 0.08 | 261 | 0 | 0.364 | 1 | 1 | cs | TRUE
254 | LV_1093-8_0_4_line_254 |  | 248 | 249 | 0.0052923 | 0.125 | 0.08 | 261 | 0 | 0.364 | 1 | 1 | cs | TRUE
255 | LV_1093-8_0_4_line_255 |  | 251 | 252 | 0.10514 | 0.125 | 0.08 | 261 | 0 | 0.364 | 1 | 1 | cs | TRUE
256 | LV_1093-8_0_4_line_256 |  | 251 | 253 | 0.17168 | 0.125 | 0.08 | 261 | 0 | 0.364 | 1 | 1 | cs | TRUE
257 | LV_1093-8_0_4_line_257 |  | 252 | 254 | 0.1447 | 0.125 | 0.08 | 261 | 0 | 0.364 | 1 | 1 | cs | TRUE
258 | LV_1093-8_0_4_line_258 |  | 253 | 255 | 0.020631 | 0.125 | 0.08 | 261 | 0 | 0.364 | 1 | 1 | cs | TRUE
259 | LV_1093-8_0_4_line_259 |  | 254 | 256 | 0.053935 | 0.125 | 0.08 | 261 | 0 | 0.364 | 1 | 1 | cs | TRUE
260 | LV_1093-8_0_4_line_260 |  | 255 | 262 | 0.008204 | 0.125 | 0.08 | 261 | 0 | 0.364 | 1 | 1 | cs | TRUE
261 | LV_1093-8_0_4_line_261 |  | 255 | 260 | 0.007477 | 0.125 | 0.08 | 261 | 0 | 0.364 | 1 | 1 | cs | TRUE
262 | LV_1093-8_0_4_line_262 |  | 256 | 272 | 0.078159 | 0.125 | 0.08 | 261 | 0 | 0.364 | 1 | 1 | cs | TRUE
263 | LV_1093-8_0_4_line_263 |  | 258 | 259 | 0.022965 | 0.125 | 0.08 | 261 | 0 | 0.364 | 1 | 1 | cs | TRUE
264 | LV_1093-8_0_4_line_264 |  | 258 | 260 | 0.010331 | 0.125 | 0.08 | 261 | 0 | 0.364 | 1 | 1 | cs | TRUE
265 | LV_1093-8_0_4_line_265 |  | 263 | 268 | 0.039914 | 0.125 | 0.08 | 261 | 0 | 0.364 | 1 | 1 | cs | TRUE
266 | LV_1093-8_0_4_line_266 |  | 264 | 271 | 0.0019455 | 0.125 | 0.08 | 261 | 0 | 0.364 | 1 | 1 | cs | TRUE
267 | LV_1093-8_0_4_line_267 |  | 264 | 266 | 0.005289 | 0.125 | 0.08 | 261 | 0 | 0.364 | 1 | 1 | cs | TRUE
268 | LV_1093-8_0_4_line_268 |  | 266 | 267 | 0.005741 | 0.125 | 0.08 | 261 | 0 | 0.364 | 1 | 1 | cs | TRUE
269 | LV_1093-8_0_4_line_269 |  | 267 | 269 | 0.0055019 | 0.125 | 0.08 | 261 | 0 | 0.364 | 1 | 1 | cs | TRUE
270 | LV_1093-8_0_4_line_270 |  | 267 | 270 | 0.028351 | 0.125 | 0.08 | 261 | 0 | 0.364 | 1 | 1 | cs | TRUE
271 | LV_1093-8_0_4_line_271 |  | 269 | 276 | 0.012067 | 0.125 | 0.08 | 261 | 0 | 0.364 | 1 | 1 | cs | TRUE
272 | LV_1093-8_0_4_line_272 |  | 270 | 275 | 0.015912 | 0.125 | 0.08 | 261 | 0 | 0.364 | 1 | 1 | cs | TRUE
273 | LV_1093-8_0_4_line_273 |  | 272 | 273 | 0.12471 | 0.125 | 0.08 | 261 | 0 | 0.364 | 1 | 1 | cs | TRUE
274 | LV_1093-8_0_4_line_274 |  | 273 | 274 | 0.031392 | 0.125 | 0.08 | 261 | 0 | 0.364 | 1 | 1 | cs | TRUE
275 | LV_1093-8_0_4_line_275 |  | 274 | 275 | 0.11549 | 0.125 | 0.08 | 261 | 0 | 0.364 | 1 | 1 | cs | TRUE

## trafo
| name | std_type | hv_bus | lv_bus | sn_mva | vn_hv_kv | vn_lv_kv | vk_percent | vkr_percent | pfe_kw | i0_percent | shift_degree | tap_side | tap_neutral | tap_min | tap_max | tap_step_percent | tap_step_degree | tap_pos | tap_phase_shifter | parallel | df | in_service
0 | LV_1093-8_0_4_trafo_70 | 0.63 MVA 20/0.4 kV | 277 | 112 | 0.63 | 20 | 0.4 | 6 | 1.206 | 1.65 | 0.2619 | 150 | hv | 0 | -2 | 2 | 2.5 | 0 | 0 | FALSE | 1 | 1 | TRUE

## line_geodata
| x0 | y0 | x1 | y1 | x2 | y2 | x3 | y3 | x4 | y4 | x5 | y5 | x6 | y6 | x7 | y7 | x8 | y8 | x9 | y9 | x10 | y10
0 | 2659668.2021 | 1215841.7526 | 2659650.5854 | 1215855.7929
1 | 2659668.2021 | 1215841.7526 | 2659679.3763 | 1215854.7461
2 | 2659656.6768 | 1215844.6724 | 2659664.9296 | 1215837.9508 | 2659668.2021 | 1215841.7526
3 | 2659656.6768 | 1215844.6724 | 2659629.4906 | 1215818.3843 | 2659625.6445 | 1215814.1262
4 | 2659461.1284 | 1215991.0093 | 2659456.3956 | 1215985.9256 | 2659452.3936 | 1215979.882 | 2659451.0315 | 1215976.3774 | 2659450.7853 | 1215972.895 | 2659451.9535 | 1215968.4373 | 2659454.2482 | 1215962.9457 | 2659459.2971 | 1215954.6242
5 | 2659425.2104 | 1215987.538 | 2659427.0967 | 1215991.7816 | 2659425.7454 | 1216010.7909 | 2659426.6582 | 1216014.4356 | 2659431.4063 | 1216010.3804 | 2659450.1185 | 1215997.8704 | 2659454.6493 | 1215995.8143 | 2659461.1284 | 1215991.0093
6 | 2659491.9496 | 1216266.219 | 2659476.9387 | 1216293.2627
7 | 2659491.9496 | 1216266.219 | 2659529.0708 | 1216174.9112
8 | 2659491.9496 | 1216266.219 | 2659529.9895 | 1216329.2152
9 | 2659462.1939 | 1216319.8271 | 2659476.9387 | 1216293.2627
10 | 2659529.0708 | 1216174.9112 | 2659519.1539 | 1216161.3038
11 | 2659529.0708 | 1216174.9112 | 2659538.5129 | 1216166.1111 | 2659551.54 | 1216152.644
12 | 2659529.9895 | 1216329.2152 | 2659558.7633 | 1216373.4143
13 | 2659529.9895 | 1216329.2152 | 2659524.776 | 1216338.1136
14 | 2659440.4161 | 1215906.7974 | 2659625.6445 | 1215814.1262
15 | 2659440.4161 | 1215906.7974 | 2659437.2112 | 1215920.9056 | 2659433.9871 | 1215937.2074
16 | 2659426.2861 | 1215983.1254 | 2659428.6225 | 1215973.5412 | 2659428.7749 | 1215971.2079 | 2659429.5348 | 1215959.7196 | 2659433.9871 | 1215937.2074
17 | 2659417.9928 | 1216036.7074 | 2659416.3013 | 1216042.6275 | 2659416.475 | 1216045.0085 | 2659417.9232 | 1216049.7814 | 2659423.1539 | 1216064.3313 | 2659429.5925 | 1216077.2923 | 2659435.7888 | 1216084.8476 | 2659443.8236 | 1216093.0661 | 2659447.8287 | 1216095.741 | 2659453.39 | 1216096.9305 | 2659459.1279 | 1216100.2135
18 | 2659401.4414 | 1216038.1211 | 2659411.4438 | 1216031.7724 | 2659411.7873 | 1216032.354 | 2659415.1327 | 1216037.9908 | 2659417.9928 | 1216036.7074
19 | 2659417.9928 | 1216036.7074 | 2659415.9663 | 1216029.0158 | 2659420.1244 | 1216026.2444 | 2659428.3161 | 1216021.0228 | 2659426.6582 | 1216014.4356 | 2659425.7454 | 1216010.7909 | 2659427.0967 | 1215991.7816 | 2659425.2104 | 1215987.538
20 | 2659459.1279 | 1216100.2135 | 2659463.7331 | 1216102.8484 | 2659475.372 | 1216113.9345
21 | 2659401.4414 | 1216038.1211 | 2659373.7935 | 1216053.5775 | 2659341.7317 | 1216070.0685 | 2659336.1685 | 1216072.8444
22 | 2659425.2104 | 1215987.538 | 2659426.2861 | 1215983.1254
23 | 2659425.2104 | 1215987.538 | 2659412.9267 | 1215982.0344 | 2659405.3652 | 1215978.4277
24 | 2659486.5926 | 1216120.5872 | 2659486.5926 | 1216120.5872 | 2659481.9398 | 1216118.9065 | 2659477.8882 | 1216116.3311 | 2659475.372 | 1216113.9345
25 | 2659336.1685 | 1216072.8444 | 2659317.0729 | 1216082.3725
26 | 2659405.3652 | 1215978.4277 | 2659403.6212 | 1215977.5958
27 | 2659486.5926 | 1216120.5872 | 2659496.6755 | 1216119.098 | 2659502.0437 | 1216119.852 | 2659508.5821 | 1216122.7969 | 2659537.0993 | 1216143.4777
28 | 2659317.0729 | 1216082.3725 | 2659294.0854 | 1216093.8425 | 2659276.1939 | 1216101.5808
29 | 2659367.6486 | 1215966.2582 | 2659372.0173 | 1215966.6398 | 2659387.4065 | 1215969.8617 | 2659403.6212 | 1215977.5958
30 | 2659551.54 | 1216152.644 | 2659541.5993 | 1216146.7412 | 2659537.0993 | 1216143.4777
31 | 2659499.6511 | 1216719.9305 | 2659508.03 | 1216720.2032 | 2659517.8981 | 1216719.6013 | 2659527.9833 | 1216721.5809 | 2659534.0312 | 1216724.5014
32 | 2659499.6511 | 1216719.9305 | 2659500.0112 | 1216723.4029
33 | 2659498.9374 | 1216713.0969 | 2659499.6511 | 1216719.9305
34 | 2659500.0112 | 1216723.4029 | 2659501.2899 | 1216736.7683 | 2659505.7078 | 1216748.8879
35 | 2659500.0112 | 1216723.4029 | 2659491.7805 | 1216724.2657 | 2659483.5358 | 1216726.5182 | 2659477.3927 | 1216730.4371 | 2659474.0613 | 1216734.851 | 2659473.2587 | 1216736.4692
36 | 2659498.9374 | 1216713.0969 | 2659501.2893 | 1216706.4163 | 2659508.1875 | 1216696.3312
37 | 2659498.9374 | 1216713.0969 | 2659489.3585 | 1216708.3095 | 2659482.0675 | 1216704.7529
38 | 2659505.7078 | 1216748.8879 | 2659506.773 | 1216751.8101 | 2659518.402 | 1216763.3999 | 2659522.6509 | 1216767.4057
39 | 2659440.504 | 1216670.2211 | 2659452.2663 | 1216682.1791 | 2659462.2745 | 1216691.8848 | 2659474.1648 | 1216700.8978 | 2659482.0675 | 1216704.7529
40 | 2659538.6556 | 1216780.8905 | 2659531.203 | 1216775.4685 | 2659522.6509 | 1216767.4057
41 | 2659440.504 | 1216670.2211 | 2659453.5898 | 1216662.9026 | 2659458.0947 | 1216660.0088
42 | 2659440.504 | 1216670.2211 | 2659434.8362 | 1216674.1333
43 | 2659556.4044 | 1216793.3311 | 2659544.2649 | 1216784.9714 | 2659538.6556 | 1216780.8905
44 | 2659468.2005 | 1216653.5169 | 2659458.0947 | 1216660.0088
45 | 2659429.4611 | 1216679.7414 | 2659433.2797 | 1216675.2077 | 2659434.8362 | 1216674.1333
46 | 2659518.3033 | 1216349.1614 | 2659524.776 | 1216338.1136
47 | 2659518.3033 | 1216349.1614 | 2659514.3149 | 1216355.969
48 | 2659514.3149 | 1216355.969 | 2659505.1647 | 1216371.5867
49 | 2659558.7633 | 1216373.4143 | 2659561.1192 | 1216377.0332 | 2659566.7315 | 1216392.8434 | 2659568.3552 | 1216405.8676 | 2659568.4738 | 1216409.8135
50 | 2659497.8416 | 1216386.0315 | 2659501.0161 | 1216378.6675 | 2659505.1647 | 1216371.5867
51 | 2659568.4738 | 1216409.8135 | 2659568.7312 | 1216418.3791 | 2659564.5379 | 1216436.8375 | 2659562.5013 | 1216441.2333
52 | 2659496.4375 | 1216399.0729 | 2659496.1532 | 1216397.2971 | 2659497.2698 | 1216387.3577 | 2659497.8416 | 1216386.0315
53 | 2659540.8195 | 1216471.8172 | 2659548.9558 | 1216464.4432 | 2659557.6162 | 1216451.7775 | 2659562.5013 | 1216441.2333
54 | 2659462.1939 | 1216319.8271 | 2659452.5361 | 1216337.2266
55 | 2659256.7522 | 1216109.9896 | 2659276.1939 | 1216101.5808
56 | 2659356.0539 | 1215965.2453 | 2659356.2148 | 1215965.2594 | 2659367.6486 | 1215966.2582
57 | 2659356.0539 | 1215965.2453 | 2659169.3187 | 1215891.7707
58 | 2659164.8446 | 1215894.5477 | 2659169.3187 | 1215891.7707
59 | 2659501.6086 | 1216419.1156 | 2659497.6826 | 1216406.8516 | 2659496.4375 | 1216399.0729
60 | 2659536.2512 | 1216475.9573 | 2659540.8195 | 1216471.8172
61 | 2659443.8571 | 1216352.8628 | 2659452.5361 | 1216337.2266
62 | 2659418.3895 | 1216841.3014 | 2659404.4538 | 1216824.3567 | 2659398.5401 | 1216813.539
63 | 2659389.4205 | 1216790.2081 | 2659395.3053 | 1216807.6219 | 2659398.5401 | 1216813.539
64 | 2659389.5247 | 1216763.7596 | 2659394.0796 | 1216769.8865 | 2659394.4709 | 1216777.8508 | 2659391.2887 | 1216787.1026 | 2659389.4205 | 1216790.2081
65 | 2659389.4205 | 1216790.2081 | 2659374.0375 | 1216816.4848
66 | 2659389.5247 | 1216763.7596 | 2659394.5788 | 1216757.0435
67 | 2659389.5247 | 1216763.7596 | 2659384.2297 | 1216751.9107 | 2659381.9426 | 1216749.0339
68 | 2659374.0375 | 1216816.4848 | 2659373.3905 | 1216817.59
69 | 2659408.2428 | 1216735.4033 | 2659401.6657 | 1216747.6261 | 2659394.5788 | 1216757.0435
70 | 2659362.4753 | 1216724.8107 | 2659369.6535 | 1216733.5764 | 2659381.9426 | 1216749.0339
71 | 2659330.7082 | 1216904.4138 | 2659332.8245 | 1216898.3001 | 2659338.2904 | 1216884.5905 | 2659349.625 | 1216860.1994 | 2659359.8092 | 1216840.7889 | 2659373.3905 | 1216817.59
72 | 2659408.2428 | 1216735.4033 | 2659408.7589 | 1216734.4442 | 2659417.102 | 1216707.0883 | 2659427.94 | 1216681.5473 | 2659429.4611 | 1216679.7414
73 | 2659362.4753 | 1216724.8107 | 2659351.9611 | 1216723.9722 | 2659347.6065 | 1216724.418 | 2659342.1062 | 1216727.832 | 2659338.7418 | 1216731.1399
74 | 2659362.4753 | 1216724.8107 | 2659355.6646 | 1216716.4933 | 2659347.3623 | 1216703.1914 | 2659346.1498 | 1216699.6467
75 | 2659330.7082 | 1216904.4138 | 2659321.7561 | 1216930.2763 | 2659321.7561 | 1216930.2763
76 | 2659613.6189 | 1217008.0541 | 2659982.6382 | 1217141.7119
77 | 2659556.4044 | 1216793.3311 | 2659613.6189 | 1217008.0541
78 | 2659292.119 | 1216789.4774 | 2659300.2122 | 1216779.0801 | 2659301.1357 | 1216774.0084 | 2659304.5551 | 1216767.6051 | 2659320.6461 | 1216748.9315 | 2659338.7418 | 1216731.1399
79 | 2659321.0261 | 1216952.3316 | 2659321.7561 | 1216930.2763
80 | 2659496.4159 | 1216610.5309 | 2659493.1482 | 1216601.7151 | 2659483.5309 | 1216591.7831
81 | 2659461.5964 | 1216571.1482 | 2659476.7661 | 1216584.7968 | 2659483.5309 | 1216591.7831
82 | 2659496.4159 | 1216610.5309 | 2659502.9371 | 1216609.8177 | 2659519.7317 | 1216617.3455 | 2659545.2821 | 1216628.463
83 | 2659496.4159 | 1216610.5309 | 2659494.5547 | 1216622.8088 | 2659487.991 | 1216634.6283 | 2659473.3421 | 1216650.214 | 2659468.2005 | 1216653.5169
84 | 2659461.5964 | 1216571.1482 | 2659467.3435 | 1216559.9561
85 | 2659461.5964 | 1216571.1482 | 2659454.8473 | 1216568.8239 | 2659444.6439 | 1216567.952
86 | 2659545.2821 | 1216628.463 | 2659557.5103 | 1216626.4617 | 2659569.5431 | 1216616.6647 | 2659582.5899 | 1216604.1652 | 2659596.4603 | 1216584.4806 | 2659601.7995 | 1216572.1486 | 2659607.6695 | 1216556.8423 | 2659611.4936 | 1216547.219
87 | 2659422.3098 | 1216569.8757 | 2659429.2691 | 1216568.0685 | 2659442.1791 | 1216567.7414 | 2659444.6439 | 1216567.952
88 | 2659721.496 | 1216511.7868 | 2659715.7008 | 1216515.7979 | 2659706.4653 | 1216519.9191 | 2659694.2562 | 1216523.021 | 2659671.0855 | 1216528.2367 | 2659646.9402 | 1216532.2087 | 2659635.2272 | 1216535.06 | 2659623.7349 | 1216540.8931 | 2659611.4936 | 1216547.219
89 | 2659422.3098 | 1216569.8757 | 2659414.4258 | 1216571.9229 | 2659399.5353 | 1216581.2804 | 2659389.8699 | 1216593.0147
90 | 2659721.496 | 1216511.7868 | 2659921.3411 | 1216590.5268
91 | 2659516.2373 | 1216494.176 | 2659517.5658 | 1216492.8918 | 2659536.2512 | 1216475.9573
92 | 2659370.3802 | 1216615.3798 | 2659374.8984 | 1216611.7871 | 2659381.7595 | 1216602.861 | 2659389.8699 | 1216593.0147
93 | 2659367.3451 | 1216617.7933 | 2659370.3802 | 1216615.3798
94 | 2659260.3552 | 1216384.2856 | 2659276.6312 | 1216393.6642
95 | 2659276.6312 | 1216393.6642 | 2659271.3284 | 1216403.9848
96 | 2659276.6312 | 1216393.6642 | 2659281.221 | 1216396.3053
97 | 2658974.0579 | 1216220.9915 | 2658953.1278 | 1216228.8876
98 | 2658974.0579 | 1216220.9915 | 2658971.022 | 1216208.5983 | 2658969.5487 | 1216194.0526 | 2658963.7339 | 1216177.7407
99 | 2658942.7276 | 1216232.8112 | 2658953.1278 | 1216228.8876
100 | 2658963.7339 | 1216177.7407 | 2658963.1731 | 1216176.1675 | 2658958.2252 | 1216169.0909
101 | 2658942.7276 | 1216232.8112 | 2658944.8149 | 1216239.0246
102 | 2658942.7276 | 1216232.8112 | 2658883.2743 | 1216255.244
103 | 2658958.2252 | 1216169.0909 | 2658955.2671 | 1216164.8602 | 2658945.4379 | 1216153.0002 | 2658945.4379 | 1216153.0002
104 | 2658944.8149 | 1216239.0246 | 2658951.5845 | 1216259.1892
105 | 2658863.1335 | 1216262.8435 | 2658883.2743 | 1216255.244
106 | 2658945.4379 | 1216153.0002 | 2658937.7479 | 1216146.7092 | 2658931.9037 | 1216142.6489 | 2658928.8314 | 1216140.4371
107 | 2659281.4933 | 1216504.1246 | 2659283.8112 | 1216500.001 | 2659283.8112 | 1216500.001
108 | 2659293.247 | 1216505.385 | 2659283.8112 | 1216500.001
109 | 2659281.4933 | 1216504.1246 | 2659273.6148 | 1216518.1412
110 | 2659310.4833 | 1216515.22 | 2659293.247 | 1216505.385
111 | 2659265.8612 | 1216531.9356 | 2659273.6148 | 1216518.1412
112 | 2659310.4833 | 1216515.22 | 2659329.587 | 1216526.1278
113 | 2659310.4833 | 1216515.22 | 2659303.6696 | 1216527.6158
114 | 2659258.4005 | 1216545.2088 | 2659265.8612 | 1216531.9356
115 | 2659340.4468 | 1216532.3286 | 2659329.587 | 1216526.1278
116 | 2659295.4632 | 1216542.545 | 2659303.6696 | 1216527.6158
117 | 2659340.4468 | 1216532.3286 | 2659349.1431 | 1216516.8839
118 | 2659340.4468 | 1216532.3286 | 2659332.99 | 1216545.632
119 | 2659289.0663 | 1216554.1824 | 2659295.4632 | 1216542.545
120 | 2659359.4523 | 1216498.5748 | 2659349.1431 | 1216516.8839
121 | 2659332.99 | 1216545.632 | 2659326.3792 | 1216557.4262
122 | 2659289.0663 | 1216554.1824 | 2659284.8209 | 1216561.9058
123 | 2659326.3792 | 1216557.4262 | 2659323.6906 | 1216562.2227
124 | 2659317.0585 | 1216574.0548 | 2659323.6906 | 1216562.2227
125 | 2659317.0585 | 1216574.0548 | 2659314.4508 | 1216578.7072
126 | 2659298.2438 | 1216607.6217 | 2659314.4508 | 1216578.7072
127 | 2659301.2204 | 1216609.0967 | 2659298.2438 | 1216607.6217
128 | 2659298.2438 | 1216607.6217 | 2659286.1295 | 1216601.6096
129 | 2659282.5138 | 1216642.6313 | 2659301.2204 | 1216609.0967
130 | 2659301.2204 | 1216609.0967 | 2659316.282 | 1216582.1007
131 | 2659286.023 | 1216601.5568 | 2659286.1295 | 1216601.6096
132 | 2659359.4523 | 1216498.5748 | 2659344.6628 | 1216494.3843
133 | 2659359.4523 | 1216498.5748 | 2659376.5295 | 1216467.8785
134 | 2659362.1931 | 1216499.347 | 2659359.4523 | 1216498.5748
135 | 2659282.5138 | 1216642.6313 | 2659290.2876 | 1216644.2096 | 2659297.0766 | 1216643.2765 | 2659314.9979 | 1216637.7693
136 | 2659241.795 | 1216652.0213 | 2659241.9103 | 1216654.9353 | 2659248.9817 | 1216654.6165 | 2659267.3242 | 1216652.3307 | 2659276.6375 | 1216648.7322 | 2659282.5138 | 1216642.6313
137 | 2659241.795 | 1216652.0213 | 2659266.4898 | 1216650.0363
138 | 2659247.4297 | 1216640.4257 | 2659241.7528 | 1216650.9202 | 2659241.795 | 1216652.0213
139 | 2659241.795 | 1216652.0213 | 2659233.2318 | 1216652.7144 | 2659224.4827 | 1216653.0166 | 2659216.8698 | 1216652.0515 | 2659211.2339 | 1216650.7836 | 2659210.2126 | 1216650.4177
140 | 2659286.023 | 1216601.5568 | 2659270.3559 | 1216593.7814
141 | 2659210.2126 | 1216650.4177 | 2659216.1543 | 1216640.0148 | 2659218.5512 | 1216634.1238 | 2659218.7131 | 1216632.3924
142 | 2659210.2126 | 1216650.4177 | 2659208.9359 | 1216652.8287 | 2659202.3171 | 1216650.3837 | 2659197.47 | 1216648.4233 | 2659193.9424 | 1216646.6205 | 2659191.0191 | 1216644.3679 | 2659188.0733 | 1216640.5474
143 | 2659188.0733 | 1216640.5474 | 2659169.5986 | 1216639.3086
144 | 2659188.0733 | 1216640.5474 | 2659186.9009 | 1216636.2887 | 2659186.9206 | 1216634.2988 | 2659187.1441 | 1216631.6772 | 2659188.2744 | 1216628.7088 | 2659196.44 | 1216613.0135
145 | 2659247.4297 | 1216640.4257 | 2659238.1809 | 1216639.8223
146 | 2659247.4297 | 1216640.4257 | 2659254.8727 | 1216626.6669
147 | 2659338.1774 | 1216629.769 | 2659328.2313 | 1216633.7027 | 2659314.9979 | 1216637.7693
148 | 2659196.44 | 1216613.0135 | 2659202.4954 | 1216602.0728
149 | 2659196.44 | 1216613.0135 | 2659187.9711 | 1216609.5607 | 2659182.2005 | 1216608.8474 | 2659166.3421 | 1216607.6276
150 | 2659208.4151 | 1216556.242 | 2659214.3293 | 1216560.0697 | 2659216.5315 | 1216563.0823
151 | 2659216.5315 | 1216563.0823 | 2659219.6186 | 1216561.8567 | 2659220.9542 | 1216565.739 | 2659221.4155 | 1216569.7349 | 2659221.4426 | 1216573.1262 | 2659221.3323 | 1216573.5253 | 2659227.7493 | 1216577.1913 | 2659233.419 | 1216580.4163 | 2659246.0264 | 1216587.6126
152 | 2659206.3594 | 1216565.2271 | 2659206.8662 | 1216560.0734 | 2659208.4151 | 1216556.242
153 | 2659182.1439 | 1216552.6234 | 2659199.8669 | 1216553.8779 | 2659208.4151 | 1216556.242
154 | 2659246.0264 | 1216587.6126 | 2659238.1259 | 1216601.4911
155 | 2659246.0264 | 1216587.6126 | 2659253.2581 | 1216574.9068
156 | 2659367.3451 | 1216617.7933 | 2659358.7505 | 1216621.6324 | 2659338.1774 | 1216629.769
157 | 2659150.2378 | 1216606.5288 | 2659155.1475 | 1216606.7666 | 2659166.3421 | 1216607.6276
158 | 2659182.1439 | 1216552.6234 | 2659181.4345 | 1216563.6676
159 | 2659182.1439 | 1216552.6234 | 2659163.9582 | 1216551.331
160 | 2659238.1259 | 1216601.4911 | 2659234.6575 | 1216607.5839
161 | 2659255.7858 | 1216570.4657 | 2659253.2581 | 1216574.9068
162 | 2659362.1931 | 1216499.347 | 2659363.8454 | 1216496.4509
163 | 2659382.6858 | 1216463.429 | 2659363.8454 | 1216496.4509
164 | 2659336.2931 | 1216492.0128 | 2659344.6628 | 1216494.3843
165 | 2659376.5295 | 1216467.8785 | 2659391.0148 | 1216441.841
166 | 2659385.7922 | 1216457.9788 | 2659382.6858 | 1216463.429
167 | 2659382.6858 | 1216463.429 | 2659386.5938 | 1216469.7273 | 2659395.8432 | 1216526.5055
168 | 2659336.2931 | 1216492.0128 | 2659333.9534 | 1216491.3499 | 2659328.9058 | 1216488.5842
169 | 2659396.0045 | 1216432.872 | 2659391.0148 | 1216441.841
170 | 2659383.3485 | 1216554.6182 | 2659373.4038 | 1216569.7914
171 | 2659395.8432 | 1216526.5055 | 2659398.1914 | 1216540.9199 | 2659397.5825 | 1216543.3598 | 2659396.9267 | 1216544.4095 | 2659388.9949 | 1216549.5336 | 2659383.5106 | 1216554.3709 | 2659383.3485 | 1216554.6182
172 | 2659370.0885 | 1216574.8498 | 2659373.4038 | 1216569.7914
173 | 2659385.7922 | 1216457.9788 | 2659358.1971 | 1216442.5216
174 | 2659357.5949 | 1216442.1843 | 2659358.1971 | 1216442.5216
175 | 2659347.9428 | 1216436.7778 | 2659357.5949 | 1216442.1843
176 | 2659422.6367 | 1216391.0936 | 2659443.8571 | 1216352.8628
177 | 2659422.6367 | 1216391.0936 | 2659420.0159 | 1216389.7111
178 | 2659420.0159 | 1216389.7111 | 2659417.5159 | 1216388.3965 | 2659407.1973 | 1216391.523
179 | 2659420.0159 | 1216389.7111 | 2659430.3668 | 1216370.5518
180 | 2659420.0159 | 1216389.7111 | 2659406.5693 | 1216413.8816
181 | 2659501.6086 | 1216419.1156 | 2659502.7221 | 1216422.5939
182 | 2659505.9804 | 1216432.7725 | 2659502.7221 | 1216422.5939
183 | 2659406.5693 | 1216413.8816 | 2659396.0045 | 1216432.872
184 | 2659400.623 | 1216393.515 | 2659407.1973 | 1216391.523
185 | 2659430.3668 | 1216370.5518 | 2659452.0043 | 1216330.5012
186 | 2659400.623 | 1216393.515 | 2659388.2184 | 1216397.2736
187 | 2659457.6272 | 1216320.0934 | 2659452.0043 | 1216330.5012
188 | 2659377.446 | 1216400.5377 | 2659388.2184 | 1216397.2736
189 | 2659470.5302 | 1216296.21 | 2659457.6272 | 1216320.0934
190 | 2659377.446 | 1216400.5377 | 2659365.5641 | 1216404.1379
191 | 2659269.1651 | 1216593.1904 | 2659270.3559 | 1216593.7814
192 | 2659321.0261 | 1216952.3316 | 2659320.7356 | 1216961.1074 | 2659324.3674 | 1216991.3066 | 2659326.66 | 1216997.3865
193 | 2659326.66 | 1216997.3865 | 2659073.4687 | 1217247.2175
194 | 2659073.4687 | 1217247.2175 | 2659079.3037 | 1217257.4483 | 2659089.0382 | 1217270.2193 | 2659095.478 | 1217282.2238 | 2659097.3721 | 1217290.2587
195 | 2659097.3721 | 1217290.2587 | 2659087.6421 | 1217290.8181 | 2659078.6425 | 1217293.765
196 | 2659078.6425 | 1217293.765 | 2659075.1518 | 1217294.908 | 2659059.6033 | 1217299.668 | 2659059.6033 | 1217299.668
197 | 2658972.9592 | 1217260.2639 | 2658974.654 | 1217259.7877
198 | 2658972.9592 | 1217260.2639 | 2658986.0884 | 1217275.9923
199 | 2659139.6599 | 1217614.8669 | 2659155.3141 | 1217600.9247 | 2659163.2024 | 1217591.0152
200 | 2659139.6599 | 1217614.8669 | 2659134.1498 | 1217604.5762
201 | 2658969.0798 | 1217365.9181 | 2659134.1498 | 1217604.5762
202 | 2658946.6061 | 1217340.089 | 2658969.0798 | 1217365.9181
203 | 2659059.6033 | 1217299.668 | 2659041.5017 | 1217301.601 | 2659040.4339 | 1217301.6379
204 | 2658934.9772 | 1217326.7238 | 2658946.6061 | 1217340.089
205 | 2658934.9772 | 1217326.7238 | 2658921.3896 | 1217311.1076 | 2658915.1164 | 1217303.9004
206 | 2658914.6568 | 1217303.3723 | 2658915.1164 | 1217303.9004
207 | 2658893.1633 | 1217279.8205 | 2658881.8628 | 1217268.7688 | 2658866.2474 | 1217245.7226 | 2658854.5786 | 1217224.2942 | 2658842.0631 | 1217197.8878 | 2658836.4873 | 1217185.9588 | 2658832.2832 | 1217177.3453 | 2658832.0413 | 1217177.0089
208 | 2658899.8173 | 1217286.3236 | 2658893.1633 | 1217279.8205
209 | 2658899.8173 | 1217286.3236 | 2658904.2391 | 1217282.8874 | 2658940.4807 | 1217271.294
210 | 2658899.8173 | 1217286.3236 | 2658914.6568 | 1217303.3723
211 | 2658940.4807 | 1217271.294 | 2658955.3075 | 1217277.3332 | 2658966.6819 | 1217284.6873
212 | 2658966.6819 | 1217284.6873 | 2658967.4443 | 1217285.1802 | 2658970.9693 | 1217287.1493
213 | 2658986.0884 | 1217275.9923 | 2658986.035 | 1217281.384 | 2658982.9117 | 1217288.6131 | 2658977.2512 | 1217290.6584
214 | 2658986.0884 | 1217275.9923 | 2658993.009 | 1217280.8058
215 | 2658970.9693 | 1217287.1493 | 2658977.2512 | 1217290.6584
216 | 2658993.009 | 1217280.8058 | 2658995.6558 | 1217282.6466 | 2659007.2987 | 1217292.8348 | 2659015.9034 | 1217300.8805
217 | 2659033.9149 | 1217301.8634 | 2659025.7596 | 1217302.1455 | 2659015.9034 | 1217300.8805 | 2659015.9034 | 1217300.8805
218 | 2659040.4339 | 1217301.6379 | 2659033.9149 | 1217301.8634
219 | 2659295.089 | 1216423.9425 | 2659292.5974 | 1216428.8446 | 2659284.7089 | 1216442.746
220 | 2659302.8194 | 1216408.7339 | 2659295.089 | 1216423.9425
221 | 2659287.4849 | 1216465.889 | 2659282.3488 | 1216463.0748 | 2659278.731 | 1216455.8233 | 2659282.3966 | 1216446.8209 | 2659284.7089 | 1216442.746
222 | 2659302.8194 | 1216408.7339 | 2659306.2916 | 1216410.5219
223 | 2659302.8194 | 1216408.7339 | 2659281.4962 | 1216396.4637
224 | 2659287.4849 | 1216465.889 | 2659289.5908 | 1216467.0429
225 | 2659328.5167 | 1216421.9669 | 2659306.2916 | 1216410.5219
226 | 2659281.221 | 1216396.3053 | 2659281.4962 | 1216396.4637
227 | 2659315.1485 | 1216481.0464 | 2659289.5908 | 1216467.0429
228 | 2659328.5593 | 1216421.9888 | 2659328.5167 | 1216421.9669
229 | 2659315.1485 | 1216481.0464 | 2659328.9058 | 1216488.5842
230 | 2659266.9921 | 1216412.4244 | 2659271.3284 | 1216403.9848
231 | 2659232.3571 | 1216611.6249 | 2659234.6575 | 1216607.5839
232 | 2659164.8446 | 1215894.5477 | 2659159.8509 | 1215897.6465
233 | 2659150.2378 | 1216606.5288 | 2659138.8929 | 1216605.9826
234 | 2659150.2378 | 1216606.5288 | 2659151.0512 | 1216594.433
235 | 2659138.8929 | 1216605.9826 | 2659138.2011 | 1216618.3167
236 | 2659138.8929 | 1216605.9826 | 2659123.7751 | 1216605.2527
237 | 2659120.4336 | 1216605.0914 | 2659123.7751 | 1216605.2527
238 | 2659100.0078 | 1216603.4845 | 2659109.0396 | 1216604.5413 | 2659120.4336 | 1216605.0914
239 | 2659100.0078 | 1216603.4845 | 2659099.347 | 1216610.4044
240 | 2659083.1594 | 1216594.4342 | 2659084.7868 | 1216596.4626 | 2659089.5602 | 1216600.5013 | 2659096.1781 | 1216603.0462 | 2659100.0078 | 1216603.4845
241 | 2659148.4659 | 1216550.2211 | 2659130.6206 | 1216548.9588
242 | 2659125.9665 | 1216549.0528 | 2659129.8172 | 1216548.902 | 2659130.6206 | 1216548.9588
243 | 2659148.4659 | 1216550.2211 | 2659147.808 | 1216559.8983
244 | 2659163.9582 | 1216551.331 | 2659148.4659 | 1216550.2211
245 | 2659125.9665 | 1216549.0528 | 2659125.4581 | 1216558.965
246 | 2659125.9665 | 1216549.0528 | 2659122.7664 | 1216549.1841
247 | 2659163.9582 | 1216551.331 | 2659164.8586 | 1216537.8761
248 | 2659110.004 | 1216551.7073 | 2659112.109 | 1216550.7498 | 2659118.7661 | 1216549.3483 | 2659122.7664 | 1216549.1841
249 | 2659110.004 | 1216551.7073 | 2659106.7488 | 1216543.8702
250 | 2659110.004 | 1216551.7073 | 2659107.0144 | 1216553.0674 | 2659101.7113 | 1216556.5058 | 2659096.8897 | 1216561.1498
251 | 2659096.8897 | 1216561.1498 | 2659101.9117 | 1216566.9142
252 | 2659096.8897 | 1216561.1498 | 2659091.6538 | 1216566.1808
253 | 2659079.9981 | 1216584.7858 | 2659079.8951 | 1216583.6841 | 2659081.0106 | 1216578.3808 | 2659085.2769 | 1216572.3082 | 2659091.6538 | 1216566.1808
254 | 2659360.4992 | 1216405.6726 | 2659365.5641 | 1216404.1379
255 | 2658789.4586 | 1216601.8803 | 2658795.1136 | 1216601.2357 | 2658799.8834 | 1216601.0381 | 2658805.6914 | 1216601.0399 | 2658815.7665 | 1216601.773 | 2658828.0614 | 1216603.7622 | 2658836.6807 | 1216605.8485 | 2658875.0639 | 1216619.9582 | 2658890.01 | 1216627.0581
256 | 2659057.4553 | 1216589.1675 | 2658890.01 | 1216627.0581
257 | 2658690.8997 | 1216495.9294 | 2658789.4586 | 1216601.8803
258 | 2659072.8491 | 1216586.0268 | 2659062.1976 | 1216594.4154 | 2659057.4553 | 1216589.1675
259 | 2658670.5002 | 1216455.8079 | 2658692.2033 | 1216472.3428 | 2658696.937 | 1216477.3702 | 2658694.0412 | 1216482.3114 | 2658691.9406 | 1216488.9948 | 2658690.8997 | 1216495.9294
260 | 2659072.8491 | 1216586.0268 | 2659067.4134 | 1216579.8692
261 | 2659072.8491 | 1216586.0268 | 2659074.104 | 1216585.0387 | 2659079.9981 | 1216584.7858
262 | 2658727.6741 | 1216442.3514 | 2658720.2764 | 1216434.1513 | 2658714.0226 | 1216427.7524 | 2658709.4799 | 1216424.1499 | 2658707.1958 | 1216423.2602 | 2658702.6114 | 1216423.8821 | 2658699.6298 | 1216426.7434 | 2658693.9541 | 1216433.3361 | 2658684.7437 | 1216443.4516 | 2658677.3841 | 1216450.6503 | 2658670.5002 | 1216455.8079
263 | 2659075.8078 | 1216612.2945 | 2659080.9621 | 1216603.9516 | 2659080.9174 | 1216603.095 | 2659079.9994 | 1216601.4961 | 2659077.7105 | 1216599.5722 | 2659083.1594 | 1216594.4342
264 | 2659079.9981 | 1216584.7858 | 2659080.2579 | 1216587.679 | 2659082.132 | 1216593.1565 | 2659083.1594 | 1216594.4342
265 | 2658963.6381 | 1216297.2353 | 2658957.1021 | 1216275.6241 | 2658951.5845 | 1216259.1892
266 | 2658863.1335 | 1216262.8435 | 2658861.2802 | 1216263.4354
267 | 2658864.9293 | 1216267.8198 | 2658863.1335 | 1216262.8435
268 | 2658866.8804 | 1216273.2202 | 2658864.9293 | 1216267.8198
269 | 2658866.8804 | 1216273.2202 | 2658868.751 | 1216278.3943
270 | 2658866.8804 | 1216273.2202 | 2658842.7998 | 1216288.2917
271 | 2658868.751 | 1216278.3943 | 2658872.8538 | 1216289.7426
272 | 2658842.7998 | 1216288.2917 | 2658832.0197 | 1216295.0784 | 2658829.5562 | 1216297.0787
273 | 2658727.6741 | 1216442.3514 | 2658686.8704 | 1216324.5097
274 | 2658714.8188 | 1216310.2157 | 2658686.8704 | 1216324.5097
275 | 2658829.5562 | 1216297.0787 | 2658714.8188 | 1216310.2157

## bus_geodata
| x | y | coords
0 | 2659650.5854 | 1215855.7929
1 | 2659668.2021 | 1215841.7526
2 | 2659679.3763 | 1215854.7461
3 | 2659656.6768 | 1215844.6724
4 | 2659459.2971 | 1215954.6242
5 | 2659461.1284 | 1215991.0093
6 | 2659491.9496 | 1216266.219
7 | 2659476.9387 | 1216293.2627
8 | 2659529.0708 | 1216174.9112
9 | 2659529.9895 | 1216329.2152
10 | 2659625.6445 | 1215814.1262
11 | 2659440.4161 | 1215906.7974
12 | 2659433.9871 | 1215937.2074
13 | 2659417.9928 | 1216036.7074
14 | 2659459.1279 | 1216100.2135
15 | 2659401.4414 | 1216038.1211
16 | 2659425.2104 | 1215987.538
17 | 2659475.372 | 1216113.9345
18 | 2659336.1685 | 1216072.8444
19 | 2659426.2861 | 1215983.1254
20 | 2659405.3652 | 1215978.4277
21 | 2659486.5926 | 1216120.5872
22 | 2659317.0729 | 1216082.3725
23 | 2659403.6212 | 1215977.5958
24 | 2659537.0993 | 1216143.4777
25 | 2659534.0312 | 1216724.5013
26 | 2659499.6511 | 1216719.9305
27 | 2659500.0112 | 1216723.4029
28 | 2659498.9374 | 1216713.0969
29 | 2659505.7078 | 1216748.8879
30 | 2659473.2587 | 1216736.4692
31 | 2659508.1875 | 1216696.3312
32 | 2659482.0675 | 1216704.7529
33 | 2659522.6509 | 1216767.4057
34 | 2659440.504 | 1216670.2211
35 | 2659538.6556 | 1216780.8905
36 | 2659458.0947 | 1216660.0088
37 | 2659434.8362 | 1216674.1333
38 | 2659524.776 | 1216338.1136
39 | 2659518.3033 | 1216349.1614
40 | 2659514.3149 | 1216355.969
41 | 2659558.7633 | 1216373.4143
42 | 2659505.1647 | 1216371.5867
43 | 2659568.4738 | 1216409.8135
44 | 2659497.8416 | 1216386.0315
45 | 2659562.5013 | 1216441.2333
46 | 2659462.1939 | 1216319.8271
47 | 2659276.1939 | 1216101.5808
48 | 2659256.7522 | 1216109.9896
49 | 2659551.54 | 1216152.644
50 | 2659367.6486 | 1215966.2582
51 | 2659356.0539 | 1215965.2453
52 | 2659169.3187 | 1215891.7707
53 | 2659519.1539 | 1216161.3038
54 | 2659496.4374 | 1216399.0729
55 | 2659540.8195 | 1216471.8172
56 | 2659452.5361 | 1216337.2266
57 | 2659398.5401 | 1216813.539
58 | 2659418.3895 | 1216841.3014
59 | 2659389.4205 | 1216790.2081
60 | 2659389.5247 | 1216763.7596
61 | 2659374.0375 | 1216816.4848
62 | 2659394.5788 | 1216757.0435
63 | 2659381.9426 | 1216749.0339
64 | 2659373.3905 | 1216817.59
65 | 2659408.2428 | 1216735.4033
66 | 2659362.4753 | 1216724.8107
67 | 2659330.7082 | 1216904.4138
68 | 2659613.6189 | 1217008.0541
69 | 2659982.6382 | 1217141.7119
70 | 2659556.4044 | 1216793.3311
71 | 2659429.4611 | 1216679.7414
72 | 2659338.7418 | 1216731.1399
73 | 2659346.1498 | 1216699.6467
74 | 2659321.7561 | 1216930.2763
75 | 2659483.5309 | 1216591.7831
76 | 2659496.4159 | 1216610.5309
77 | 2659461.5964 | 1216571.1482
78 | 2659545.2821 | 1216628.463
79 | 2659468.2005 | 1216653.5169
80 | 2659467.3435 | 1216559.9561
81 | 2659444.6439 | 1216567.952
82 | 2659611.4936 | 1216547.219
83 | 2659422.3098 | 1216569.8757
84 | 2659721.496 | 1216511.7868
85 | 2659516.2373 | 1216494.1759
86 | 2659536.2512 | 1216475.9573
87 | 2659389.8699 | 1216593.0147
88 | 2659921.3411 | 1216590.5268
89 | 2659370.3802 | 1216615.3798
90 | 2659260.3552 | 1216384.2856
91 | 2659276.6312 | 1216393.6642
92 | 2658974.0579 | 1216220.9915
93 | 2658953.1278 | 1216228.8876
94 | 2658963.7339 | 1216177.7407
95 | 2658942.7276 | 1216232.8112
96 | 2658958.2252 | 1216169.0909
97 | 2658944.8149 | 1216239.0246
98 | 2658883.2743 | 1216255.244
99 | 2658945.4379 | 1216153.0002
100 | 2659283.8112 | 1216500.001
101 | 2659281.4933 | 1216504.1246
102 | 2659293.247 | 1216505.385
103 | 2659273.6148 | 1216518.1412
104 | 2659310.4833 | 1216515.22
105 | 2659265.8612 | 1216531.9356
106 | 2659329.587 | 1216526.1278
107 | 2659303.6696 | 1216527.6158
108 | 2659258.4005 | 1216545.2088
109 | 2659340.4467 | 1216532.3286
110 | 2659295.4632 | 1216542.545
111 | 2659349.1431 | 1216516.8839
112 | 2659332.99 | 1216545.632
113 | 2659289.0663 | 1216554.1824
114 | 2659323.6906 | 1216562.2227
115 | 2659326.3792 | 1216557.4262
116 | 2659317.0585 | 1216574.0548
117 | 2659314.4508 | 1216578.7072
118 | 2659298.2438 | 1216607.6217
119 | 2659301.2204 | 1216609.0967
120 | 2659286.1295 | 1216601.6096
121 | 2659359.4523 | 1216498.5748
122 | 2659282.5138 | 1216642.6313
123 | 2659316.282 | 1216582.1007
124 | 2659266.4898 | 1216650.0363
125 | 2659241.795 | 1216652.0213
126 | 2659286.023 | 1216601.5568
127 | 2659218.7131 | 1216632.3924
128 | 2659210.2126 | 1216650.4177
129 | 2659188.0733 | 1216640.5474
130 | 2659247.4297 | 1216640.4257
131 | 2659314.9979 | 1216637.7693
132 | 2659169.5986 | 1216639.3086
133 | 2659196.44 | 1216613.0135
134 | 2659216.5315 | 1216563.0823
135 | 2659208.4151 | 1216556.242
136 | 2659246.0264 | 1216587.6126
137 | 2659238.1809 | 1216639.8223
138 | 2659254.8727 | 1216626.6669
139 | 2659338.1774 | 1216629.769
140 | 2659202.4954 | 1216602.0728
141 | 2659166.3421 | 1216607.6276
142 | 2659206.3594 | 1216565.2271
143 | 2659182.1439 | 1216552.6234
144 | 2659238.1259 | 1216601.4911
145 | 2659253.2581 | 1216574.9068
146 | 2659362.1931 | 1216499.347
147 | 2659363.8454 | 1216496.4509
148 | 2659344.6628 | 1216494.3843
149 | 2659376.5295 | 1216467.8785
150 | 2659382.6858 | 1216463.429
151 | 2659336.2931 | 1216492.0128
152 | 2659391.0148 | 1216441.841
153 | 2659383.3485 | 1216554.6182
154 | 2659373.4038 | 1216569.7914
155 | 2659395.8432 | 1216526.5055
156 | 2659370.0885 | 1216574.8498
157 | 2659385.7922 | 1216457.9788
158 | 2659358.1971 | 1216442.5216
159 | 2659357.5949 | 1216442.1843
160 | 2659422.6367 | 1216391.0936
161 | 2659443.8571 | 1216352.8628
162 | 2659420.0159 | 1216389.7111
163 | 2659501.6086 | 1216419.1156
164 | 2659502.7221 | 1216422.5939
165 | 2659292.119 | 1216789.4774
166 | 2659367.3451 | 1216617.7933
167 | 2659406.5693 | 1216413.8816
168 | 2659396.0045 | 1216432.872
169 | 2659407.1973 | 1216391.523
170 | 2659430.3668 | 1216370.5518
171 | 2659400.623 | 1216393.515
172 | 2659452.0043 | 1216330.5012
173 | 2659388.2184 | 1216397.2736
174 | 2659457.6272 | 1216320.0934
175 | 2659377.446 | 1216400.5377
176 | 2659470.5302 | 1216296.21
177 | 2659270.3559 | 1216593.7814
178 | 2659269.1651 | 1216593.1904
179 | 2659321.0261 | 1216952.3316
180 | 2659326.66 | 1216997.3865
181 | 2659073.4687 | 1217247.2175
182 | 2659097.3721 | 1217290.2587
183 | 2659078.6425 | 1217293.765
184 | 2658974.654 | 1217259.7877
185 | 2658972.9592 | 1217260.2639
186 | 2659163.2024 | 1217591.0152
187 | 2659139.6599 | 1217614.8669
188 | 2659134.1498 | 1217604.5762
189 | 2658969.0798 | 1217365.9181
190 | 2659059.6033 | 1217299.668
191 | 2658946.6061 | 1217340.089
192 | 2658934.9772 | 1217326.7238
193 | 2658915.1164 | 1217303.9004
194 | 2658832.0413 | 1217177.0089
195 | 2658893.1633 | 1217279.8205
196 | 2658899.8173 | 1217286.3236
197 | 2658940.4807 | 1217271.294
198 | 2658914.6568 | 1217303.3723
199 | 2658966.6819 | 1217284.6873
200 | 2658986.0884 | 1217275.9923
201 | 2658977.2512 | 1217290.6584
202 | 2658993.009 | 1217280.8058
203 | 2658970.9693 | 1217287.1493
204 | 2659015.9034 | 1217300.8805
205 | 2659033.9149 | 1217301.8634
206 | 2659040.4339 | 1217301.6379
207 | 2659295.089 | 1216423.9425
208 | 2659284.7089 | 1216442.746
209 | 2659302.8194 | 1216408.7339
210 | 2659287.4849 | 1216465.889
211 | 2659306.2916 | 1216410.5219
212 | 2659281.4961 | 1216396.4637
213 | 2659289.5908 | 1216467.0429
214 | 2659328.5167 | 1216421.9669
215 | 2659281.221 | 1216396.3053
216 | 2659315.1485 | 1216481.0464
217 | 2659328.5593 | 1216421.9888
218 | 2659328.9058 | 1216488.5842
219 | 2659271.3284 | 1216403.9848
220 | 2659347.9428 | 1216436.7778
221 | 2659255.7858 | 1216570.4657
222 | 2659234.6575 | 1216607.5839
223 | 2659232.3571 | 1216611.6249
224 | 2659164.8446 | 1215894.5477
225 | 2659159.8509 | 1215897.6465
226 | 2659150.2378 | 1216606.5288
227 | 2659138.8929 | 1216605.9826
228 | 2659151.0512 | 1216594.433
229 | 2659138.2011 | 1216618.3167
230 | 2659123.7751 | 1216605.2527
231 | 2659120.4336 | 1216605.0914
232 | 2659100.0078 | 1216603.4845
233 | 2659130.6206 | 1216548.9588
234 | 2659148.4659 | 1216550.2211
235 | 2659125.9665 | 1216549.0528
236 | 2659147.808 | 1216559.8983
237 | 2659163.9582 | 1216551.331
238 | 2659125.4581 | 1216558.965
239 | 2659122.7664 | 1216549.1841
240 | 2659164.8586 | 1216537.8761
241 | 2659110.004 | 1216551.7073
242 | 2659181.4345 | 1216563.6676
243 | 2659106.7488 | 1216543.8702
244 | 2659096.8897 | 1216561.1498
245 | 2659101.9117 | 1216566.9142
246 | 2659091.6538 | 1216566.1808
247 | 2659505.9804 | 1216432.7725
248 | 2659365.5641 | 1216404.1379
249 | 2659360.4992 | 1216405.6726
250 | 2659284.8209 | 1216561.9058
251 | 2658890.01 | 1216627.0581
252 | 2658789.4586 | 1216601.8803
253 | 2659057.4553 | 1216589.1675
254 | 2658690.8997 | 1216495.9294
255 | 2659072.8491 | 1216586.0268
256 | 2658670.5002 | 1216455.8079
257 | 2659099.347 | 1216610.4044
258 | 2659083.1594 | 1216594.4342
259 | 2659075.8078 | 1216612.2945
260 | 2659079.9981 | 1216584.7858
261 | 2659266.9921 | 1216412.4244
262 | 2659067.4134 | 1216579.8692
263 | 2658951.5845 | 1216259.1892
264 | 2658863.1335 | 1216262.8435
265 | 2658928.8314 | 1216140.4371
266 | 2658864.9293 | 1216267.8198
267 | 2658866.8804 | 1216273.2202
268 | 2658963.6381 | 1216297.2353
269 | 2658868.751 | 1216278.3943
270 | 2658842.7998 | 1216288.2917
271 | 2658861.2802 | 1216263.4354
272 | 2658727.6741 | 1216442.3514
273 | 2658686.8704 | 1216324.5097
274 | 2658714.8188 | 1216310.2157
275 | 2658829.5562 | 1216297.0787
276 | 2658872.8538 | 1216289.7427
277 | 2659340.4467 | 1216532.3286

## line_std_types
| c_nf_per_km | r_ohm_per_km | x_ohm_per_km | max_i_ka | type | q_mm2 | alpha | voltage_rating
NAYY 4x50 SE | 210 | 0.642 | 0.083 | 0.142 | cs | 50 | 0.00403 | LV
NAYY 4x120 SE | 264 | 0.225 | 0.08 | 0.242 | cs | 120 | 0.00403 | LV
NAYY 4x150 SE | 261 | 0.208 | 0.08 | 0.27 | cs | 150 | 0.00403 | LV
NA2XS2Y 1x95 RM/25 12/20 kV | 216 | 0.313 | 0.132 | 0.252 | cs | 95 | 0.00403 | MV
NA2XS2Y 1x185 RM/25 12/20 kV | 273 | 0.161 | 0.117 | 0.362 | cs | 185 | 0.00403 | MV
NA2XS2Y 1x240 RM/25 12/20 kV | 304 | 0.122 | 0.112 | 0.421 | cs | 240 | 0.00403 | MV
NA2XS2Y 1x95 RM/25 6/10 kV | 315 | 0.313 | 0.123 | 0.249 | cs | 95 | 0.00403 | MV
NA2XS2Y 1x185 RM/25 6/10 kV | 406 | 0.161 | 0.11 | 0.358 | cs | 185 | 0.00403 | MV
NA2XS2Y 1x240 RM/25 6/10 kV | 456 | 0.122 | 0.105 | 0.416 | cs | 240 | 0.00403 | MV
NA2XS2Y 1x150 RM/25 12/20 kV | 250 | 0.206 | 0.116 | 0.319 | cs | 150 | 0.00403 | MV
NA2XS2Y 1x120 RM/25 12/20 kV | 230 | 0.253 | 0.119 | 0.283 | cs | 120 | 0.00403 | MV
NA2XS2Y 1x70 RM/25 12/20 kV | 190 | 0.443 | 0.132 | 0.22 | cs | 70 | 0.00403 | MV
NA2XS2Y 1x150 RM/25 6/10 kV | 360 | 0.206 | 0.11 | 0.315 | cs | 150 | 0.00403 | MV
NA2XS2Y 1x120 RM/25 6/10 kV | 340 | 0.253 | 0.113 | 0.28 | cs | 120 | 0.00403 | MV
NA2XS2Y 1x70 RM/25 6/10 kV | 280 | 0.443 | 0.123 | 0.217 | cs | 70 | 0.00403 | MV
N2XS(FL)2Y 1x120 RM/35 64/110 kV | 112 | 0.153 | 0.166 | 0.366 | cs | 120 | 0.00393 | HV
N2XS(FL)2Y 1x185 RM/35 64/110 kV | 125 | 0.099 | 0.156 | 0.457 | cs | 185 | 0.00393 | HV
N2XS(FL)2Y 1x240 RM/35 64/110 kV | 135 | 0.075 | 0.149 | 0.526 | cs | 240 | 0.00393 | HV
N2XS(FL)2Y 1x300 RM/35 64/110 kV | 144 | 0.06 | 0.144 | 0.588 | cs | 300 | 0.00393 | HV
15-AL1/3-ST1A 0.4 | 11 | 1.8769 | 0.35 | 0.105 | ol | 16 | 0.00403 | LV
24-AL1/4-ST1A 0.4 | 11.25 | 1.2012 | 0.335 | 0.14 | ol | 24 | 0.00403 | LV
48-AL1/8-ST1A 0.4 | 12.2 | 0.5939 | 0.3 | 0.21 | ol | 48 | 0.00403 | LV
94-AL1/15-ST1A 0.4 | 13.2 | 0.306 | 0.29 | 0.35 | ol | 94 | 0.00403 | LV
34-AL1/6-ST1A 10.0 | 9.7 | 0.8342 | 0.36 | 0.17 | ol | 34 | 0.00403 | MV
48-AL1/8-ST1A 10.0 | 10.1 | 0.5939 | 0.35 | 0.21 | ol | 48 | 0.00403 | MV
70-AL1/11-ST1A 10.0 | 10.4 | 0.4132 | 0.339 | 0.29 | ol | 70 | 0.00403 | MV
94-AL1/15-ST1A 10.0 | 10.75 | 0.306 | 0.33 | 0.35 | ol | 94 | 0.00403 | MV
122-AL1/20-ST1A 10.0 | 11.1 | 0.2376 | 0.323 | 0.41 | ol | 122 | 0.00403 | MV
149-AL1/24-ST1A 10.0 | 11.25 | 0.194 | 0.315 | 0.47 | ol | 149 | 0.00403 | MV
34-AL1/6-ST1A 20.0 | 9.15 | 0.8342 | 0.382 | 0.17 | ol | 34 | 0.00403 | MV
48-AL1/8-ST1A 20.0 | 9.5 | 0.5939 | 0.372 | 0.21 | ol | 48 | 0.00403 | MV
70-AL1/11-ST1A 20.0 | 9.7 | 0.4132 | 0.36 | 0.29 | ol | 70 | 0.00403 | MV
94-AL1/15-ST1A 20.0 | 10 | 0.306 | 0.35 | 0.35 | ol | 94 | 0.00403 | MV
122-AL1/20-ST1A 20.0 | 10.3 | 0.2376 | 0.344 | 0.41 | ol | 122 | 0.00403 | MV
149-AL1/24-ST1A 20.0 | 10.5 | 0.194 | 0.337 | 0.47 | ol | 149 | 0.00403 | MV
184-AL1/30-ST1A 20.0 | 10.75 | 0.1571 | 0.33 | 0.535 | ol | 184 | 0.00403 | MV
243-AL1/39-ST1A 20.0 | 11 | 0.1188 | 0.32 | 0.645 | ol | 243 | 0.00403 | MV
48-AL1/8-ST1A 110.0 | 8 | 0.5939 | 0.46 | 0.21 | ol | 48 | 0.00403 | HV
70-AL1/11-ST1A 110.0 | 8.4 | 0.4132 | 0.45 | 0.29 | ol | 70 | 0.00403 | HV
94-AL1/15-ST1A 110.0 | 8.65 | 0.306 | 0.44 | 0.35 | ol | 94 | 0.00403 | HV
122-AL1/20-ST1A 110.0 | 8.5 | 0.2376 | 0.43 | 0.41 | ol | 122 | 0.00403 | HV
149-AL1/24-ST1A 110.0 | 8.75 | 0.194 | 0.41 | 0.47 | ol | 149 | 0.00403 | HV
184-AL1/30-ST1A 110.0 | 8.8 | 0.1571 | 0.4 | 0.535 | ol | 184 | 0.00403 | HV
243-AL1/39-ST1A 110.0 | 9 | 0.1188 | 0.39 | 0.645 | ol | 243 | 0.00403 | HV
305-AL1/39-ST1A 110.0 | 9.2 | 0.0949 | 0.38 | 0.74 | ol | 305 | 0.00403 | HV
490-AL1/64-ST1A 110.0 | 9.75 | 0.059 | 0.37 | 0.96 | ol | 490 | 0.00403 | HV
679-AL1/86-ST1A 110.0 | 9.95 | 0.042 | 0.36 | 1.15 | ol | 679 | 0.00403 | HV
490-AL1/64-ST1A 220.0 | 10 | 0.059 | 0.285 | 0.96 | ol | 490 | 0.00403 | HV
679-AL1/86-ST1A 220.0 | 11.7 | 0.042 | 0.275 | 1.15 | ol | 679 | 0.00403 | HV
490-AL1/64-ST1A 380.0 | 11 | 0.059 | 0.253 | 0.96 | ol | 490 | 0.00403 | HV
679-AL1/86-ST1A 380.0 | 14.6 | 0.042 | 0.25 | 1.15 | ol | 679 | 0.00403 | HV

## trafo_std_types
| i0_percent | pfe_kw | vkr_percent | sn_mva | vn_lv_kv | vn_hv_kv | vk_percent | shift_degree | vector_group | tap_side | tap_neutral | tap_min | tap_max | tap_step_degree | tap_step_percent | tap_phase_shifter
160 MVA 380/110 kV | 0.06 | 60 | 0.25 | 160 | 110 | 380 | 12.2 | 0 | Yy0 | hv | 0 | -9 | 9 | 0 | 1.5 | FALSE
100 MVA 220/110 kV | 0.06 | 55 | 0.26 | 100 | 110 | 220 | 12 | 0 | Yy0 | hv | 0 | -9 | 9 | 0 | 1.5 | FALSE
63 MVA 110/20 kV | 0.04 | 22 | 0.32 | 63 | 20 | 110 | 18 | 150 | YNd5 | hv | 0 | -9 | 9 | 0 | 1.5 | FALSE
40 MVA 110/20 kV | 0.05 | 18 | 0.34 | 40 | 20 | 110 | 16.2 | 150 | YNd5 | hv | 0 | -9 | 9 | 0 | 1.5 | FALSE
25 MVA 110/20 kV | 0.07 | 14 | 0.41 | 25 | 20 | 110 | 12 | 150 | YNd5 | hv | 0 | -9 | 9 | 0 | 1.5 | FALSE
63 MVA 110/10 kV | 0.04 | 22 | 0.32 | 63 | 10 | 110 | 18 | 150 | YNd5 | hv | 0 | -9 | 9 | 0 | 1.5 | FALSE
40 MVA 110/10 kV | 0.05 | 18 | 0.34 | 40 | 10 | 110 | 16.2 | 150 | YNd5 | hv | 0 | -9 | 9 | 0 | 1.5 | FALSE
25 MVA 110/10 kV | 0.07 | 14 | 0.41 | 25 | 10 | 110 | 12 | 150 | YNd5 | hv | 0 | -9 | 9 | 0 | 1.5 | FALSE
0.25 MVA 20/0.4 kV | 0.32 | 0.8 | 1.44 | 0.25 | 0.4 | 20 | 6 | 150 | Yzn5 | hv | 0 | -2 | 2 | 0 | 2.5 | FALSE
0.4 MVA 20/0.4 kV | 0.3375 | 1.35 | 1.425 | 0.4 | 0.4 | 20 | 6 | 150 | Dyn5 | hv | 0 | -2 | 2 | 0 | 2.5 | FALSE
0.63 MVA 20/0.4 kV | 0.2619 | 1.65 | 1.206 | 0.63 | 0.4 | 20 | 6 | 150 | Dyn5 | hv | 0 | -2 | 2 | 0 | 2.5 | FALSE
0.25 MVA 10/0.4 kV | 0.24 | 0.6 | 1.2 | 0.25 | 0.4 | 10 | 4 | 150 | Dyn5 | hv | 0 | -2 | 2 | 0 | 2.5 | FALSE
0.4 MVA 10/0.4 kV | 0.2375 | 0.95 | 1.325 | 0.4 | 0.4 | 10 | 4 | 150 | Dyn5 | hv | 0 | -2 | 2 | 0 | 2.5 | FALSE
0.63 MVA 10/0.4 kV | 0.1873 | 1.18 | 1.0794 | 0.63 | 0.4 | 10 | 4 | 150 | Dyn5 | hv | 0 | -2 | 2 | 0 | 2.5 | FALSE

## trafo3w_std_types
| sn_hv_mva | sn_mv_mva | sn_lv_mva | vn_hv_kv | vn_mv_kv | vn_lv_kv | vk_hv_percent | vk_mv_percent | vk_lv_percent | vkr_hv_percent | vkr_mv_percent | vkr_lv_percent | pfe_kw | i0_percent | shift_mv_degree | shift_lv_degree | vector_group | tap_side | tap_neutral | tap_min | tap_max | tap_step_percent
63/25/38 MVA 110/20/10 kV | 63 | 25 | 38 | 110 | 20 | 10 | 10.4 | 10.4 | 10.4 | 0.28 | 0.32 | 0.35 | 35 | 0.89 | 0 | 0 | YN0yn0yn0 | hv | 0 | -10 | 10 | 1.2
63/25/38 MVA 110/10/10 kV | 63 | 25 | 38 | 110 | 10 | 10 | 10.4 | 10.4 | 10.4 | 0.28 | 0.32 | 0.35 | 35 | 0.89 | 0 | 0 | YN0yn0yn0 | hv | 0 | -10 | 10 | 1.2

## fuse_std_types
| fuse_type | i_rated_a | t_avg | t_min | t_total | x_avg | x_min | x_total
HV 100A | HV 100A | 100 | 0 | [10.0, 3.64, 0.854, 0.281, 0.1, 0.0531, 0.022, 0.01] | [10.0, 4.267, 1.21, 0.403, 0.1, 0.058, 0.022, 0.01] | 0 | [300.0, 350.0, 450.0, 550.0, 700.0, 850.0, 1200.0, 1752.0] | [600.0, 700.0, 900.0, 1150.0, 1665.0, 2000.0, 3000.0, 4313.0]
HV 10A | HV 10A | 10 | 0 | [10.0, 1675.0, 0.344, 0.156, 0.1, 0.0417, 0.0171, 0.01] | [10.0, 1.3, 0.3, 0.155, 0.1, 0.0555, 0.023, 0.01] | 0 | [30.0, 32.0, 35.0, 37.0, 39.0, 50.0, 70.0, 88.0] | [60.0, 70.0, 80.0, 87.0, 94.0, 110.0, 150.0, 216.0]
HV 125A | HV 125A | 125 | 0 | [10.0, 1.82, 0.344, 0.1, 0.0467, 0.0269, 0.01] | [10.0, 2.478, 0.426, 0.1, 0.0427, 0.0211, 0.01] | 0 | [375.0, 500.0, 700.0, 925.0, 1200.0, 1500.0, 2341.0] | [750.0, 1000.0, 1500.0, 2200.0, 3000.0, 4000.0, 5765.0]
HV 160A | HV 160A | 160 | 0 | [10.0, 4.15, 1.03, 0.198, 0.1, 0.051, 0.0172, 0.01] | [10.0, 2.3, 0.734, 0.274, 0.1, 0.046, 0.0177, 0.01] | 0 | [480.0, 550.0, 700.0, 1000.0, 1260.0, 1600.0, 2500.0, 3227.0] | [960.0, 1300.0, 1700.0, 2200.0, 2996.0, 4000.0, 6000.0, 7946.0]
HV 16A | HV 16A | 16 | 0 | [10.0, 0.352, 0.164, 0.1, 0.0649, 0.0342, 0.01] | [10.0, 2.34, 0.722, 0.181, 0.1, 0.055, 0.0296, 0.01] | 0 | [48.0, 60.0, 65.0, 71.0, 80.0, 100.0, 162.0] | [96.0, 110.0, 125.0, 150.0, 168.0, 200.0, 250.0, 398.0]
HV 200A | HV 200A | 200 | 0 | [10.0, 4.267, 1.21, 0.403, 0.1, 0.058, 0.022, 0.01] | [10.0, 3.73, 1.654, 0.328, 0.1, 0.0531, 0.019, 0.01] | 0 | [600.0, 700.0, 900.0, 1150.0, 1665.0, 2000.0, 3000.0, 4313.0] | [1200.0, 1500.0, 1800.0, 2700.0, 3960.0, 5000.0, 7500.0, 10620.0]
HV 20A | HV 20A | 20 | 0 | [10.0, 1.3, 0.3, 0.155, 0.1, 0.0555, 0.023, 0.01] | [10.0, 1.3, 0.161, 0.1, 0.0611, 0.0399, 0.0141, 0.01] | 0 | [60.0, 70.0, 80.0, 87.0, 94.0, 110.0, 150.0, 216.0] | [120.0, 150.0, 200.0, 223.0, 260.0, 300.0, 450.0, 532.0]
HV 25A | HV 25A | 25 | 0 | [10.0, 2.512, 0.833, 0.299, 0.1, 0.0372, 0.0223, 0.01] | [10.0, 3.125, 0.597, 0.198, 0.1, 0.0378, 0.022, 0.01] | 0 | [75.0, 82.0, 90.0, 100.0, 124.0, 170.0, 200.0, 289.0] | [150.0, 170.0, 210.0, 250.0, 294.0, 400.0, 500.0, 711.0]
HV 31.5A | HV 31.5A | 31.5 | 0 | [10.0, 2.34, 0.722, 0.181, 0.1, 0.055, 0.0296, 0.01] | [10.0, 2.84, 0.368, 0.164, 0.1, 0.0621, 0.0378, 0.0195, 0.01] | 0 | [95.0, 110.0, 125.0, 150.0, 165.0, 200.0, 250.0, 390.0] | [189.0, 220.0, 300.0, 350.0, 393.0, 450.0, 530.0, 700.0, 960.0]
HV 40A | HV 40A | 40 | 0 | [10.0, 1.3, 0.161, 0.1, 0.0611, 0.0399, 0.0141, 0.01] | [10.0, 2.05, 0.369, 0.198, 0.1, 0.051, 0.0298, 0.01] | 0 | [120.0, 150.0, 200.0, 223.0, 260.0, 300.0, 450.0, 532.0] | [240.0, 300.0, 400.0, 450.0, 530.0, 650.0, 800.0, 1311.0]
HV 50A | HV 50A | 50 | 0 | [10.0, 3.215, 0.597, 0.198, 0.1, 0.0378, 0.022, 0.01] | [10.0, 3.64, 0.854, 0.281, 0.1, 0.0531, 0.022, 0.01] | 0 | [150.0, 170.0, 210.0, 250.0, 294.0, 400.0, 500.0, 711.0] | [300.0, 350.0, 450.0, 550.0, 700.0, 850.0, 1200.0, 1752.0]
HV 6.3A | HV 6.3A | 6.3 | 0 | [10.0, 1.39, 0.344, 0.168, 0.1, 0.056, 0.0263, 0.01] | [10.0, 1.711, 0.516, 0.198, 0.1, 0.0634, 0.0303, 0.01] | 0 | [19.0, 19.5, 20.4, 20.8, 22.0, 25.0, 32.0, 48.0] | [38.0, 40.0, 43.0, 48.0, 53.0, 60.0, 75.0, 118.0]
HV 63A | HV 63A | 63 | 0 | [10.0, 2.84, 0.368, 0.164, 0.1, 0.0621, 0.0378, 0.0195, 0.01] | [10.0, 1.82, 0.344, 0.1, 0.0467, 0.0269, 0.01] | 0 | [189.0, 220.0, 300.0, 350.0, 393.0, 450.0, 530.0, 700.0, 961.0] | [378.0, 500.0, 700.0, 934.0, 1200.0, 1500.0, 2366.0]
HV 80A | HV 80A | 80 | 0 | [10.0, 2.05, 0.369, 0.198, 0.1, 0.051, 0.0298, 0.01] | [10.0, 4.15, 1.03, 0.198, 0.1, 0.051, 0.0172, 0.01] | 0 | [240.0, 300.0, 400.0, 450.0, 530.0, 650.0, 800.0, 1311.0] | [480.0, 550.0, 700.0, 1000.0, 1260.0, 1600.0, 2500.0, 3227.0]
Siemens NH-1-100 | Siemens NH-1-100 | 100 | [5400.0, 2000.0, 400.0, 20.0, 1.0, 0.2, 0.012, 0.004] | 0 | 0 | [150.0, 190.0, 250.0, 430.0, 900.0, 1250.0, 2700.0, 3600.0] | 0 | 0
Siemens NH-1-125 | Siemens NH-1-125 | 125 | [4800.0, 120.0, 7.0, 0.1, 0.004] | 0 | 0 | [180.0, 400.0, 740.0, 2000.0, 4250.0] | 0 | 0
Siemens NH-1-16 | Siemens NH-1-16 | 16 | [4000.0, 400.0, 2.0, 0.1, 0.04, 0.01] | 0 | 0 | [26.0, 35.0, 75.0, 150.0, 200.0, 300.0] | 0 | 0
Siemens NH-1-160 | Siemens NH-1-160 | 160 | [4800.0, 120.0, 7.0, 0.1, 0.004] | 0 | 0 | [210.0, 500.0, 900.0, 2300.0, 5000.0] | 0 | 0
Siemens NH-1-25 | Siemens NH-1-25 | 25 | [4000.0, 1000.0, 10.0, 0.2, 0.02, 0.01] | 0 | 0 | [40.0, 50.0, 100.0, 210.0, 400.0, 500.0] | 0 | 0
Siemens NH-1-50 | Siemens NH-1-50 | 50 | [4000.0, 40.0, 4.0, 1.0, 0.02, 0.01] | 0 | 0 | [86.0, 200.0, 300.0, 400.0, 1000.0, 1280.0] | 0 | 0
Siemens NH-1-63 | Siemens NH-1-63 | 63 | [4000.0, 100.0, 10.0, 2.0, 0.04, 0.01] | 0 | 0 | [100.0, 200.0, 300.0, 400.0, 1000.0, 1500.0] | 0 | 0
Siemens NH-1-80 | Siemens NH-1-80 | 80 | [4800.0, 120.0, 7.0, 0.1, 0.01] | 0 | 0 | [150.58, 250.0, 450.0, 1150.0, 2470.0] | 0 | 0
Siemens NH-2-1000 | Siemens NH-2-1000 | 1000 | [4800.0, 120.0, 7.0, 0.1, 0.004] | 0 | 0 | [1900.0, 3500.0, 8400.0, 24000.0, 52000.0] | 0 | 0
Siemens NH-2-200 | Siemens NH-2-200 | 200 | [4800.0, 120.0, 7.0, 0.1, 0.004] | 0 | 0 | [280.0, 650.0, 1200.0, 3000.0, 7000.0] | 0 | 0
Siemens NH-2-224 | Siemens NH-2-224 | 224 | [4800.0, 120.0, 7.0, 0.2, 0.04, 0.004] | 0 | 0 | [400.0, 750.0, 1453.0, 3025.0, 4315.0, 7600.0] | 0 | 0
Siemens NH-2-250 | Siemens NH-2-250 | 250 | [4800.0, 120.0, 7.0, 0.1, 0.004] | 0 | 0 | [450.0, 800.0, 1650.0, 4000.0, 8500.0] | 0 | 0
Siemens NH-2-315 | Siemens NH-2-315 | 315 | [4800.0, 120.0, 7.0, 0.1, 0.004] | 0 | 0 | [550.0, 920.0, 1900.0, 5000.0, 11000.0] | 0 | 0
Siemens NH-2-355 | Siemens NH-2-355 | 355 | [4800.0, 120.0, 6.0, 0.1, 0.004] | 0 | 0 | [650.0, 1116.27, 2350.0, 5840.0, 12790.0] | 0 | 0
Siemens NH-2-400 | Siemens NH-2-400 | 400 | [4800.0, 120.0, 7.0, 0.1, 0.004] | 0 | 0 | [720.0, 1350.0, 2800.0, 6500.0, 15000.0] | 0 | 0
Siemens NH-2-425 | Siemens NH-2-425 | 425 | [4800.0, 120.0, 7.0, 0.1, 0.004] | 0 | 0 | [850.0, 1500.0, 3050.0, 7500.0, 16500.0] | 0 | 0
Siemens NH-2-630 | Siemens NH-2-630 | 630 | [4800.0, 120.0, 7.0, 0.1, 0.004] | 0 | 0 | [1200.0, 2000.0, 4800.0, 12000.0, 26000.0] | 0 | 0

## res_bus
| vm_pu | va_degree | p_mw | q_mvar
0 | 0.97922 | -0.40113 | 9.9966e-05 | 2.5054e-05
1 | 0.97922 | -0.40109 | 0 | 0
2 | 0.97922 | -0.40111 | 4.4734e-05 | 1.1211e-05
3 | 0.97922 | -0.40105 | 0 | 0
4 | 0.97929 | -0.39971 | 0.0003849 | 9.6465e-05
5 | 0.9793 | -0.39942 | 0 | 0
6 | 0.98094 | -0.36697 | 0 | 0
7 | 0.98201 | -0.34615 | 0.0016186 | 0.00040565
8 | 0.98031 | -0.37945 | 0 | 0
9 | 0.97888 | -0.40729 | 0 | 0
10 | 0.97923 | -0.40093 | 9.7233e-05 | 2.4369e-05
11 | 0.97927 | -0.4 | 0.00027749 | 6.9547e-05
12 | 0.97929 | -0.3997 | 0.00026656 | 6.6807e-05
13 | 0.97947 | -0.39609 | 0 | 0
14 | 0.97972 | -0.39106 | 0.00012378 | 3.1022e-05
15 | 0.97946 | -0.39634 | 0 | 0
16 | 0.97933 | -0.39893 | 0 | 0
17 | 0.97979 | -0.3897 | 0.00024081 | 6.0353e-05
18 | 0.97942 | -0.39718 | 0.00013802 | 3.4591e-05
19 | 0.97932 | -0.39902 | 0.00033817 | 8.4752e-05
20 | 0.9793 | -0.39942 | 0.00033291 | 8.3434e-05
21 | 0.97984 | -0.3888 | 0.00065082 | 0.00016311
22 | 0.97941 | -0.39737 | 0.0001377 | 3.4511e-05
23 | 0.9793 | -0.39945 | 0.00018101 | 4.5366e-05
24 | 0.98007 | -0.38416 | 0.00093076 | 0.00023327
25 | 0.97883 | -0.4074 | 0.0012359 | 0.00030975
26 | 0.97887 | -0.4066 | 0 | 0
27 | 0.97886 | -0.40683 | 0 | 0
28 | 0.9789 | -0.406 | 0 | 0
29 | 0.97878 | -0.40841 | 0.00027134 | 6.8003e-05
30 | 0.97885 | -0.40697 | 0.00024504 | 6.1413e-05
31 | 0.97889 | -0.40623 | 0.00065627 | 0.00016448
32 | 0.97899 | -0.40414 | 0.00021908 | 5.4906e-05
33 | 0.97871 | -0.40981 | 0.0011623 | 0.0002913
34 | 0.97928 | -0.39853 | 0 | 0
35 | 0.97867 | -0.41053 | 0.00046085 | 0.0001155
36 | 0.97969 | -0.39038 | 0.0021937 | 0.00054979
37 | 0.97916 | -0.40093 | 0.0015123 | 0.00037902
38 | 0.97872 | -0.4104 | 0.0011876 | 0.00029763
39 | 0.97854 | -0.414 | 0.0010877 | 0.00027261
40 | 0.97844 | -0.41606 | 0.00072476 | 0.00018164
41 | 0.97822 | -0.42033 | 0.0009797 | 0.00024553
42 | 0.97821 | -0.42054 | 0.0010247 | 0.00025682
43 | 0.97777 | -0.4291 | 0.0016652 | 0.00041734
44 | 0.97802 | -0.42426 | 0.0010385 | 0.00026026
45 | 0.97744 | -0.43555 | 0.0023884 | 0.00059859
46 | 0.9831 | -0.32486 | 0.0031006 | 0.00077709
47 | 0.97939 | -0.39765 | 0.00018261 | 4.5766e-05
48 | 0.97939 | -0.39772 | 0.00016406 | 4.1117e-05
49 | 0.98016 | -0.38251 | 0 | 0
50 | 0.97928 | -0.39994 | 0.00014395 | 3.6077e-05
51 | 0.97927 | -0.40006 | 0.00020679 | 5.1827e-05
52 | 0.97921 | -0.40135 | 0.0001882 | 4.7168e-05
53 | 0.98028 | -0.37996 | 0.0016524 | 0.00041412
54 | 0.97788 | -0.42705 | 0.0017187 | 0.00043076
55 | 0.97714 | -0.44147 | 0.0032381 | 0.00081155
56 | 0.98387 | -0.30983 | 0.00086193 | 0.00021602
57 | 0.97721 | -0.43919 | 0.00057791 | 0.00014484
58 | 0.97719 | -0.4395 | 0.0004984 | 0.00012491
59 | 0.97723 | -0.43869 | 0 | 0
60 | 0.97745 | -0.43431 | 0 | 0
61 | 0.97701 | -0.443 | 0.00035653 | 8.9356e-05
62 | 0.97759 | -0.43158 | 0.0002045 | 5.1254e-05
63 | 0.97716 | -0.44009 | 0.00088536 | 0.00022189
64 | 0.977 | -0.44317 | 0.00013994 | 3.5073e-05
65 | 0.97802 | -0.42321 | 0.00030571 | 7.6619e-05
66 | 0.97664 | -0.45039 | 0 | 0
67 | 0.97633 | -0.45644 | 0.0020066 | 0.0005029
68 | 0.97836 | -0.41678 | 0.00093969 | 0.00023551
69 | 0.97819 | -0.42005 | 0.00045125 | 0.00011309
70 | 0.97864 | -0.41108 | 0 | 0
71 | 0.97902 | -0.40356 | 0.00080657 | 0.00020215
72 | 0.97624 | -0.45825 | 0.0034741 | 0.00087069
73 | 0.97659 | -0.45132 | 0.0016879 | 0.00042302
74 | 0.976 | -0.46293 | 0.0015263 | 0.00038252
75 | 0.98176 | -0.34996 | 0.016268 | 0.0040771
76 | 0.98116 | -0.3617 | 0 | 0
77 | 0.98277 | -0.33033 | 0 | 0
78 | 0.98082 | -0.36845 | 0 | 0
79 | 0.97995 | -0.38533 | 0.0024878 | 0.00062351
80 | 0.98272 | -0.3312 | 0.0038339 | 0.00096086
81 | 0.98338 | -0.31843 | 0.0016346 | 0.00040966
82 | 0.9801 | -0.38259 | 0.0064008 | 0.0016042
83 | 0.98419 | -0.30265 | 0.0062789 | 0.0015736
84 | 0.98003 | -0.38401 | 0 | 0
85 | 0.97705 | -0.44336 | 0.0026132 | 0.00065492
86 | 0.97711 | -0.44207 | 0.0026987 | 0.00067637
87 | 0.98578 | -0.27181 | 0.0041192 | 0.0010324
88 | 0.97989 | -0.3866 | 0.00066005 | 0.00016542
89 | 0.98699 | -0.24832 | 0.0017699 | 0.00044357
90 | 0.99152 | -0.16283 | 0.0024938 | 0.000625
91 | 0.99156 | -0.162 | 0 | 0
92 | 0.97058 | -0.56952 | 0 | 0
93 | 0.97071 | -0.56691 | 0.00022001 | 5.5139e-05
94 | 0.97032 | -0.57472 | 0.00067775 | 0.00016986
95 | 0.97078 | -0.56558 | 0 | 0
96 | 0.97026 | -0.57579 | 0.00090086 | 0.00022578
97 | 0.97077 | -0.56563 | 0 | 0
98 | 0.97119 | -0.55737 | 0.0003597 | 9.0149e-05
99 | 0.97017 | -0.57758 | 0.0043439 | 0.0010887
100 | 0.99777 | -0.042552 | 0.0020133 | 0.00050458
101 | 0.99774 | -0.043199 | 0.0030414 | 0.00076225
102 | 0.99787 | -0.040682 | 0.0033135 | 0.00083045
103 | 0.99767 | -0.044544 | 0.0017302 | 0.00043362
104 | 0.99811 | -0.036117 | 0 | 0
105 | 0.99763 | -0.045387 | 0.0017309 | 0.00043381
106 | 0.99851 | -0.028483 | 0.0011816 | 0.00029613
107 | 0.99802 | -0.037775 | 0.0017309 | 0.00043381
108 | 0.99761 | -0.045738 | 0.0013131 | 0.00032911
109 | 0.99874 | -0.023888 | 0 | 0
110 | 0.99795 | -0.039255 | 0.0017292 | 0.00043337
111 | 0.99745 | -0.048461 | 0.0033061 | 0.00082859
112 | 1 | 0 | -0.36772 | -0.093603
113 | 0.99791 | -0.040008 | 0.0017375 | 0.00043546
114 | 0.9984 | -0.030119 | 0.0012492 | 0.00031307
115 | 0.99886 | -0.021444 | 0.0012492 | 0.00031307
116 | 0.99728 | -0.051404 | 0.0012198 | 0.00030571
117 | 0.99684 | -0.059729 | 0.001219 | 0.00030551
118 | 0.99413 | -0.11128 | 0 | 0
119 | 0.99387 | -0.11624 | 0 | 0
120 | 0.99404 | -0.113 | 0.0025195 | 0.00063146
121 | 0.99596 | -0.077064 | 0 | 0
122 | 0.99095 | -0.17215 | 0 | 0
123 | 0.99373 | -0.11896 | 0.004998 | 0.0012526
124 | 0.98928 | -0.20414 | 0.0049493 | 0.0012404
125 | 0.9894 | -0.20196 | 0 | 0
126 | 0.99404 | -0.11301 | 0.0019219 | 0.00048167
127 | 0.98844 | -0.22031 | 0.002495 | 0.0006253
128 | 0.98849 | -0.21942 | 0 | 0
129 | 0.98773 | -0.23393 | 0 | 0
130 | 0.98934 | -0.20309 | 0 | 0
131 | 0.9895 | -0.19992 | 0.0016697 | 0.00041846
132 | 0.98771 | -0.23434 | 0.0012445 | 0.00031189
133 | 0.98613 | -0.26491 | 0 | 0
134 | 0.97735 | -0.4361 | 0 | 0
135 | 0.97744 | -0.43436 | 0 | 0
136 | 0.97699 | -0.44317 | 0 | 0
137 | 0.98932 | -0.20345 | 0.0022169 | 0.00055562
138 | 0.9893 | -0.20383 | 0.0026474 | 0.00066349
139 | 0.98846 | -0.21992 | 0.0017213 | 0.00043141
140 | 0.98612 | -0.26519 | 0.0012749 | 0.00031953
141 | 0.98451 | -0.29628 | 0.0015485 | 0.0003881
142 | 0.97742 | -0.43478 | 0.0025217 | 0.00063199
143 | 0.97772 | -0.42883 | 0 | 0
144 | 0.97693 | -0.44438 | 0.0011824 | 0.00029634
145 | 0.97693 | -0.44444 | 0.0013935 | 0.00034924
146 | 0.99589 | -0.078336 | 0 | 0
147 | 0.99581 | -0.079829 | 0.0027382 | 0.00068625
148 | 0.99534 | -0.089017 | 0.0019819 | 0.0004967
149 | 0.99319 | -0.12995 | 0.0019275 | 0.00048308
150 | 0.99502 | -0.095044 | 0 | 0
151 | 0.995 | -0.095485 | 0.002176 | 0.00054537
152 | 0.99089 | -0.17403 | 0.0012904 | 0.0003234
153 | 0.99397 | -0.11552 | 0.0030773 | 0.00077126
154 | 0.99386 | -0.11756 | 0.0027445 | 0.00068784
155 | 0.99427 | -0.10961 | 0.0032747 | 0.00082072
156 | 0.99384 | -0.11795 | 0.003636 | 0.00091127
157 | 0.99497 | -0.09615 | 0 | 0
158 | 0.99468 | -0.10173 | 0.0024405 | 0.00061164
159 | 0.99467 | -0.10182 | 0.0023091 | 0.00057871
160 | 0.98635 | -0.26178 | 0 | 0
161 | 0.98458 | -0.29606 | 0.00090378 | 0.00022651
162 | 0.98647 | -0.25947 | 0 | 0
163 | 0.97769 | -0.43077 | 0.0025025 | 0.00062719
164 | 0.97766 | -0.43126 | 0.0038901 | 0.00097496
165 | 0.97532 | -0.47621 | 0.012977 | 0.0032523
166 | 0.98715 | -0.24521 | 0 | 0
167 | 0.98849 | -0.22035 | 0.0018104 | 0.00045373
168 | 0.99011 | -0.18902 | 0.0012892 | 0.0003231
169 | 0.98624 | -0.26382 | 0.0016704 | 0.00041864
170 | 0.98611 | -0.26634 | 0.0026504 | 0.00066425
171 | 0.98614 | -0.26581 | 0.00075653 | 0.0001896
172 | 0.98549 | -0.27854 | 0.0009444 | 0.00023669
173 | 0.98596 | -0.26939 | 0.00075205 | 0.00018848
174 | 0.98533 | -0.28152 | 0.0043865 | 0.0010994
175 | 0.9858 | -0.27235 | 0.00075255 | 0.00018861
176 | 0.98509 | -0.2862 | 0.0096166 | 0.0024101
177 | 0.994 | -0.11386 | 0.00090449 | 0.00022669
178 | 0.994 | -0.1139 | 0.0018611 | 0.00046642
179 | 0.97577 | -0.46756 | 0.00156 | 0.00039096
180 | 0.97535 | -0.47583 | 0.0020116 | 0.00050414
181 | 0.97275 | -0.52722 | 0 | 0
182 | 0.97239 | -0.53441 | 0 | 0
183 | 0.97224 | -0.5372 | 0.0012956 | 0.00032471
184 | 0.97167 | -0.54857 | 0.00020261 | 5.0779e-05
185 | 0.97167 | -0.54857 | 0 | 0
186 | 0.97039 | -0.57402 | 0.001434 | 0.0003594
187 | 0.97044 | -0.57313 | 0 | 0
188 | 0.97045 | -0.57282 | 0.0005429 | 0.00013606
189 | 0.97099 | -0.56218 | 0.00013072 | 3.2762e-05
190 | 0.97212 | -0.53961 | 0.00012491 | 3.1304e-05
191 | 0.97106 | -0.56084 | 0.0004876 | 0.0001222
192 | 0.9711 | -0.55998 | 8.3722e-05 | 2.0983e-05
193 | 0.97117 | -0.55848 | 0.00030286 | 7.5904e-05
194 | 0.97124 | -0.5572 | 0.00017017 | 4.2648e-05
195 | 0.97126 | -0.55682 | 0 | 0
196 | 0.97126 | -0.55679 | 0 | 0
197 | 0.97143 | -0.55347 | 0 | 0
198 | 0.97118 | -0.55844 | 0.00095437 | 0.00023919
199 | 0.97154 | -0.55122 | 0.00029338 | 7.3529e-05
200 | 0.97168 | -0.54849 | 0 | 0
201 | 0.97159 | -0.5502 | 0.00022339 | 5.5988e-05
202 | 0.97172 | -0.54771 | 0.00037277 | 9.3426e-05
203 | 0.97156 | -0.55081 | 0.00017261 | 4.3261e-05
204 | 0.97187 | -0.54467 | 0.00063951 | 0.00016028
205 | 0.97197 | -0.54266 | 0.00029996 | 7.5176e-05
206 | 0.97201 | -0.5419 | 0.00010052 | 2.5193e-05
207 | 0.99213 | -0.15089 | 0.0039229 | 0.00098317
208 | 0.99257 | -0.14236 | 0.0030757 | 0.00077083
209 | 0.99184 | -0.15649 | 0 | 0
210 | 0.99323 | -0.12957 | 0.0023911 | 0.00059926
211 | 0.99182 | -0.15702 | 0.00088427 | 0.00022162
212 | 0.9916 | -0.16117 | 0.0012268 | 0.00030748
213 | 0.9933 | -0.12838 | 0.004886 | 0.0012246
214 | 0.99166 | -0.16008 | 0.0025833 | 0.00064743
215 | 0.9916 | -0.16122 | 0.0012268 | 0.00030747
216 | 0.99417 | -0.11152 | 0.0043009 | 0.0010779
217 | 0.99166 | -0.16008 | 0.0043037 | 0.0010786
218 | 0.9947 | -0.10126 | 0.0029789 | 0.00074659
219 | 0.9915 | -0.16319 | 0.0018889 | 0.00047339
220 | 0.99462 | -0.10285 | 0.0052628 | 0.001319
221 | 0.97691 | -0.44475 | 0.003344 | 0.00083809
222 | 0.97691 | -0.44476 | 0.0014776 | 0.00037033
223 | 0.97691 | -0.44488 | 0.0014756 | 0.00036981
224 | 0.9792 | -0.40137 | 0 | 0
225 | 0.9792 | -0.40138 | 0.00016258 | 4.0746e-05
226 | 0.98369 | -0.31228 | 0 | 0
227 | 0.98313 | -0.32316 | 0 | 0
228 | 0.98367 | -0.31267 | 0.0017583 | 0.00044068
229 | 0.98311 | -0.32354 | 0.0017018 | 0.00042651
230 | 0.9824 | -0.33726 | 0.0013806 | 0.00034601
231 | 0.98225 | -0.34029 | 0.0014274 | 0.00035773
232 | 0.98132 | -0.35839 | 0 | 0
233 | 0.97848 | -0.41403 | 0.0013095 | 0.00032818
234 | 0.97817 | -0.41995 | 0 | 0
235 | 0.97856 | -0.41238 | 0 | 0
236 | 0.97816 | -0.42023 | 0.0015934 | 0.00039935
237 | 0.97794 | -0.42462 | 0 | 0
238 | 0.97855 | -0.41259 | 0.0011689 | 0.00029295
239 | 0.97862 | -0.41118 | 0.001482 | 0.00037143
240 | 0.97789 | -0.42557 | 0.0038611 | 0.00096768
241 | 0.97889 | -0.4059 | 0 | 0
242 | 0.97771 | -0.4291 | 0.0013052 | 0.00032712
243 | 0.97887 | -0.4063 | 0.0025889 | 0.00064884
244 | 0.97926 | -0.39859 | 0 | 0
245 | 0.97925 | -0.39874 | 0.0011126 | 0.00027884
246 | 0.97944 | -0.39518 | 0.0021387 | 0.00053601
247 | 0.97763 | -0.43193 | 0.0034354 | 0.000861
248 | 0.98565 | -0.27545 | 0.0018426 | 0.0004618
249 | 0.98559 | -0.2766 | 0.012069 | 0.0030249
250 | 0.9979 | -0.040239 | 0.0014986 | 0.00037558
251 | 0.97751 | -0.43296 | 0.0026759 | 0.00067064
252 | 0.97648 | -0.45308 | 0 | 0
253 | 0.97961 | -0.39183 | 0.0024355 | 0.00061039
254 | 0.97507 | -0.48084 | 0.0010206 | 0.0002558
255 | 0.97991 | -0.38598 | 0 | 0
256 | 0.97459 | -0.49019 | 0 | 0
257 | 0.9813 | -0.35865 | 0.0021413 | 0.00053666
258 | 0.98046 | -0.37508 | 0 | 0
259 | 0.98044 | -0.37558 | 0.0011801 | 0.00029576
260 | 0.98003 | -0.38361 | 0 | 0
261 | 0.99146 | -0.16385 | 0.003901 | 0.00097767
262 | 0.97989 | -0.38627 | 0.00191 | 0.00047868
263 | 0.97077 | -0.56582 | 0.00024699 | 6.1901e-05
264 | 0.97134 | -0.55445 | 0 | 0
265 | 0.97016 | -0.57772 | 0.00036193 | 9.0708e-05
266 | 0.97138 | -0.55371 | 0 | 0
267 | 0.97142 | -0.55291 | 0 | 0
268 | 0.97076 | -0.56599 | 0.00022686 | 5.6857e-05
269 | 0.97142 | -0.55296 | 0.00015159 | 3.7993e-05
270 | 0.97163 | -0.54872 | 0 | 0
271 | 0.97134 | -0.55446 | 0.00020808 | 5.215e-05
272 | 0.9739 | -0.50376 | 0.00061355 | 0.00015377
273 | 0.97288 | -0.52403 | 0.00041999 | 0.00010526
274 | 0.97263 | -0.52889 | 0.00020661 | 5.1782e-05
275 | 0.97175 | -0.54636 | 0.00019248 | 4.824e-05
276 | 0.97141 | -0.55302 | 0.00030085 | 7.5401e-05
277 | 0.99998 | 149.9956 | 0 | 0

## res_line
| p_from_mw | q_from_mvar | p_to_mw | q_to_mvar | pl_mw | ql_mvar | i_from_ka | i_to_ka | i_ka | vm_from_pu | va_from_degree | vm_to_pu | va_to_degree | loading_percent
0 | -9.9966e-05 | -2.5054e-05 | 9.9966e-05 | 2.477e-05 | 1.948e-10 | -2.8326e-07 | 0.00015191 | 0.00015181 | 0.00015191 | 0.97922 | -0.40113 | 0.97922 | -0.40109 | 0.041733
1 | 4.4734e-05 | 1.0996e-05 | -4.4734e-05 | -1.1211e-05 | 2.9666e-11 | -2.1557e-07 | 6.7901e-05 | 6.7977e-05 | 6.7977e-05 | 0.97922 | -0.40109 | 0.97922 | -0.40111 | 0.018675
2 | -0.0001447 | -3.5766e-05 | 0.0001447 | 3.5569e-05 | 2.8338e-10 | -1.9682e-07 | 0.00021971 | 0.00021964 | 0.00021971 | 0.97922 | -0.40109 | 0.97922 | -0.40105 | 0.060359
3 | -0.0001447 | -3.5569e-05 | 0.0001447 | 3.5022e-05 | 7.8723e-10 | -5.4742e-07 | 0.00021964 | 0.00021945 | 0.00021964 | 0.97922 | -0.40105 | 0.97923 | -0.40093 | 0.06034
4 | -0.0003849 | -9.6465e-05 | 0.0003849 | 9.5944e-05 | 5.3491e-09 | -5.2143e-07 | 0.00058485 | 0.00058466 | 0.00058485 | 0.97929 | -0.39971 | 0.9793 | -0.39942 | 0.16067
5 | -0.0003849 | -9.5944e-05 | 0.00038491 | 9.5078e-05 | 8.8726e-09 | -8.6568e-07 | 0.00058466 | 0.00058435 | 0.00058466 | 0.9793 | -0.39942 | 0.97933 | -0.39893 | 0.16062
6 | -0.03724 | -0.0093507 | 0.037277 | 0.009374 | 3.7022e-05 | 2.3303e-05 | 0.056497 | 0.056497 | 0.056497 | 0.98094 | -0.36697 | 0.98201 | -0.34615 | 15.5211
7 | 0.0069534 | 0.0017286 | -0.0069493 | -0.0017273 | 4.1085e-06 | 1.386e-06 | 0.010543 | 0.010543 | 0.010543 | 0.98094 | -0.36697 | 0.98031 | -0.37945 | 2.8965
8 | 0.030287 | 0.0076221 | -0.030228 | -0.0075857 | 5.8238e-05 | 3.6346e-05 | 0.045954 | 0.045954 | 0.045954 | 0.98094 | -0.36697 | 0.97888 | -0.40729 | 12.6248
9 | -0.038896 | -0.0097797 | 0.038935 | 0.0098046 | 3.9592e-05 | 2.4954e-05 | 0.058949 | 0.058949 | 0.058949 | 0.98201 | -0.34615 | 0.9831 | -0.32486 | 16.1948
10 | 0.0016524 | 0.00041394 | -0.0016524 | -0.00041412 | 3.9685e-08 | -1.8668e-07 | 0.0025081 | 0.0025082 | 0.0025082 | 0.98031 | -0.37945 | 0.98028 | -0.37996 | 0.68907
11 | 0.0052969 | 0.0013133 | -0.0052961 | -0.0013132 | 7.6514e-07 | 9.1321e-08 | 0.0080351 | 0.0080353 | 0.0080353 | 0.98031 | -0.37945 | 0.98016 | -0.38251 | 2.2075
12 | 0.013603 | 0.0034145 | -0.013595 | -0.0034098 | 8.4584e-06 | 4.7508e-06 | 0.02068 | 0.02068 | 0.02068 | 0.97888 | -0.40729 | 0.97822 | -0.42033 | 5.6814
13 | 0.016625 | 0.0041712 | -0.016623 | -0.0041697 | 2.4704e-06 | 1.4515e-06 | 0.025274 | 0.025274 | 0.025274 | 0.97888 | -0.40729 | 0.97872 | -0.4104 | 6.9434
14 | -0.00024193 | -5.9391e-05 | 0.00024194 | 5.6792e-05 | 1.0447e-08 | -2.599e-06 | 0.0003672 | 0.0003663 | 0.0003672 | 0.97923 | -0.40093 | 0.97927 | -0.4 | 0.10088
15 | -0.00051944 | -0.00012634 | 0.00051945 | 0.00012595 | 7.2358e-09 | -3.8646e-07 | 0.00078793 | 0.0007878 | 0.00078793 | 0.97927 | -0.4 | 0.97929 | -0.3997 | 0.21647
16 | -0.00078601 | -0.00019276 | 0.00078603 | 0.00019219 | 2.4894e-08 | -5.712e-07 | 0.0011928 | 0.0011926 | 0.0011928 | 0.97929 | -0.3997 | 0.97932 | -0.39902 | 0.3277
17 | -0.0033474 | -0.00082625 | 0.0033482 | 0.00082573 | 7.9227e-07 | -5.2332e-07 | 0.0050809 | 0.0050805 | 0.0050809 | 0.97947 | -0.39609 | 0.97972 | -0.39106 | 1.3959
18 | 0.00062243 | 0.0001537 | -0.00062242 | -0.00015397 | 7.4358e-09 | -2.748e-07 | 0.00094478 | 0.00094488 | 0.00094488 | 0.97947 | -0.39609 | 0.97946 | -0.39634 | 0.25958
19 | 0.002725 | 0.00067256 | -0.0027246 | -0.00067304 | 3.6516e-07 | -4.8255e-07 | 0.0041361 | 0.0041364 | 0.0041364 | 0.97947 | -0.39609 | 0.97933 | -0.39893 | 1.1364
20 | -0.003472 | -0.00085675 | 0.0034722 | 0.00085663 | 2.2254e-07 | -1.2682e-07 | 0.0052685 | 0.0052684 | 0.0052685 | 0.97972 | -0.39106 | 0.97979 | -0.3897 | 1.4474
21 | 0.00062242 | 0.00015397 | -0.0006224 | -0.00015489 | 2.4766e-08 | -9.1479e-07 | 0.00094488 | 0.00094521 | 0.00094521 | 0.97946 | -0.39634 | 0.97942 | -0.39718 | 0.25967
22 | 0.0011242 | 0.00027689 | -0.0011242 | -0.00027694 | 4.9594e-09 | -5.3973e-08 | 0.0017064 | 0.0017064 | 0.0017064 | 0.97933 | -0.39893 | 0.97932 | -0.39902 | 0.4688
23 | 0.0012155 | 0.00030107 | -0.0012155 | -0.00030133 | 2.7896e-08 | -2.5691e-07 | 0.0018456 | 0.0018457 | 0.0018457 | 0.97933 | -0.39893 | 0.9793 | -0.39942 | 0.50706
24 | -0.003713 | -0.00091698 | 0.0037132 | 0.00091691 | 1.574e-07 | -6.5804e-08 | 0.0056342 | 0.0056341 | 0.0056342 | 0.97979 | -0.3897 | 0.97984 | -0.3888 | 1.5478
25 | 0.00048438 | 0.0001203 | -0.00048437 | -0.00012056 | 4.3299e-09 | -2.6579e-07 | 0.00073552 | 0.00073561 | 0.00073561 | 0.97942 | -0.39718 | 0.97941 | -0.39737 | 0.20209
26 | 0.00088258 | 0.0002179 | -0.00088258 | -0.00021792 | 1.3009e-09 | -2.3479e-08 | 0.0013399 | 0.0013399 | 0.0013399 | 0.9793 | -0.39942 | 0.9793 | -0.39945 | 0.3681
27 | -0.004364 | -0.00108 | 0.004365 | 0.0010799 | 9.5403e-07 | -1.2028e-07 | 0.0066225 | 0.0066222 | 0.0066225 | 0.97984 | -0.3888 | 0.98007 | -0.38416 | 1.8194
28 | 0.00034667 | 8.6051e-05 | -0.00034667 | -8.6617e-05 | 4.697e-09 | -5.656e-07 | 0.0005264 | 0.00052661 | 0.00052661 | 0.97941 | -0.39737 | 0.97939 | -0.39765 | 0.14467
29 | 0.00070156 | 0.00017255 | -0.00070155 | -0.00017302 | 1.6191e-08 | -4.6865e-07 | 0.0010648 | 0.001065 | 0.001065 | 0.9793 | -0.39945 | 0.97928 | -0.39994 | 0.29259
30 | -0.0052957 | -0.0013132 | 0.0052961 | 0.0013132 | 4.1451e-07 | 4.9531e-08 | 0.0080353 | 0.0080353 | 0.0080353 | 0.98007 | -0.38416 | 0.98016 | -0.38251 | 2.2075
31 | -0.0012359 | -0.00030975 | 0.001236 | 0.00030934 | 4.6677e-08 | -4.134e-07 | 0.0018788 | 0.0018787 | 0.0018788 | 0.97883 | -0.4074 | 0.97887 | -0.4066 | 0.51616
32 | 0.0035315 | 0.00087613 | -0.0035314 | -0.00087615 | 3.7694e-08 | -1.9772e-08 | 0.0053651 | 0.0053652 | 0.0053652 | 0.97887 | -0.4066 | 0.97886 | -0.40683 | 1.4739
33 | -0.0047674 | -0.0011855 | 0.0047676 | 0.0011855 | 1.3522e-07 | 1.5341e-10 | 0.0072438 | 0.0072438 | 0.0072438 | 0.97887 | -0.4066 | 0.9789 | -0.406 | 1.9901
34 | 0.0032864 | 0.00081513 | -0.0032862 | -0.0008153 | 2.461e-07 | -1.734e-07 | 0.0049928 | 0.0049929 | 0.0049929 | 0.97886 | -0.40683 | 0.97878 | -0.40841 | 1.3717
35 | 0.00024504 | 6.1018e-05 | -0.00024504 | -6.1413e-05 | 1.6356e-09 | -3.9424e-07 | 0.00037236 | 0.0003725 | 0.0003725 | 0.97886 | -0.40683 | 0.97885 | -0.40697 | 0.10234
36 | 0.00065628 | 0.00016424 | -0.00065627 | -0.00016448 | 7.2026e-09 | -2.3803e-07 | 0.00099751 | 0.0009976 | 0.0009976 | 0.9789 | -0.406 | 0.97889 | -0.40623 | 0.27407
37 | -0.0054239 | -0.0013497 | 0.0054243 | 0.0013498 | 4.7935e-07 | 7.0158e-08 | 0.0082413 | 0.0082412 | 0.0082413 | 0.9789 | -0.406 | 0.97899 | -0.40414 | 2.2641
38 | 0.0030148 | 0.0007473 | -0.0030146 | -0.00074749 | 1.9959e-07 | -1.9107e-07 | 0.0045804 | 0.0045805 | 0.0045805 | 0.97878 | -0.40841 | 0.97871 | -0.40981 | 1.2584
39 | -0.0056434 | -0.0014047 | 0.0056449 | 0.001405 | 1.5005e-06 | 2.7573e-07 | 0.0085742 | 0.008574 | 0.0085742 | 0.97899 | -0.40414 | 0.97928 | -0.39853 | 2.3555
40 | 0.0018523 | 0.00045619 | -0.0018523 | -0.00045642 | 6.2245e-08 | -2.2367e-07 | 0.0028134 | 0.0028135 | 0.0028135 | 0.97871 | -0.40981 | 0.97867 | -0.41053 | 0.77294
41 | -0.044157 | -0.011089 | 0.044174 | 0.0111 | 1.718e-05 | 1.0483e-05 | 0.067104 | 0.067104 | 0.067104 | 0.97928 | -0.39853 | 0.97969 | -0.39038 | 9.2176
42 | 0.038512 | 0.0096843 | -0.038507 | -0.0096816 | 4.4237e-06 | 2.6579e-06 | 0.05853 | 0.05853 | 0.05853 | 0.97928 | -0.39853 | 0.97916 | -0.40093 | 8.0399
43 | 0.0013914 | 0.00034092 | -0.0013914 | -0.00034116 | 3.6287e-08 | -2.4914e-07 | 0.0021128 | 0.0021129 | 0.0021129 | 0.97867 | -0.41053 | 0.97864 | -0.41108 | 0.58046
44 | -0.046368 | -0.011649 | 0.046379 | 0.011656 | 1.1173e-05 | 6.8483e-06 | 0.070436 | 0.070436 | 0.070436 | 0.97969 | -0.39038 | 0.97995 | -0.38533 | 9.6753
45 | 0.036995 | 0.0093026 | -0.03699 | -0.0092998 | 4.6357e-06 | 2.7702e-06 | 0.056232 | 0.056232 | 0.056232 | 0.97916 | -0.40093 | 0.97902 | -0.40356 | 7.7242
46 | 0.015435 | 0.0038721 | -0.015433 | -0.0038706 | 2.6446e-06 | 1.5317e-06 | 0.023468 | 0.023469 | 0.023469 | 0.97872 | -0.4104 | 0.97854 | -0.414 | 6.4474
47 | 0.014345 | 0.003598 | -0.014343 | -0.0035972 | 1.408e-06 | 8.02e-07 | 0.021815 | 0.021815 | 0.021815 | 0.97854 | -0.414 | 0.97844 | -0.41606 | 5.993
48 | 0.013619 | 0.0034155 | -0.013616 | -0.0034139 | 2.912e-06 | 1.6364e-06 | 0.020712 | 0.020712 | 0.020712 | 0.97844 | -0.41606 | 0.97821 | -0.42054 | 5.6902
49 | 0.012615 | 0.0031643 | -0.01261 | -0.0031614 | 5.271e-06 | 2.8945e-06 | 0.01919 | 0.01919 | 0.01919 | 0.97822 | -0.42033 | 0.97777 | -0.4291 | 5.2721
50 | 0.012591 | 0.0031571 | -0.012589 | -0.0031558 | 2.2322e-06 | 1.225e-06 | 0.019154 | 0.019154 | 0.019154 | 0.97821 | -0.42054 | 0.97802 | -0.42426 | 5.262
51 | 0.010944 | 0.002744 | -0.010941 | -0.0027423 | 3.3648e-06 | 1.748e-06 | 0.016656 | 0.016656 | 0.016656 | 0.97777 | -0.4291 | 0.97744 | -0.43555 | 4.5759
52 | 0.01155 | 0.0028956 | -0.011549 | -0.0028948 | 1.5339e-06 | 8.1552e-07 | 0.017574 | 0.017574 | 0.017574 | 0.97802 | -0.42426 | 0.97788 | -0.42705 | 4.828
53 | 0.0085527 | 0.0021437 | -0.0085503 | -0.0021426 | 2.4123e-06 | 1.0684e-06 | 0.01302 | 0.01302 | 0.01302 | 0.97744 | -0.43555 | 0.97714 | -0.44147 | 3.5771
54 | -0.042036 | -0.010582 | 0.042066 | 0.010601 | 3.0226e-05 | 1.9092e-05 | 0.063642 | 0.063642 | 0.063642 | 0.9831 | -0.32486 | 0.98387 | -0.30983 | 17.4841
55 | 0.00016406 | 4.0851e-05 | -0.00016406 | -4.1117e-05 | 4.9334e-10 | -2.6624e-07 | 0.00024917 | 0.00024926 | 0.00024926 | 0.97939 | -0.39765 | 0.97939 | -0.39772 | 0.068478
56 | 0.0005576 | 0.00013695 | -0.00055759 | -0.00013709 | 3.126e-09 | -1.4443e-07 | 0.00084628 | 0.00084633 | 0.00084633 | 0.97928 | -0.39994 | 0.97927 | -0.40006 | 0.23251
57 | 0.0003508 | 8.5263e-05 | -0.00035078 | -8.7774e-05 | 2.1342e-08 | -2.5108e-06 | 0.00053211 | 0.000533 | 0.000533 | 0.97927 | -0.40006 | 0.97921 | -0.40135 | 0.14643
58 | 0.00016258 | 4.0606e-05 | -0.00016258 | -4.0672e-05 | 1.2047e-10 | -6.6164e-08 | 0.00024701 | 0.00024703 | 0.00024703 | 0.97921 | -0.40135 | 0.9792 | -0.40137 | 0.067865
59 | 0.0098301 | 0.002464 | -0.0098284 | -0.0024631 | 1.7415e-06 | 8.5424e-07 | 0.014958 | 0.014958 | 0.014958 | 0.97788 | -0.42705 | 0.97769 | -0.43077 | 4.1095
60 | 0.0053122 | 0.0013311 | -0.005312 | -0.001331 | 1.5129e-07 | 1.9602e-08 | 0.0080894 | 0.0080895 | 0.0080895 | 0.97714 | -0.44147 | 0.97711 | -0.44207 | 2.2224
61 | -0.042928 | -0.010817 | 0.042956 | 0.010835 | 2.8287e-05 | 1.7876e-05 | 0.064946 | 0.064945 | 0.064946 | 0.98387 | -0.30983 | 0.98458 | -0.29606 | 17.8422
62 | 0.00049841 | 0.00012449 | -0.0004984 | -0.00012491 | 7.4001e-09 | -4.2456e-07 | 0.00075878 | 0.00075893 | 0.00075893 | 0.97721 | -0.43919 | 0.97719 | -0.4395 | 0.2085
63 | -0.0010763 | -0.00026932 | 0.0010763 | 0.00026902 | 2.5301e-08 | -2.9858e-07 | 0.0016388 | 0.0016387 | 0.0016388 | 0.97721 | -0.43919 | 0.97723 | -0.43869 | 0.45021
64 | -0.016562 | -0.004151 | 0.016565 | 0.0041525 | 3.4589e-06 | 1.4867e-06 | 0.025218 | 0.025218 | 0.025218 | 0.97723 | -0.43869 | 0.97745 | -0.43431 | 3.4641
65 | 0.015485 | 0.003882 | -0.015482 | -0.0038807 | 3.1743e-06 | 1.2688e-06 | 0.02358 | 0.02358 | 0.02358 | 0.97723 | -0.43869 | 0.97701 | -0.443 | 3.239
66 | -0.035621 | -0.0089383 | 0.035625 | 0.0089411 | 4.635e-06 | 2.7557e-06 | 0.054231 | 0.054231 | 0.054231 | 0.97745 | -0.43431 | 0.97759 | -0.43158 | 7.4493
67 | 0.019056 | 0.0047858 | -0.01905 | -0.0047827 | 5.2567e-06 | 3.1556e-06 | 0.029013 | 0.029013 | 0.029013 | 0.97745 | -0.43431 | 0.97716 | -0.44009 | 7.9706
68 | 0.015126 | 0.0037913 | -0.015126 | -0.0037913 | 1.2743e-07 | 4.9481e-08 | 0.023037 | 0.023037 | 0.023037 | 0.97701 | -0.443 | 0.977 | -0.44317 | 3.1644
69 | -0.03583 | -0.0089923 | 0.035844 | 0.0090008 | 1.4316e-05 | 8.5183e-06 | 0.054542 | 0.054542 | 0.054542 | 0.97759 | -0.43158 | 0.97802 | -0.42321 | 7.492
70 | 0.018165 | 0.0045608 | -0.018156 | -0.0045555 | 8.9191e-06 | 5.3192e-06 | 0.027665 | 0.027665 | 0.027665 | 0.97716 | -0.44009 | 0.97664 | -0.45039 | 7.6002
71 | 0.014986 | 0.0037562 | -0.014976 | -0.0037526 | 9.4675e-06 | 3.6333e-06 | 0.022824 | 0.022825 | 0.022825 | 0.977 | -0.44317 | 0.97633 | -0.45644 | 3.1353
72 | -0.03615 | -0.0090775 | 0.036184 | 0.0090977 | 3.3924e-05 | 2.0209e-05 | 0.055007 | 0.055006 | 0.055007 | 0.97802 | -0.42321 | 0.97902 | -0.40356 | 7.5559
73 | 0.016468 | 0.0041328 | -0.016462 | -0.0041292 | 6.1668e-06 | 3.6201e-06 | 0.025093 | 0.025093 | 0.025093 | 0.97664 | -0.45039 | 0.97624 | -0.45825 | 6.8937
74 | 0.0016879 | 0.00042269 | -0.0016879 | -0.00042302 | 7.4841e-08 | -3.297e-07 | 0.0025716 | 0.0025718 | 0.0025718 | 0.97664 | -0.45039 | 0.97659 | -0.45132 | 0.70653
75 | 0.01297 | 0.0032497 | -0.012966 | -0.0032475 | 4.0099e-06 | 2.2242e-06 | 0.019766 | 0.019767 | 0.019767 | 0.97633 | -0.45644 | 0.976 | -0.46293 | 5.4304
76 | 0.00045131 | 0.00010821 | -0.00045125 | -0.00011309 | 6.9172e-08 | -4.8835e-06 | 0.0006847 | 0.00068643 | 0.00068643 | 0.97836 | -0.41678 | 0.97819 | -0.42005 | 0.18858
77 | -0.001391 | -0.00034372 | 0.0013914 | 0.00034116 | 3.7219e-07 | -2.5531e-06 | 0.0021139 | 0.0021129 | 0.0021139 | 0.97836 | -0.41678 | 0.97864 | -0.41108 | 0.58073
78 | 0.012988 | 0.0032585 | -0.012977 | -0.0032523 | 1.1115e-05 | 6.1688e-06 | 0.019798 | 0.019798 | 0.019798 | 0.97624 | -0.45825 | 0.97532 | -0.47621 | 5.4391
79 | 0.011439 | 0.0028649 | -0.011437 | -0.0028636 | 2.5168e-06 | 1.3351e-06 | 0.01744 | 0.01744 | 0.01744 | 0.976 | -0.46293 | 0.97577 | -0.46756 | 4.7911
80 | 0.056021 | 0.014101 | -0.05599 | -0.014082 | 3.1414e-05 | 1.9518e-05 | 0.084931 | 0.084931 | 0.084931 | 0.98176 | -0.34996 | 0.98116 | -0.3617 | 11.6664
81 | -0.072289 | -0.018178 | 0.072357 | 0.018221 | 6.7847e-05 | 4.2659e-05 | 0.10959 | 0.10959 | 0.10959 | 0.98176 | -0.34996 | 0.98277 | -0.33033 | 15.0532
82 | 0.007068 | 0.001768 | -0.0070657 | -0.0017672 | 2.2701e-06 | 7.8758e-07 | 0.010718 | 0.010718 | 0.010718 | 0.98116 | -0.3617 | 0.98082 | -0.36845 | 2.9446
83 | 0.048922 | 0.012314 | -0.048867 | -0.01228 | 5.5185e-05 | 3.397e-05 | 0.074213 | 0.074214 | 0.074214 | 0.98116 | -0.3617 | 0.97995 | -0.38533 | 10.1942
84 | 0.0038341 | 0.00096081 | -0.0038339 | -0.00096086 | 1.59e-07 | -5.7655e-08 | 0.0058051 | 0.0058052 | 0.0058052 | 0.98277 | -0.33033 | 0.98272 | -0.3312 | 1.5948
85 | -0.076191 | -0.019182 | 0.076234 | 0.019209 | 4.3388e-05 | 2.7328e-05 | 0.11539 | 0.11539 | 0.11539 | 0.98277 | -0.33033 | 0.98338 | -0.31843 | 15.8505
86 | 0.0070657 | 0.0017672 | -0.007061 | -0.0017655 | 4.7495e-06 | 1.6493e-06 | 0.010718 | 0.010719 | 0.010719 | 0.98082 | -0.36845 | 0.9801 | -0.38259 | 2.9447
87 | -0.077869 | -0.019619 | 0.077927 | 0.019656 | 5.8811e-05 | 3.7066e-05 | 0.11787 | 0.11786 | 0.11787 | 0.98338 | -0.31843 | 0.98419 | -0.30265 | 16.1903
88 | 0.00066018 | 0.00016133 | -0.00066013 | -0.00016277 | 4.3859e-08 | -1.4425e-06 | 0.0010008 | 0.0010014 | 0.0010014 | 0.9801 | -0.38259 | 0.98003 | -0.38401 | 0.2751
89 | -0.084206 | -0.021229 | 0.084331 | 0.021308 | 0.00012449 | 7.8633e-05 | 0.12736 | 0.12736 | 0.12736 | 0.98419 | -0.30265 | 0.98578 | -0.27181 | 17.4942
90 | 0.00066013 | 0.00016277 | -0.00066005 | -0.00016542 | 8.0845e-08 | -2.6544e-06 | 0.0010014 | 0.0010023 | 0.0010023 | 0.98003 | -0.38401 | 0.97989 | -0.3866 | 0.27536
91 | -0.0026132 | -0.00065492 | 0.0026133 | 0.00065468 | 1.6075e-07 | -2.3611e-07 | 0.0039798 | 0.0039796 | 0.0039798 | 0.97705 | -0.44336 | 0.97711 | -0.44207 | 1.0933
92 | -0.08845 | -0.022341 | 0.08855 | 0.022404 | 9.9652e-05 | 6.3017e-05 | 0.13358 | 0.13358 | 0.13358 | 0.98578 | -0.27181 | 0.98699 | -0.24832 | 18.3483
93 | -0.09032 | -0.022847 | 0.090333 | 0.022856 | 1.3496e-05 | 8.5386e-06 | 0.13624 | 0.13624 | 0.13624 | 0.98699 | -0.24832 | 0.98715 | -0.24521 | 18.7148
94 | -0.0024938 | -0.000625 | 0.0024939 | 0.00062482 | 9.8451e-08 | -1.7876e-07 | 0.0037425 | 0.0037425 | 0.0037425 | 0.99152 | -0.16283 | 0.99156 | -0.162 | 1.0282
95 | 0.0057903 | 0.0014511 | -0.0057899 | -0.001451 | 3.2854e-07 | 6.0606e-08 | 0.0086893 | 0.0086894 | 0.0086894 | 0.99156 | -0.162 | 0.9915 | -0.16319 | 2.3872
96 | -0.0082842 | -0.0020759 | 0.0082845 | 0.002076 | 3.069e-07 | 1.2811e-07 | 0.012432 | 0.012432 | 0.012432 | 0.99156 | -0.162 | 0.9916 | -0.16122 | 3.4153
97 | -0.0062867 | -0.0015753 | 0.0062875 | 0.0015755 | 7.7925e-07 | 2.2222e-07 | 0.0096381 | 0.009638 | 0.0096381 | 0.97058 | -0.56952 | 0.97071 | -0.56691 | 2.6478
98 | 0.0062867 | 0.0015753 | -0.0062851 | -0.0015748 | 1.5571e-06 | 4.4427e-07 | 0.0096381 | 0.0096383 | 0.0096383 | 0.97058 | -0.56952 | 0.97032 | -0.57472 | 2.6479
99 | -0.0065075 | -0.0016306 | 0.0065079 | 0.0016308 | 4.1478e-07 | 1.2804e-07 | 0.0099753 | 0.0099752 | 0.0099753 | 0.97071 | -0.56691 | 0.97078 | -0.56558 | 2.7405
100 | 0.0056074 | 0.001405 | -0.0056071 | -0.0014049 | 2.8574e-07 | 5.5596e-08 | 0.008599 | 0.008599 | 0.008599 | 0.97032 | -0.57472 | 0.97026 | -0.57579 | 2.3624
101 | 0.00047386 | 0.00011792 | -0.00047386 | -0.00011801 | 1.2956e-09 | -8.0203e-08 | 0.00072603 | 0.00072606 | 0.00072606 | 0.97078 | -0.56558 | 0.97077 | -0.56563 | 0.19947
102 | -0.0069817 | -0.0017487 | 0.0069845 | 0.0017497 | 2.7288e-06 | 9.6044e-07 | 0.010701 | 0.010701 | 0.010701 | 0.97078 | -0.56558 | 0.97119 | -0.55737 | 2.9399
103 | 0.0047062 | 0.0011791 | -0.0047058 | -0.0011791 | 4.0175e-07 | 3.1407e-09 | 0.0072175 | 0.0072176 | 0.0072176 | 0.97026 | -0.57579 | 0.97017 | -0.57758 | 1.9828
104 | 0.00047386 | 0.00011801 | -0.00047385 | -0.00011827 | 4.2055e-09 | -2.6029e-07 | 0.00072606 | 0.00072615 | 0.00072615 | 0.97077 | -0.56563 | 0.97077 | -0.56582 | 0.19949
105 | -0.0073442 | -0.0018398 | 0.0073452 | 0.0018402 | 1.0221e-06 | 3.877e-07 | 0.011252 | 0.011252 | 0.011252 | 0.97119 | -0.55737 | 0.97134 | -0.55445 | 3.0912
106 | 0.00036193 | 9.0453e-05 | -0.00036193 | -9.0708e-05 | 2.4075e-09 | -2.5576e-07 | 0.00055503 | 0.00055512 | 0.00055512 | 0.97017 | -0.57758 | 0.97016 | -0.57772 | 0.15251
107 | 0.0078163 | 0.0019585 | -0.0078161 | -0.0019585 | 2.4104e-07 | 9.248e-08 | 0.011657 | 0.011657 | 0.011657 | 0.99777 | -0.042552 | 0.99774 | -0.043199 | 3.2024
108 | -0.0098296 | -0.0024631 | 0.0098305 | 0.0024635 | 8.7544e-07 | 4.1838e-07 | 0.014659 | 0.014659 | 0.014659 | 0.99777 | -0.042552 | 0.99787 | -0.040682 | 4.0272
109 | 0.0047747 | 0.0011962 | -0.0047744 | -0.0011962 | 3.0573e-07 | -1.4308e-08 | 0.0071207 | 0.0071208 | 0.0071208 | 0.99774 | -0.043199 | 0.99767 | -0.044544 | 1.9563
110 | -0.013144 | -0.003294 | 0.013147 | 0.0032956 | 2.8589e-06 | 1.5704e-06 | 0.0196 | 0.0196 | 0.0196 | 0.99787 | -0.040682 | 0.99811 | -0.036117 | 5.3847
111 | 0.0030442 | 0.00076261 | -0.0030441 | -0.00076273 | 1.2233e-07 | -1.2834e-07 | 0.0045403 | 0.0045404 | 0.0045404 | 0.99767 | -0.044544 | 0.99763 | -0.045387 | 1.2474
112 | -0.019844 | -0.0049737 | 0.019851 | 0.0049781 | 7.2201e-06 | 4.3333e-06 | 0.029584 | 0.029584 | 0.029584 | 0.99811 | -0.036117 | 0.99851 | -0.028483 | 8.1276
113 | 0.0066972 | 0.0016782 | -0.0066966 | -0.001678 | 5.2878e-07 | 1.5356e-07 | 0.0099843 | 0.0099843 | 0.0099843 | 0.99811 | -0.036117 | 0.99802 | -0.037775 | 2.743
114 | 0.0013132 | 0.00032892 | -0.0013131 | -0.00032911 | 2.1904e-08 | -1.8479e-07 | 0.0019586 | 0.0019587 | 0.0019587 | 0.99763 | -0.045387 | 0.99761 | -0.045738 | 0.5381
115 | -0.021033 | -0.0052742 | 0.021037 | 0.005277 | 4.6075e-06 | 2.7852e-06 | 0.031345 | 0.031345 | 0.031345 | 0.99851 | -0.028483 | 0.99874 | -0.023888 | 8.6113
116 | 0.0049657 | 0.0012442 | -0.0049654 | -0.0012442 | 3.5018e-07 | 1.5125e-09 | 0.0074036 | 0.0074037 | 0.0074037 | 0.99802 | -0.037775 | 0.99795 | -0.039255 | 2.034
117 | 0.16004 | 0.040715 | -0.15985 | -0.040594 | 0.00018928 | 0.00012068 | 0.23865 | 0.23865 | 0.23865 | 0.99874 | -0.023888 | 0.99745 | -0.048461 | 32.782
118 | -0.18108 | -0.045992 | 0.18128 | 0.046125 | 0.00020845 | 0.00013301 | 0.27 | 0.27 | 0.27 | 0.99874 | -0.023888 | 1 | 0 | 37.0876
119 | 0.0032362 | 0.00081083 | -0.0032361 | -0.00081093 | 1.1595e-07 | -9.9289e-08 | 0.0048253 | 0.0048254 | 0.0048254 | 0.99795 | -0.039255 | 0.99791 | -0.040008 | 1.3257
120 | 0.15654 | 0.039766 | -0.15633 | -0.039628 | 0.00021521 | 0.00013719 | 0.23372 | 0.23372 | 0.23372 | 0.99745 | -0.048461 | 0.99596 | -0.077064 | 32.1045
121 | 0.18478 | 0.047478 | -0.18459 | -0.047355 | 0.00019224 | 0.00012268 | 0.27538 | 0.27538 | 0.27538 | 1 | 0 | 0.99886 | -0.021444 | 37.8264
122 | 0.0014986 | 0.00037547 | -0.0014986 | -0.00037558 | 1.6503e-08 | -1.0458e-07 | 0.0022346 | 0.0022346 | 0.0022346 | 0.99791 | -0.040008 | 0.9979 | -0.040239 | 0.6139
123 | -0.18327 | -0.046993 | 0.18334 | 0.047042 | 7.7129e-05 | 4.9219e-05 | 0.27352 | 0.27352 | 0.27352 | 0.9984 | -0.030119 | 0.99886 | -0.021444 | 37.5708
124 | 0.18202 | 0.04668 | -0.18183 | -0.04656 | 0.00018768 | 0.00011976 | 0.27165 | 0.27165 | 0.27165 | 0.9984 | -0.030119 | 0.99728 | -0.051404 | 37.3151
125 | 0.18061 | 0.046254 | -0.18054 | -0.046208 | 7.2811e-05 | 4.646e-05 | 0.26983 | 0.26983 | 0.26983 | 0.99728 | -0.051404 | 0.99684 | -0.059729 | 37.0651
126 | 0.17932 | 0.045902 | -0.17887 | -0.045618 | 0.00044644 | 0.00028486 | 0.26801 | 0.26801 | 0.26801 | 0.99684 | -0.059729 | 0.99413 | -0.11128 | 36.8152
127 | 0.17166 | 0.043811 | -0.17162 | -0.043785 | 4.1113e-05 | 2.6227e-05 | 0.25723 | 0.25723 | 0.25723 | 0.99413 | -0.11128 | 0.99387 | -0.11624 | 35.3333
128 | 0.0072077 | 0.0018063 | -0.0072071 | -0.0018061 | 5.9028e-07 | 2.0244e-07 | 0.010788 | 0.010788 | 0.010788 | 0.99413 | -0.11128 | 0.99404 | -0.113 | 2.9639
129 | 0.16662 | 0.042532 | -0.16617 | -0.042246 | 0.00044883 | 0.00028626 | 0.24974 | 0.24974 | 0.24974 | 0.99387 | -0.11624 | 0.99095 | -0.17215 | 34.3053
130 | 0.0049987 | 0.0012526 | -0.004998 | -0.0012526 | 6.493e-07 | 1.5002e-08 | 0.0074839 | 0.0074841 | 0.0074841 | 0.99387 | -0.11624 | 0.99373 | -0.11896 | 2.0561
131 | 0.0046875 | 0.0011746 | -0.0046875 | -0.0011746 | 2.1922e-09 | -1.3674e-10 | 0.0070169 | 0.0070169 | 0.0070169 | 0.99404 | -0.113 | 0.99404 | -0.11301 | 1.9277
132 | 0.044352 | 0.011163 | -0.044326 | -0.011147 | 2.5324e-05 | 1.6007e-05 | 0.066281 | 0.066281 | 0.066281 | 0.99596 | -0.077064 | 0.99534 | -0.089017 | 18.209
133 | 0.086457 | 0.022059 | -0.086237 | -0.021918 | 0.00022026 | 0.00014051 | 0.12931 | 0.12931 | 0.12931 | 0.99596 | -0.077064 | 0.99319 | -0.12995 | 35.5249
134 | 0.025519 | 0.0064066 | -0.025517 | -0.0064056 | 1.5484e-06 | 9.5403e-07 | 0.03813 | 0.03813 | 0.03813 | 0.99596 | -0.077064 | 0.99589 | -0.078336 | 10.4753
135 | 0.094048 | 0.023911 | -0.093923 | -0.023831 | 0.00012562 | 7.9531e-05 | 0.14134 | 0.14135 | 0.14135 | 0.99095 | -0.17215 | 0.9895 | -0.19992 | 19.4155
136 | 0.072126 | 0.018336 | -0.072023 | -0.018271 | 0.0001034 | 6.4971e-05 | 0.1084 | 0.1084 | 0.1084 | 0.99095 | -0.17215 | 0.9894 | -0.20196 | 14.8899
137 | -0.0049493 | -0.0012404 | 0.0049498 | 0.0012404 | 5.1485e-07 | 1.1376e-08 | 0.0074444 | 0.0074442 | 0.0074444 | 0.98928 | -0.20414 | 0.9894 | -0.20196 | 2.0452
138 | 0.0048647 | 0.0012189 | -0.0048644 | -0.0012189 | 2.6151e-07 | 6.209e-11 | 0.0073162 | 0.0073163 | 0.0073163 | 0.9894 | -0.20196 | 0.98934 | -0.20309 | 2.01
139 | 0.062208 | 0.015811 | -0.062156 | -0.015779 | 5.2263e-05 | 3.2633e-05 | 0.093638 | 0.093638 | 0.093638 | 0.9894 | -0.20196 | 0.98849 | -0.21942 | 12.8624
140 | 0.0027657 | 0.00069294 | -0.0027655 | -0.0006931 | 1.1242e-07 | -1.5478e-07 | 0.0041399 | 0.00414 | 0.00414 | 0.99404 | -0.11301 | 0.994 | -0.11386 | 1.1374
141 | -0.002495 | -0.0006253 | 0.0024951 | 0.00062511 | 1.0622e-07 | -1.894e-07 | 0.003756 | 0.0037559 | 0.003756 | 0.98844 | -0.22031 | 0.98849 | -0.21942 | 1.0319
142 | 0.059661 | 0.015154 | -0.059619 | -0.015128 | 4.164e-05 | 2.5945e-05 | 0.089882 | 0.089882 | 0.089882 | 0.98849 | -0.21942 | 0.98773 | -0.23393 | 12.3465
143 | 0.0012445 | 0.00031167 | -0.0012445 | -0.00031189 | 2.4405e-08 | -2.2137e-07 | 0.0018747 | 0.0018748 | 0.0018748 | 0.98773 | -0.23393 | 0.98771 | -0.23434 | 0.51506
144 | 0.058375 | 0.014816 | -0.058288 | -0.014761 | 8.6842e-05 | 5.5197e-05 | 0.088008 | 0.088008 | 0.088008 | 0.98773 | -0.23393 | 0.98613 | -0.26491 | 24.178
145 | 0.002217 | 0.00055552 | -0.0022169 | -0.00055562 | 3.853e-08 | -9.4003e-08 | 0.0033344 | 0.0033345 | 0.0033345 | 0.98934 | -0.20309 | 0.98932 | -0.20345 | 0.91606
146 | 0.0026475 | 0.00066335 | -0.0026474 | -0.00066349 | 9.301e-08 | -1.4134e-07 | 0.0039818 | 0.0039819 | 0.0039819 | 0.98934 | -0.20309 | 0.9893 | -0.20383 | 1.0939
147 | 0.092253 | 0.023413 | -0.092164 | -0.023356 | 8.8689e-05 | 5.6131e-05 | 0.13883 | 0.13883 | 0.13883 | 0.9895 | -0.19992 | 0.98846 | -0.21992 | 19.0707
148 | 0.001275 | 0.00031938 | -0.0012749 | -0.00031953 | 1.7355e-08 | -1.4842e-07 | 0.0019238 | 0.0019238 | 0.0019238 | 0.98613 | -0.26491 | 0.98612 | -0.26519 | 0.52853
149 | 0.057013 | 0.014441 | -0.056927 | -0.014387 | 8.5773e-05 | 5.4502e-05 | 0.086084 | 0.086084 | 0.086084 | 0.98613 | -0.26491 | 0.98451 | -0.29628 | 23.6495
150 | -0.0088767 | -0.002225 | 0.0088774 | 0.0022253 | 7.3693e-07 | 3.3679e-07 | 0.013515 | 0.013515 | 0.013515 | 0.97735 | -0.4361 | 0.97744 | -0.43436 | 3.7129
151 | 0.0088767 | 0.002225 | -0.0088737 | -0.0022236 | 2.9922e-06 | 1.3678e-06 | 0.013515 | 0.013515 | 0.013515 | 0.97735 | -0.4361 | 0.97699 | -0.44317 | 3.7129
152 | 0.0025217 | 0.0006319 | -0.0025217 | -0.00063199 | 5.1457e-08 | -8.3769e-08 | 0.0038389 | 0.0038389 | 0.0038389 | 0.97744 | -0.43436 | 0.97742 | -0.43478 | 1.0547
153 | -0.011399 | -0.0028572 | 0.011402 | 0.0028588 | 2.9996e-06 | 1.5867e-06 | 0.017354 | 0.017354 | 0.017354 | 0.97744 | -0.43436 | 0.97772 | -0.42883 | 4.7675
154 | 0.0041359 | 0.0010363 | -0.0041356 | -0.0010364 | 2.3762e-07 | -4.7891e-08 | 0.0062991 | 0.0062992 | 0.0062992 | 0.97699 | -0.44317 | 0.97693 | -0.44438 | 1.7305
155 | 0.0047378 | 0.0011873 | -0.0047376 | -0.0011873 | 2.8547e-07 | -3.6225e-10 | 0.007216 | 0.007216 | 0.007216 | 0.97699 | -0.44317 | 0.97693 | -0.44444 | 1.9824
156 | 0.090443 | 0.022925 | -0.090333 | -0.022856 | 0.00010976 | 6.944e-05 | 0.13624 | 0.13624 | 0.13624 | 0.98846 | -0.21992 | 0.98715 | -0.24521 | 18.7148
157 | 0.055379 | 0.013999 | -0.055336 | -0.013972 | 4.2455e-05 | 2.6966e-05 | 0.083744 | 0.083744 | 0.083744 | 0.98451 | -0.29628 | 0.98369 | -0.31228 | 23.0066
158 | 0.0013053 | 0.000327 | -0.0013052 | -0.00032712 | 1.638e-08 | -1.2833e-07 | 0.0019864 | 0.0019865 | 0.0019865 | 0.97772 | -0.42883 | 0.97771 | -0.4291 | 0.54574
159 | -0.012707 | -0.0031858 | 0.01271 | 0.0031872 | 2.5498e-06 | 1.4039e-06 | 0.01934 | 0.01934 | 0.01934 | 0.97772 | -0.42883 | 0.97794 | -0.42462 | 5.3132
160 | 0.0029532 | 0.00074003 | -0.0029532 | -0.00074008 | 5.3196e-08 | -5.3736e-08 | 0.0044982 | 0.0044982 | 0.0044982 | 0.97693 | -0.44438 | 0.97691 | -0.44476 | 1.2358
161 | 0.0033441 | 0.00083806 | -0.003344 | -0.00083809 | 4.9717e-08 | -3.2163e-08 | 0.0050935 | 0.0050936 | 0.0050936 | 0.97693 | -0.44444 | 0.97691 | -0.44475 | 1.3993
162 | 0.025517 | 0.0064056 | -0.025515 | -0.0064045 | 1.8179e-06 | 1.1201e-06 | 0.03813 | 0.03813 | 0.03813 | 0.99589 | -0.078336 | 0.99581 | -0.079829 | 10.4753
163 | 0.022777 | 0.0057183 | -0.022761 | -0.0057082 | 1.6519e-05 | 1.0078e-05 | 0.034039 | 0.034039 | 0.034039 | 0.99581 | -0.079829 | 0.99502 | -0.095044 | 9.3513
164 | 0.042345 | 0.01065 | -0.042331 | -0.010642 | 1.3079e-05 | 8.2573e-06 | 0.063318 | 0.063318 | 0.063318 | 0.99534 | -0.089017 | 0.995 | -0.095485 | 17.395
165 | 0.084309 | 0.021435 | -0.084131 | -0.021321 | 0.00017858 | 0.00011391 | 0.12642 | 0.12642 | 0.12642 | 0.99319 | -0.12995 | 0.99089 | -0.17403 | 34.7316
166 | 0.010016 | 0.0025109 | -0.010015 | -0.0025107 | 5.2752e-07 | 2.5617e-07 | 0.014978 | 0.014979 | 0.014979 | 0.99502 | -0.095044 | 0.99497 | -0.09615 | 4.115
167 | 0.012745 | 0.0031973 | -0.012736 | -0.0031925 | 8.8472e-06 | 4.8193e-06 | 0.01906 | 0.019061 | 0.019061 | 0.99502 | -0.095044 | 0.99427 | -0.10961 | 5.2364
168 | 0.040155 | 0.010097 | -0.040144 | -0.01009 | 1.1077e-05 | 6.9827e-06 | 0.060064 | 0.060064 | 0.060064 | 0.995 | -0.095485 | 0.9947 | -0.10126 | 16.501
169 | 0.08284 | 0.020998 | -0.082781 | -0.02096 | 5.9644e-05 | 3.804e-05 | 0.12449 | 0.12449 | 0.12449 | 0.99089 | -0.17403 | 0.99011 | -0.18902 | 34.1992
170 | 0.0063812 | 0.0015992 | -0.0063806 | -0.0015991 | 6.2086e-07 | 1.6223e-07 | 0.009553 | 0.0095531 | 0.0095531 | 0.99397 | -0.11552 | 0.99386 | -0.11756 | 2.6245
171 | -0.0094586 | -0.0023705 | 0.0094612 | 0.0023717 | 2.6623e-06 | 1.2448e-06 | 0.01416 | 0.01416 | 0.01416 | 0.99397 | -0.11552 | 0.99427 | -0.10961 | 3.8901
172 | 0.0036361 | 0.00091124 | -0.003636 | -0.00091127 | 6.7217e-08 | -3.5354e-08 | 0.005444 | 0.005444 | 0.005444 | 0.99386 | -0.11756 | 0.99384 | -0.11795 | 1.4956
173 | 0.010015 | 0.0025107 | -0.010013 | -0.0025094 | 2.6611e-06 | 1.2924e-06 | 0.014979 | 0.014979 | 0.014979 | 0.99497 | -0.09615 | 0.99468 | -0.10173 | 4.115
174 | 0.0075721 | 0.0018977 | -0.0075721 | -0.0018977 | 3.3213e-08 | 1.2297e-08 | 0.011328 | 0.011328 | 0.011328 | 0.99468 | -0.10173 | 0.99467 | -0.10182 | 3.112
175 | 0.005263 | 0.001319 | -0.0052628 | -0.001319 | 2.5718e-07 | 2.1004e-08 | 0.0078734 | 0.0078734 | 0.0078734 | 0.99467 | -0.10182 | 0.99462 | -0.10285 | 2.163
176 | 0.043932 | 0.011107 | -0.04386 | -0.011061 | 7.21e-05 | 4.5587e-05 | 0.066311 | 0.066311 | 0.066311 | 0.98635 | -0.26178 | 0.98458 | -0.29606 | 18.2174
177 | -0.043932 | -0.011107 | 0.043937 | 0.01111 | 4.8743e-06 | 3.0818e-06 | 0.066311 | 0.066311 | 0.066311 | 0.98635 | -0.26178 | 0.98647 | -0.25947 | 18.2174
178 | 0.017856 | 0.0044793 | -0.017852 | -0.0044771 | 3.7021e-06 | 2.1957e-06 | 0.026936 | 0.026936 | 0.026936 | 0.98647 | -0.25947 | 0.98624 | -0.26382 | 7.4001
179 | 0.017616 | 0.004421 | -0.017611 | -0.0044176 | 5.7674e-06 | 3.4132e-06 | 0.026575 | 0.026575 | 0.026575 | 0.98647 | -0.25947 | 0.98611 | -0.26634 | 7.3009
180 | -0.07941 | -0.02001 | 0.079559 | 0.020105 | 0.00014892 | 9.4954e-05 | 0.11982 | 0.11982 | 0.11982 | 0.98647 | -0.25947 | 0.98849 | -0.22035 | 32.9183
181 | 0.0073259 | 0.001836 | -0.0073257 | -0.0018359 | 1.7026e-07 | 6.317e-08 | 0.01115 | 0.01115 | 0.01115 | 0.97769 | -0.43077 | 0.97766 | -0.43126 | 3.0631
182 | 0.0034355 | 0.00086094 | -0.0034354 | -0.000861 | 1.0958e-07 | -6.3882e-08 | 0.0052289 | 0.005229 | 0.005229 | 0.97766 | -0.43126 | 0.97763 | -0.43193 | 1.4365
183 | -0.081369 | -0.020559 | 0.081491 | 0.020637 | 0.00012238 | 7.8047e-05 | 0.12255 | 0.12255 | 0.12255 | 0.98849 | -0.22035 | 0.99011 | -0.18902 | 33.667
184 | 0.016182 | 0.0040585 | -0.01618 | -0.0040576 | 1.5357e-06 | 8.9519e-07 | 0.024416 | 0.024416 | 0.024416 | 0.98624 | -0.26382 | 0.98614 | -0.26581 | 6.7077
185 | 0.01496 | 0.0037533 | -0.014952 | -0.0037483 | 8.7006e-06 | 4.988e-06 | 0.022576 | 0.022576 | 0.022576 | 0.98611 | -0.26634 | 0.98549 | -0.27854 | 6.2023
186 | 0.015424 | 0.003868 | -0.015421 | -0.0038664 | 2.633e-06 | 1.5198e-06 | 0.023274 | 0.023275 | 0.023275 | 0.98614 | -0.26581 | 0.98596 | -0.26939 | 6.3941
187 | 0.014007 | 0.0035116 | -0.014005 | -0.0035105 | 1.9844e-06 | 1.1193e-06 | 0.02115 | 0.02115 | 0.02115 | 0.98549 | -0.27854 | 0.98533 | -0.28152 | 5.8105
188 | 0.014669 | 0.003678 | -0.014667 | -0.0036768 | 2.069e-06 | 1.1806e-06 | 0.02214 | 0.02214 | 0.02214 | 0.98596 | -0.26939 | 0.9858 | -0.27235 | 6.0823
189 | 0.0096187 | 0.0024112 | -0.0096166 | -0.0024101 | 2.148e-06 | 1.029e-06 | 0.014526 | 0.014526 | 0.014526 | 0.98533 | -0.28152 | 0.98509 | -0.2862 | 3.9907
190 | 0.013915 | 0.0034882 | -0.013913 | -0.003487 | 2.0539e-06 | 1.1562e-06 | 0.021004 | 0.021004 | 0.021004 | 0.9858 | -0.27235 | 0.98565 | -0.27545 | 5.7703
191 | 0.0018611 | 0.00046641 | -0.0018611 | -0.00046642 | 3.8697e-09 | -1.4756e-08 | 0.002786 | 0.002786 | 0.002786 | 0.994 | -0.11386 | 0.994 | -0.1139 | 0.76539
192 | 0.0098767 | 0.0024726 | -0.0098729 | -0.0024707 | 3.8869e-06 | 1.9171e-06 | 0.015061 | 0.015061 | 0.015061 | 0.97577 | -0.46756 | 0.97535 | -0.47583 | 4.1376
193 | 0.0078613 | 0.0019666 | -0.0078421 | -0.0019587 | 1.9185e-05 | 7.8509e-06 | 0.011992 | 0.011994 | 0.011994 | 0.97535 | -0.47583 | 0.97275 | -0.52722 | 3.295
194 | 0.0078421 | 0.0019587 | -0.0078394 | -0.0019576 | 2.6802e-06 | 1.0988e-06 | 0.011994 | 0.011994 | 0.011994 | 0.97275 | -0.52722 | 0.97239 | -0.53441 | 3.295
195 | 0.0078394 | 0.0019576 | -0.0078384 | -0.0019572 | 1.0366e-06 | 4.251e-07 | 0.011994 | 0.011994 | 0.011994 | 0.97239 | -0.53441 | 0.97224 | -0.5372 | 3.2951
196 | 0.0065428 | 0.0016325 | -0.006542 | -0.0016323 | 7.4919e-07 | 2.3231e-07 | 0.010011 | 0.010011 | 0.010011 | 0.97224 | -0.5372 | 0.97212 | -0.53961 | 2.7503
197 | -0.00020261 | -5.0779e-05 | 0.00020261 | 5.0757e-05 | 6.3569e-11 | -2.1764e-08 | 0.00031028 | 0.00031027 | 0.00031028 | 0.97167 | -0.54857 | 0.97167 | -0.54857 | 0.085241
198 | -0.00020261 | -5.0757e-05 | 0.00020261 | 5.0504e-05 | 7.3856e-10 | -2.5302e-07 | 0.00031027 | 0.00031018 | 0.00031027 | 0.97167 | -0.54857 | 0.97168 | -0.54849 | 0.085239
199 | -0.001434 | -0.0003594 | 0.0014341 | 0.00035903 | 6.0975e-08 | -3.7644e-07 | 0.002199 | 0.0021988 | 0.002199 | 0.97039 | -0.57402 | 0.97044 | -0.57313 | 0.60412
200 | -0.0014341 | -0.00035903 | 0.0014341 | 0.0003589 | 2.1164e-08 | -1.3068e-07 | 0.0021988 | 0.0021988 | 0.0021988 | 0.97044 | -0.57313 | 0.97045 | -0.57282 | 0.60408
201 | -0.001977 | -0.00049496 | 0.001978 | 0.00049201 | 9.9943e-07 | -2.9477e-06 | 0.0030312 | 0.0030299 | 0.0030312 | 0.97045 | -0.57282 | 0.97099 | -0.56218 | 0.83275
202 | -0.0021087 | -0.00052477 | 0.0021089 | 0.00052444 | 1.3396e-07 | -3.3778e-07 | 0.0032303 | 0.0032301 | 0.0032303 | 0.97099 | -0.56218 | 0.97106 | -0.56084 | 0.88743
203 | 0.0064171 | 0.001601 | -0.0064164 | -0.0016008 | 6.9695e-07 | 2.0713e-07 | 0.00982 | 0.0098201 | 0.0098201 | 0.97212 | -0.53961 | 0.97201 | -0.5419 | 2.6978
204 | -0.0025965 | -0.00064664 | 0.0025966 | 0.00064649 | 1.0509e-07 | -1.5191e-07 | 0.0039773 | 0.0039772 | 0.0039773 | 0.97106 | -0.56084 | 0.9711 | -0.55998 | 1.0927
205 | -0.0026803 | -0.00066747 | 0.0026805 | 0.00066722 | 1.9122e-07 | -2.5196e-07 | 0.0041055 | 0.0041054 | 0.0041055 | 0.9711 | -0.55998 | 0.97117 | -0.55848 | 1.1279
206 | -0.0029834 | -0.00074312 | 0.0029834 | 0.00074312 | 5.4818e-09 | -5.155e-09 | 0.0045694 | 0.0045694 | 0.0045694 | 0.97117 | -0.55848 | 0.97118 | -0.55844 | 1.2553
207 | -0.00017017 | -4.2648e-05 | 0.00017017 | 4.116e-05 | 3.0635e-09 | -1.4885e-06 | 0.00026071 | 0.00026018 | 0.00026071 | 0.97124 | -0.5572 | 0.97126 | -0.55682 | 0.071624
208 | -0.00017017 | -4.116e-05 | 0.00017017 | 4.1045e-05 | 2.3582e-10 | -1.1483e-07 | 0.00026018 | 0.00026014 | 0.00026018 | 0.97126 | -0.55682 | 0.97126 | -0.55679 | 0.071479
209 | -0.0041082 | -0.0010233 | 0.0041089 | 0.0010231 | 6.4633e-07 | -1.2531e-07 | 0.0062917 | 0.0062915 | 0.0062917 | 0.97126 | -0.55679 | 0.97143 | -0.55347 | 1.7285
210 | 0.003938 | 0.00098222 | -0.0039377 | -0.00098231 | 3.0836e-07 | -8.2356e-08 | 0.0060316 | 0.0060317 | 0.0060317 | 0.97126 | -0.55679 | 0.97118 | -0.55844 | 1.657
211 | -0.0041089 | -0.0010231 | 0.0041093 | 0.0010231 | 4.3868e-07 | -8.5175e-08 | 0.0062915 | 0.0062914 | 0.0062915 | 0.97143 | -0.55347 | 0.97154 | -0.55122 | 1.7284
212 | -0.0044027 | -0.0010966 | 0.0044028 | 0.0010966 | 8.4268e-08 | -7.3121e-09 | 0.0067407 | 0.0067407 | 0.0067407 | 0.97154 | -0.55122 | 0.97156 | -0.55081 | 1.8518
213 | 0.0047993 | 0.0011958 | -0.0047989 | -0.0011958 | 3.9039e-07 | 1.0987e-08 | 0.0073471 | 0.0073472 | 0.0073472 | 0.97168 | -0.54849 | 0.97159 | -0.5502 | 2.0185
214 | -0.0050019 | -0.0012463 | 0.0050021 | 0.0012464 | 1.8535e-07 | 1.4203e-08 | 0.0076573 | 0.0076572 | 0.0076573 | 0.97168 | -0.54849 | 0.97172 | -0.54771 | 2.1036
215 | 0.0045755 | 0.0011398 | -0.0045754 | -0.0011398 | 1.3241e-07 | -4.3682e-09 | 0.007005 | 0.0070051 | 0.0070051 | 0.97159 | -0.5502 | 0.97156 | -0.55081 | 1.9245
216 | -0.0053749 | -0.0013398 | 0.0053756 | 0.0013399 | 7.7369e-07 | 1.1759e-07 | 0.0082281 | 0.0082279 | 0.0082281 | 0.97172 | -0.54771 | 0.97187 | -0.54467 | 2.2605
217 | -0.0060151 | -0.0015002 | 0.0060157 | 0.0015003 | 5.7528e-07 | 1.4391e-07 | 0.0092071 | 0.009207 | 0.0092071 | 0.97187 | -0.54467 | 0.97197 | -0.54266 | 2.5294
218 | -0.0063157 | -0.0015755 | 0.0063159 | 0.0015756 | 2.2855e-07 | 6.5423e-08 | 0.0096662 | 0.0096662 | 0.0096662 | 0.97197 | -0.54266 | 0.97201 | -0.5419 | 2.6555
219 | -0.022441 | -0.0056264 | 0.02245 | 0.0056319 | 9.1262e-06 | 5.5632e-06 | 0.033658 | 0.033658 | 0.033658 | 0.99213 | -0.15089 | 0.99257 | -0.14236 | 9.2467
220 | 0.018518 | 0.0046432 | -0.018513 | -0.0046403 | 4.9353e-06 | 2.9383e-06 | 0.027774 | 0.027774 | 0.027774 | 0.99213 | -0.15089 | 0.99184 | -0.15649 | 7.6303
221 | -0.025526 | -0.0064028 | 0.025541 | 0.0064124 | 1.5578e-05 | 9.6031e-06 | 0.038269 | 0.038269 | 0.038269 | 0.99257 | -0.14236 | 0.99323 | -0.12957 | 10.5134
222 | 0.0077724 | 0.0019481 | -0.0077722 | -0.001948 | 1.9914e-07 | 7.7045e-08 | 0.011661 | 0.011661 | 0.011661 | 0.99184 | -0.15649 | 0.99182 | -0.15702 | 3.2035
223 | 0.010741 | 0.0026922 | -0.010738 | -0.002691 | 2.3955e-06 | 1.2157e-06 | 0.016114 | 0.016114 | 0.016114 | 0.99184 | -0.15649 | 0.9916 | -0.16117 | 4.4269
224 | -0.027932 | -0.0070116 | 0.027934 | 0.0070126 | 1.5772e-06 | 9.7831e-07 | 0.041851 | 0.041851 | 0.041851 | 0.99323 | -0.12957 | 0.9933 | -0.12838 | 11.4975
225 | 0.006888 | 0.0017264 | -0.006887 | -0.001726 | 1.0011e-06 | 3.1816e-07 | 0.010334 | 0.010334 | 0.010334 | 0.99182 | -0.15702 | 0.99166 | -0.16008 | 2.839
226 | 0.0095113 | 0.0023835 | -0.0095113 | -0.0023835 | 2.4251e-08 | 1.1426e-08 | 0.014273 | 0.014273 | 0.014273 | 0.9916 | -0.16117 | 0.9916 | -0.16122 | 3.9211
227 | -0.03282 | -0.0082372 | 0.032846 | 0.0082537 | 2.6422e-05 | 1.6532e-05 | 0.04917 | 0.04917 | 0.04917 | 0.9933 | -0.12838 | 0.99417 | -0.11152 | 13.5083
228 | 0.0043037 | 0.0010786 | -0.0043037 | -0.0010786 | 7.523e-10 | -1.3665e-10 | 0.0064579 | 0.0064579 | 0.0064579 | 0.99166 | -0.16008 | 0.99166 | -0.16008 | 1.7741
229 | -0.037147 | -0.0093316 | 0.037165 | 0.009343 | 1.819e-05 | 1.1438e-05 | 0.055607 | 0.055607 | 0.055607 | 0.99417 | -0.11152 | 0.9947 | -0.10126 | 15.2768
230 | 0.0039011 | 0.00097763 | -0.003901 | -0.00097767 | 1.2196e-07 | -4.4314e-08 | 0.0058546 | 0.0058547 | 0.0058547 | 0.9915 | -0.16319 | 0.99146 | -0.16385 | 1.6084
231 | 0.0014756 | 0.00036976 | -0.0014756 | -0.00036981 | 8.8082e-09 | -5.2582e-08 | 0.0022475 | 0.0022475 | 0.0022475 | 0.97691 | -0.44476 | 0.97691 | -0.44488 | 0.61746
232 | 0.00016258 | 4.0672e-05 | -0.00016258 | -4.0746e-05 | 1.3448e-10 | -7.3843e-08 | 0.00024703 | 0.00024706 | 0.00024706 | 0.9792 | -0.40137 | 0.9792 | -0.40138 | 0.067872
233 | 0.053578 | 0.013531 | -0.05355 | -0.013514 | 2.7922e-05 | 1.7726e-05 | 0.081084 | 0.081084 | 0.081084 | 0.98369 | -0.31228 | 0.98313 | -0.32316 | 22.2759
234 | 0.0017583 | 0.00044054 | -0.0017583 | -0.00044068 | 3.2163e-08 | -1.3331e-07 | 0.0026598 | 0.0026598 | 0.0026598 | 0.98369 | -0.31228 | 0.98367 | -0.31267 | 0.73073
235 | 0.0017018 | 0.00042637 | -0.0017018 | -0.00042651 | 3.0742e-08 | -1.37e-07 | 0.0025758 | 0.0025758 | 0.0025758 | 0.98313 | -0.32316 | 0.98311 | -0.32354 | 0.70764
236 | 0.051848 | 0.013087 | -0.051813 | -0.013065 | 3.4983e-05 | 2.2197e-05 | 0.078508 | 0.078508 | 0.078508 | 0.98313 | -0.32316 | 0.9824 | -0.33726 | 21.5682
237 | 0.050433 | 0.012719 | -0.050425 | -0.012714 | 7.3257e-06 | 4.6461e-06 | 0.076417 | 0.076417 | 0.076417 | 0.9824 | -0.33726 | 0.98225 | -0.34029 | 20.9938
238 | 0.048998 | 0.012357 | -0.048956 | -0.01233 | 4.2389e-05 | 2.687e-05 | 0.074255 | 0.074255 | 0.074255 | 0.98225 | -0.34029 | 0.98132 | -0.35839 | 20.3997
239 | 0.0021413 | 0.00053659 | -0.0021413 | -0.00053666 | 2.7489e-08 | -7.0248e-08 | 0.003247 | 0.003247 | 0.003247 | 0.98132 | -0.35839 | 0.9813 | -0.35865 | 0.89203
240 | 0.046814 | 0.011793 | -0.046777 | -0.011769 | 3.7355e-05 | 2.3658e-05 | 0.071008 | 0.071008 | 0.071008 | 0.98132 | -0.35839 | 0.98046 | -0.37508 | 19.5077
241 | 0.018173 | 0.0045593 | -0.018168 | -0.0045562 | 5.1249e-06 | 3.0553e-06 | 0.027639 | 0.027639 | 0.027639 | 0.97848 | -0.41403 | 0.97817 | -0.41995 | 7.5931
242 | -0.019483 | -0.0048875 | 0.019484 | 0.0048884 | 1.5339e-06 | 9.232e-07 | 0.02963 | 0.02963 | 0.02963 | 0.97848 | -0.41403 | 0.97856 | -0.41238 | 8.1402
243 | 0.0015935 | 0.00039925 | -0.0015934 | -0.00039935 | 2.1375e-08 | -1.0809e-07 | 0.002424 | 0.002424 | 0.002424 | 0.97817 | -0.41995 | 0.97816 | -0.42023 | 0.66594
244 | 0.016575 | 0.004157 | -0.016571 | -0.0041548 | 3.6925e-06 | 2.1688e-06 | 0.025215 | 0.025215 | 0.025215 | 0.97817 | -0.41995 | 0.97794 | -0.42462 | 6.9272
245 | 0.0011689 | 0.00029284 | -0.0011689 | -0.00029295 | 1.1761e-08 | -1.1718e-07 | 0.0017774 | 0.0017775 | 0.0017775 | 0.97856 | -0.41238 | 0.97855 | -0.41259 | 0.48831
246 | -0.020653 | -0.0051812 | 0.020655 | 0.005182 | 1.1848e-06 | 7.18e-07 | 0.031408 | 0.031408 | 0.031408 | 0.97856 | -0.41238 | 0.97862 | -0.41118 | 8.6285
247 | 0.0038613 | 0.00096762 | -0.0038611 | -0.00096768 | 1.7458e-07 | -5.7478e-08 | 0.0058752 | 0.0058753 | 0.0058753 | 0.97794 | -0.42462 | 0.97789 | -0.42557 | 1.6141
248 | -0.022137 | -0.0055534 | 0.022142 | 0.0055568 | 5.5744e-06 | 3.4027e-06 | 0.033661 | 0.033661 | 0.033661 | 0.97862 | -0.41118 | 0.97889 | -0.4059 | 9.2476
249 | 0.0025889 | 0.00064876 | -0.0025889 | -0.00064884 | 4.9275e-08 | -7.5116e-08 | 0.0039354 | 0.0039355 | 0.0039355 | 0.97889 | -0.4059 | 0.97887 | -0.4063 | 1.0812
250 | -0.024731 | -0.0062056 | 0.02474 | 0.0062109 | 8.6241e-06 | 5.3148e-06 | 0.037597 | 0.037597 | 0.037597 | 0.97889 | -0.4059 | 0.97926 | -0.39859 | 10.3287
251 | 0.0011126 | 0.00027875 | -0.0011126 | -0.00027884 | 8.1841e-09 | -9.0829e-08 | 0.0016906 | 0.0016906 | 0.0016906 | 0.97926 | -0.39859 | 0.97925 | -0.39874 | 0.46445
252 | -0.025852 | -0.0064896 | 0.025857 | 0.0064922 | 4.2028e-06 | 2.5985e-06 | 0.039287 | 0.039287 | 0.039287 | 0.97926 | -0.39859 | 0.97944 | -0.39518 | 10.7932
253 | -0.027995 | -0.0070282 | 0.028011 | 0.0070378 | 1.5464e-05 | 9.6097e-06 | 0.042536 | 0.042536 | 0.042536 | 0.97944 | -0.39518 | 0.98003 | -0.38361 | 11.6858
254 | 0.01207 | 0.0030252 | -0.012069 | -0.0030249 | 6.5898e-07 | 3.543e-07 | 0.018222 | 0.018222 | 0.018222 | 0.98565 | -0.27545 | 0.98559 | -0.2766 | 5.006
255 | 0.010514 | 0.0026465 | -0.010504 | -0.0026414 | 1.0105e-05 | 5.1504e-06 | 0.016009 | 0.016009 | 0.016009 | 0.97751 | -0.43296 | 0.97648 | -0.45308 | 4.3981
256 | -0.01319 | -0.0033172 | 0.013216 | 0.0033316 | 2.5963e-05 | 1.4459e-05 | 0.020082 | 0.020081 | 0.020082 | 0.97751 | -0.43296 | 0.97961 | -0.39183 | 5.5171
257 | 0.010504 | 0.0026414 | -0.01049 | -0.0026343 | 1.3908e-05 | 7.0938e-06 | 0.016009 | 0.01601 | 0.01601 | 0.97648 | -0.45308 | 0.97507 | -0.48084 | 4.3983
258 | -0.015651 | -0.003942 | 0.015655 | 0.0039446 | 4.3753e-06 | 2.5404e-06 | 0.023781 | 0.023781 | 0.023781 | 0.97961 | -0.39183 | 0.97991 | -0.38598 | 6.5332
259 | 0.0094691 | 0.0023785 | -0.0094649 | -0.0023765 | 4.2246e-06 | 2.0313e-06 | 0.014452 | 0.014453 | 0.014453 | 0.97507 | -0.48084 | 0.97459 | -0.49019 | 3.9705
260 | 0.00191 | 0.00047859 | -0.00191 | -0.00047868 | 2.5879e-08 | -8.6784e-08 | 0.0029003 | 0.0029004 | 0.0029004 | 0.97991 | -0.38598 | 0.97989 | -0.38627 | 0.7968
261 | -0.017565 | -0.0044232 | 0.017567 | 0.0044244 | 1.996e-06 | 1.1833e-06 | 0.026681 | 0.026681 | 0.026681 | 0.97991 | -0.38598 | 0.98003 | -0.38361 | 7.33
262 | 0.0094649 | 0.0023765 | -0.0094587 | -0.0023735 | 6.1223e-06 | 2.945e-06 | 0.014453 | 0.014453 | 0.014453 | 0.97459 | -0.49019 | 0.9739 | -0.50376 | 3.9706
263 | 0.0011801 | 0.00029549 | -0.0011801 | -0.00029576 | 2.7624e-08 | -2.7194e-07 | 0.0017909 | 0.001791 | 0.001791 | 0.98046 | -0.37508 | 0.98044 | -0.37558 | 0.49205
264 | 0.045597 | 0.011474 | -0.045578 | -0.011462 | 1.8561e-05 | 1.1749e-05 | 0.069217 | 0.069217 | 0.069217 | 0.98046 | -0.37508 | 0.98003 | -0.38361 | 19.0157
265 | 0.00022686 | 5.6365e-05 | -0.00022686 | -5.6857e-05 | 1.8091e-09 | -4.9232e-07 | 0.00034757 | 0.00034774 | 0.00034774 | 0.97077 | -0.56582 | 0.97076 | -0.56599 | 0.095534
266 | 0.00020808 | 5.2126e-05 | -0.00020808 | -5.215e-05 | 7.4098e-11 | -2.4034e-08 | 0.00031876 | 0.00031877 | 0.00031877 | 0.97134 | -0.55445 | 0.97134 | -0.55446 | 0.087573
267 | -0.0075533 | -0.0018923 | 0.0075535 | 0.0018924 | 2.6554e-07 | 1.0447e-07 | 0.011571 | 0.011571 | 0.011571 | 0.97134 | -0.55445 | 0.97138 | -0.55371 | 3.1788
268 | -0.0075535 | -0.0018924 | 0.0075538 | 0.0018925 | 2.8823e-07 | 1.134e-07 | 0.011571 | 0.011571 | 0.011571 | 0.97138 | -0.55371 | 0.97142 | -0.55291 | 3.1788
269 | 0.00045245 | 0.00011318 | -0.00045245 | -0.00011324 | 9.9081e-10 | -6.7479e-08 | 0.00069298 | 0.00069301 | 0.00069301 | 0.97142 | -0.55291 | 0.97142 | -0.55296 | 0.19039
270 | -0.0080063 | -0.0020057 | 0.0080079 | 0.0020064 | 1.599e-06 | 6.7227e-07 | 0.012264 | 0.012264 | 0.012264 | 0.97142 | -0.55291 | 0.97163 | -0.54872 | 3.3691
271 | 0.00030085 | 7.5252e-05 | -0.00030085 | -7.5401e-05 | 9.6095e-10 | -1.4878e-07 | 0.00046079 | 0.00046085 | 0.00046085 | 0.97142 | -0.55296 | 0.97141 | -0.55302 | 0.12661
272 | -0.0080079 | -0.0020064 | 0.0080088 | 0.0020068 | 8.9739e-07 | 3.7723e-07 | 0.012264 | 0.012263 | 0.012264 | 0.97163 | -0.54872 | 0.97175 | -0.54636 | 3.3691
273 | 0.0088452 | 0.0022198 | -0.0088366 | -0.0022158 | 8.5428e-06 | 3.9172e-06 | 0.013515 | 0.013516 | 0.013516 | 0.9739 | -0.50376 | 0.97288 | -0.52403 | 3.7132
274 | 0.0084166 | 0.0021106 | -0.0084147 | -0.0021097 | 1.951e-06 | 8.5893e-07 | 0.012874 | 0.012874 | 0.012874 | 0.97288 | -0.52403 | 0.97263 | -0.52889 | 3.5368
275 | 0.0082081 | 0.0020579 | -0.0082013 | -0.002055 | 6.8297e-06 | 2.939e-06 | 0.012558 | 0.012558 | 0.012558 | 0.97263 | -0.52889 | 0.97175 | -0.54636 | 3.4501

## res_trafo
| p_hv_mw | q_hv_mvar | p_lv_mw | q_lv_mvar | pl_mw | ql_mvar | i_hv_ka | i_lv_ka | vm_hv_pu | va_hv_degree | vm_lv_pu | va_lv_degree | loading_percent
0 | -1.2729e-15 | -1.3162e-15 | 0.00165 | 1.2699e-07 | 0.00165 | 1.2699e-07 | 5.2857e-17 | 0.0023815 | 0.99998 | 149.9956 | 1 | 0 | 0.2619

## res_ext_grid
| p_mw | q_mvar
0 | 0.3689 | 0.093899

## res_load
| p_mw | q_mvar
0 | 9.9966e-05 | 2.5054e-05
1 | 4.4734e-05 | 1.1211e-05
2 | 0.0003849 | 9.6465e-05
3 | 0.0016186 | 0.00040565
4 | 9.7233e-05 | 2.4369e-05
5 | 0.00027749 | 6.9547e-05
6 | 0.00026656 | 6.6807e-05
7 | 0.00012378 | 3.1022e-05
8 | 0.00024081 | 6.0353e-05
9 | 0.00013802 | 3.4591e-05
10 | 0.00033817 | 8.4752e-05
11 | 0.00033291 | 8.3434e-05
12 | 0.00065082 | 0.00016311
13 | 0.0001377 | 3.4511e-05
14 | 0.00018101 | 4.5366e-05
15 | 0.00093076 | 0.00023327
16 | 0.0012359 | 0.00030975
17 | 0.00027134 | 6.8003e-05
18 | 0.00024504 | 6.1413e-05
19 | 0.00065627 | 0.00016448
20 | 0.00021908 | 5.4906e-05
21 | 0.0011623 | 0.0002913
22 | 0.00046085 | 0.0001155
23 | 0.0021937 | 0.00054979
24 | 0.0015123 | 0.00037902
25 | 0.0011876 | 0.00029763
26 | 0.0010877 | 0.00027261
27 | 0.00072476 | 0.00018164
28 | 0.0009797 | 0.00024553
29 | 0.0010247 | 0.00025682
30 | 0.0016652 | 0.00041734
31 | 0.0010385 | 0.00026026
32 | 0.0023884 | 0.00059859
33 | 0.0031006 | 0.00077709
34 | 0.00018261 | 4.5766e-05
35 | 0.00016406 | 4.1117e-05
36 | 0.00014395 | 3.6077e-05
37 | 0.00020679 | 5.1827e-05
38 | 0.0001882 | 4.7168e-05
39 | 0.0016524 | 0.00041412
40 | 0.0017187 | 0.00043076
41 | 0.0032381 | 0.00081155
42 | 0.00086193 | 0.00021602
43 | 0.00057791 | 0.00014484
44 | 0.0004984 | 0.00012491
45 | 0.00035653 | 8.9356e-05
46 | 0.0002045 | 5.1254e-05
47 | 0.00088536 | 0.00022189
48 | 0.00013994 | 3.5073e-05
49 | 0.00030571 | 7.6619e-05
50 | 0.0020066 | 0.0005029
51 | 0.00093969 | 0.00023551
52 | 0.00045125 | 0.00011309
53 | 0.00080657 | 0.00020215
54 | 0.0034741 | 0.00087069
55 | 0.0016879 | 0.00042302
56 | 0.0015263 | 0.00038252
57 | 0.016268 | 0.0040771
58 | 0.0024878 | 0.00062351
59 | 0.0038339 | 0.00096086
60 | 0.0016346 | 0.00040966
61 | 0.0064008 | 0.0016042
62 | 0.0062789 | 0.0015736
63 | 0.0026132 | 0.00065492
64 | 0.0026987 | 0.00067637
65 | 0.0041192 | 0.0010324
66 | 0.00066005 | 0.00016542
67 | 0.0017699 | 0.00044357
68 | 0.0024938 | 0.000625
69 | 0.00022001 | 5.5139e-05
70 | 0.00067775 | 0.00016986
71 | 0.00090086 | 0.00022578
72 | 0.0003597 | 9.0149e-05
73 | 0.0043439 | 0.0010887
74 | 0.0020133 | 0.00050458
75 | 0.0030414 | 0.00076225
76 | 0.0033135 | 0.00083045
77 | 0.0017302 | 0.00043362
78 | 0.0017309 | 0.00043381
79 | 0.0011816 | 0.00029613
80 | 0.0017309 | 0.00043381
81 | 0.0013131 | 0.00032911
82 | 0.0017292 | 0.00043337
83 | 0.0033061 | 0.00082859
84 | 0.0011829 | 0.00029647
85 | 0.0017375 | 0.00043546
86 | 0.0012492 | 0.00031307
87 | 0.0012492 | 0.00031307
88 | 0.0012198 | 0.00030571
89 | 0.001219 | 0.00030551
90 | 0.0025195 | 0.00063146
91 | 0.004998 | 0.0012526
92 | 0.0049493 | 0.0012404
93 | 0.0019219 | 0.00048167
94 | 0.002495 | 0.0006253
95 | 0.0016697 | 0.00041846
96 | 0.0012445 | 0.00031189
97 | 0.0022169 | 0.00055562
98 | 0.0026474 | 0.00066349
99 | 0.0017213 | 0.00043141
100 | 0.0012749 | 0.00031953
101 | 0.0015485 | 0.0003881
102 | 0.0025217 | 0.00063199
103 | 0.0011824 | 0.00029634
104 | 0.0013935 | 0.00034924
105 | 0.0027382 | 0.00068625
106 | 0.0019819 | 0.0004967
107 | 0.0019275 | 0.00048308
108 | 0.002176 | 0.00054537
109 | 0.0012904 | 0.0003234
110 | 0.0030773 | 0.00077126
111 | 0.0027445 | 0.00068784
112 | 0.0032747 | 0.00082072
113 | 0.003636 | 0.00091127
114 | 0.0024405 | 0.00061164
115 | 0.0023091 | 0.00057871
116 | 0.00090378 | 0.00022651
117 | 0.0025025 | 0.00062719
118 | 0.0038901 | 0.00097496
119 | 0.012977 | 0.0032523
120 | 0.0018104 | 0.00045373
121 | 0.0012892 | 0.0003231
122 | 0.0016704 | 0.00041864
123 | 0.0026504 | 0.00066425
124 | 0.00075653 | 0.0001896
125 | 0.0009444 | 0.00023669
126 | 0.00075205 | 0.00018848
127 | 0.0043865 | 0.0010994
128 | 0.00075255 | 0.00018861
129 | 0.0096166 | 0.0024101
130 | 0.00090449 | 0.00022669
131 | 0.0018611 | 0.00046642
132 | 0.00156 | 0.00039096
133 | 0.0020116 | 0.00050414
134 | 0.0012956 | 0.00032471
135 | 0.00020261 | 5.0779e-05
136 | 0.001434 | 0.0003594
137 | 0.0005429 | 0.00013606
138 | 0.00013072 | 3.2762e-05
139 | 0.00012491 | 3.1304e-05
140 | 0.0004876 | 0.0001222
141 | 8.3722e-05 | 2.0983e-05
142 | 0.00030286 | 7.5904e-05
143 | 0.00017017 | 4.2648e-05
144 | 0.00095437 | 0.00023919
145 | 0.00029338 | 7.3529e-05
146 | 0.00022339 | 5.5988e-05
147 | 0.00037277 | 9.3426e-05
148 | 0.00017261 | 4.3261e-05
149 | 0.00063951 | 0.00016028
150 | 0.00029996 | 7.5176e-05
151 | 0.00010052 | 2.5193e-05
152 | 0.0039229 | 0.00098317
153 | 0.0030757 | 0.00077083
154 | 0.0023911 | 0.00059926
155 | 0.00088427 | 0.00022162
156 | 0.0012268 | 0.00030748
157 | 0.004886 | 0.0012246
158 | 0.0025833 | 0.00064743
159 | 0.0012268 | 0.00030747
160 | 0.0043009 | 0.0010779
161 | 0.0043037 | 0.0010786
162 | 0.0029789 | 0.00074659
163 | 0.0018889 | 0.00047339
164 | 0.0052628 | 0.001319
165 | 0.003344 | 0.00083809
166 | 0.0014776 | 0.00037033
167 | 0.0014756 | 0.00036981
168 | 0.00016258 | 4.0746e-05
169 | 0.0017583 | 0.00044068
170 | 0.0017018 | 0.00042651
171 | 0.0013806 | 0.00034601
172 | 0.0014274 | 0.00035773
173 | 0.0013095 | 0.00032818
174 | 0.0015934 | 0.00039935
175 | 0.0011689 | 0.00029295
176 | 0.001482 | 0.00037143
177 | 0.0038611 | 0.00096768
178 | 0.0013052 | 0.00032712
179 | 0.0025889 | 0.00064884
180 | 0.0011126 | 0.00027884
181 | 0.0021387 | 0.00053601
182 | 0.0034354 | 0.000861
183 | 0.0018426 | 0.0004618
184 | 0.012069 | 0.0030249
185 | 0.0014986 | 0.00037558
186 | 0.0026759 | 0.00067064
187 | 0.0024355 | 0.00061039
188 | 0.0010206 | 0.0002558
189 | 0.0021413 | 0.00053666
190 | 0.0011801 | 0.00029576
191 | 0.003901 | 0.00097767
192 | 0.00191 | 0.00047868
193 | 0.00024699 | 6.1901e-05
194 | 0.00036193 | 9.0708e-05
195 | 0.00022686 | 5.6857e-05
196 | 0.00015159 | 3.7993e-05
197 | 0.00020808 | 5.215e-05
198 | 0.00061355 | 0.00015377
199 | 0.00041999 | 0.00010526
200 | 0.00020661 | 5.1782e-05
201 | 0.00019248 | 4.824e-05
202 | 0.00030085 | 7.5401e-05

## dtypes
| element | column | dtype
0 | bus | name | object
1 | bus | vn_kv | float64
2 | bus | type | object
3 | bus | zone | object
4 | bus | in_service | bool
5 | load | name | object
6 | load | bus | uint32
7 | load | p_mw | float64
8 | load | q_mvar | float64
9 | load | const_z_percent | float64
10 | load | const_i_percent | float64
11 | load | sn_mva | float64
12 | load | scaling | float64
13 | load | in_service | bool
14 | load | type | object
15 | ext_grid | name | object
16 | ext_grid | bus | uint32
17 | ext_grid | vm_pu | float64
18 | ext_grid | va_degree | float64
19 | ext_grid | slack_weight | float64
20 | ext_grid | in_service | bool
21 | line | name | object
22 | line | std_type | object
23 | line | from_bus | uint32
24 | line | to_bus | uint32
25 | line | length_km | float64
26 | line | r_ohm_per_km | float64
27 | line | x_ohm_per_km | float64
28 | line | c_nf_per_km | float64
29 | line | g_us_per_km | float64
30 | line | max_i_ka | float64
31 | line | df | float64
32 | line | parallel | uint32
33 | line | type | object
34 | line | in_service | bool
35 | trafo | name | object
36 | trafo | std_type | object
37 | trafo | hv_bus | uint32
38 | trafo | lv_bus | uint32
39 | trafo | sn_mva | float64
40 | trafo | vn_hv_kv | float64
41 | trafo | vn_lv_kv | float64
42 | trafo | vk_percent | float64
43 | trafo | vkr_percent | float64
44 | trafo | pfe_kw | float64
45 | trafo | i0_percent | float64
46 | trafo | shift_degree | float64
47 | trafo | tap_side | object
48 | trafo | tap_neutral | int32
49 | trafo | tap_min | int32
50 | trafo | tap_max | int32
51 | trafo | tap_step_percent | float64
52 | trafo | tap_step_degree | float64
53 | trafo | tap_pos | int32
54 | trafo | tap_phase_shifter | bool
55 | trafo | parallel | uint32
56 | trafo | df | float64
57 | trafo | in_service | bool
58 | line_geodata | coords | object
59 | bus_geodata | x | float64
60 | bus_geodata | y | float64
61 | bus_geodata | coords | object
62 | res_bus | vm_pu | float64
63 | res_bus | va_degree | float64
64 | res_bus | p_mw | float64
65 | res_bus | q_mvar | float64
66 | res_line | p_from_mw | float64
67 | res_line | q_from_mvar | float64
68 | res_line | p_to_mw | float64
69 | res_line | q_to_mvar | float64
70 | res_line | pl_mw | float64
71 | res_line | ql_mvar | float64
72 | res_line | i_from_ka | float64
73 | res_line | i_to_ka | float64
74 | res_line | i_ka | float64
75 | res_line | vm_from_pu | float64
76 | res_line | va_from_degree | float64
77 | res_line | vm_to_pu | float64
78 | res_line | va_to_degree | float64
79 | res_line | loading_percent | float64
80 | res_trafo | p_hv_mw | float64
81 | res_trafo | q_hv_mvar | float64
82 | res_trafo | p_lv_mw | float64
83 | res_trafo | q_lv_mvar | float64
84 | res_trafo | pl_mw | float64
85 | res_trafo | ql_mvar | float64
86 | res_trafo | i_hv_ka | float64
87 | res_trafo | i_lv_ka | float64
88 | res_trafo | vm_hv_pu | float64
89 | res_trafo | va_hv_degree | float64
90 | res_trafo | vm_lv_pu | float64
91 | res_trafo | va_lv_degree | float64
92 | res_trafo | loading_percent | float64
93 | res_ext_grid | p_mw | float64
94 | res_ext_grid | q_mvar | float64
95 | res_load | p_mw | float64
96 | res_load | q_mvar | float64

## parameters
| version | format_version | converged | OPF_converged | name | f_hz | sn_mva
0 | 2.14.6 | 2.14.0 | TRUE | FALSE |  | 50 | 1