## bus
| name | vn_kv | type | zone | in_service
0 | bus_LV_112-2_0_4_node_0 | 0.4 | n |  | TRUE
1 | bus_LV_112-2_0_4_node_1 | 0.4 | n |  | TRUE
2 | bus_LV_112-2_0_4_node_2 | 0.4 | n |  | TRUE
3 | bus_LV_112-2_0_4_node_3 | 0.4 | n |  | TRUE
4 | bus_LV_112-2_0_4_node_11 | 0.4 | n |  | TRUE
5 | bus_LV_112-2_0_4_node_12 | 0.4 | n |  | TRUE
6 | bus_LV_112-2_0_4_node_4 | 0.4 | n |  | TRUE
7 | bus_LV_112-2_0_4_node_5 | 0.4 | n |  | TRUE
8 | bus_LV_112-2_0_4_node_6 | 0.4 | n |  | TRUE
9 | bus_LV_112-2_0_4_node_7 | 0.4 | n |  | TRUE
10 | bus_LV_112-2_0_4_node_8 | 0.4 | n |  | TRUE
11 | bus_LV_112-2_0_4_node_9 | 0.4 | n |  | TRUE
12 | bus_LV_112-2_0_4_node_10 | 0.4 | n |  | TRUE
13 | bus_LV_112-2_0_4_node_91 | 0.4 | n |  | TRUE
14 | bus_LV_112-2_0_4_node_14 | 0.4 | n |  | TRUE
15 | bus_LV_112-2_0_4_node_90 | 0.4 | n |  | TRUE
16 | bus_LV_112-2_0_4_node_42 | 0.4 | n |  | TRUE
17 | bus_LV_112-2_0_4_node_39 | 0.4 | n |  | TRUE
18 | bus_LV_112-2_0_4_node_15 | 0.4 | n |  | TRUE
19 | bus_LV_112-2_0_4_node_16 | 0.4 | n |  | TRUE
20 | bus_LV_112-2_0_4_node_17 | 0.4 | n |  | TRUE
21 | bus_LV_112-2_0_4_node_18 | 0.4 | n |  | TRUE
22 | bus_LV_112-2_0_4_node_120 | 0.4 | n |  | TRUE
23 | bus_LV_112-2_0_4_node_20 | 0.4 | n |  | TRUE
24 | bus_LV_112-2_0_4_node_119 | 0.4 | n |  | TRUE
25 | bus_LV_112-2_0_4_node_19 | 0.4 | n |  | TRUE
26 | bus_LV_112-2_0_4_node_34 | 0.4 | n |  | TRUE
27 | bus_LV_112-2_0_4_node_121 | 0.4 | n |  | TRUE
28 | bus_LV_112-2_0_4_node_27 | 0.4 | n |  | TRUE
29 | bus_LV_112-2_0_4_node_26 | 0.4 | n |  | TRUE
30 | bus_LV_112-2_0_4_node_25 | 0.4 | n |  | TRUE
31 | bus_LV_112-2_0_4_node_111 | 0.4 | n |  | TRUE
32 | bus_LV_112-2_0_4_node_36 | 0.4 | n |  | TRUE
33 | bus_LV_112-2_0_4_node_30 | 0.4 | n |  | TRUE
34 | bus_LV_112-2_0_4_node_23 | 0.4 | n |  | TRUE
35 | bus_LV_112-2_0_4_node_58 | 0.4 | n |  | TRUE
36 | bus_LV_112-2_0_4_node_122 | 0.4 | n |  | TRUE
37 | bus_LV_112-2_0_4_node_55 | 0.4 | n |  | TRUE
38 | bus_LV_112-2_0_4_node_114 | 0.4 | n |  | TRUE
39 | bus_LV_112-2_0_4_node_112 | 0.4 | n |  | TRUE
40 | bus_LV_112-2_0_4_node_22 | 0.4 | n |  | TRUE
41 | bus_LV_112-2_0_4_node_24 | 0.4 | n |  | TRUE
42 | bus_LV_112-2_0_4_node_28 | 0.4 | n |  | TRUE
43 | bus_LV_112-2_0_4_node_29 | 0.4 | n |  | TRUE
44 | bus_LV_112-2_0_4_node_31 | 0.4 | n |  | TRUE
45 | bus_LV_112-2_0_4_node_35 | 0.4 | n |  | TRUE
46 | bus_LV_112-2_0_4_node_32 | 0.4 | n |  | TRUE
47 | bus_LV_112-2_0_4_node_104 | 0.4 | n |  | TRUE
48 | bus_LV_112-2_0_4_node_107 | 0.4 | n |  | TRUE
49 | bus_LV_112-2_0_4_node_33 | 0.4 | n |  | TRUE
50 | bus_LV_112-2_0_4_node_110 | 0.4 | n |  | TRUE
51 | bus_LV_112-2_0_4_node_72 | 0.4 | n |  | TRUE
52 | bus_LV_112-2_0_4_node_81 | 0.4 | n |  | TRUE
53 | bus_LV_112-2_0_4_node_103 | 0.4 | n |  | TRUE
54 | bus_LV_112-2_0_4_node_105 | 0.4 | n |  | TRUE
55 | bus_LV_112-2_0_4_node_109 | 0.4 | n |  | TRUE
56 | bus_LV_112-2_0_4_node_83 | 0.4 | n |  | TRUE
57 | bus_LV_112-2_0_4_node_71 | 0.4 | n |  | TRUE
58 | bus_LV_112-2_0_4_node_78 | 0.4 | n |  | TRUE
59 | bus_LV_112-2_0_4_node_37 | 0.4 | n |  | TRUE
60 | bus_LV_112-2_0_4_node_38 | 0.4 | n |  | TRUE
61 | bus_LV_112-2_0_4_node_41 | 0.4 | n |  | TRUE
62 | bus_LV_112-2_0_4_node_44 | 0.4 | n |  | TRUE
63 | bus_LV_112-2_0_4_node_43 | 0.4 | n |  | TRUE
64 | bus_LV_112-2_0_4_node_57 | 0.4 | n |  | TRUE
65 | bus_LV_112-2_0_4_node_45 | 0.4 | n |  | TRUE
66 | bus_LV_112-2_0_4_node_46 | 0.4 | n |  | TRUE
67 | bus_LV_112-2_0_4_node_47 | 0.4 | n |  | TRUE
68 | bus_LV_112-2_0_4_node_48 | 0.4 | n |  | TRUE
69 | bus_LV_112-2_0_4_node_49 | 0.4 | n |  | TRUE
70 | bus_LV_112-2_0_4_node_50 | 0.4 | n |  | TRUE
71 | bus_LV_112-2_0_4_node_51 | 0.4 | n |  | TRUE
72 | bus_LV_112-2_0_4_node_52 | 0.4 | n |  | TRUE
73 | bus_LV_112-2_0_4_node_62 | 0.4 | n |  | TRUE
74 | bus_LV_112-2_0_4_node_63 | 0.4 | n |  | TRUE
75 | bus_LV_112-2_0_4_node_53 | 0.4 | n |  | TRUE
76 | bus_LV_112-2_0_4_node_54 | 0.4 | n |  | TRUE
77 | bus_LV_112-2_0_4_node_56 | 0.4 | n |  | TRUE
78 | bus_LV_112-2_0_4_node_59 | 0.4 | n |  | TRUE
79 | bus_LV_112-2_0_4_node_60 | 0.4 | n |  | TRUE
80 | bus_LV_112-2_0_4_node_61 | 0.4 | n |  | TRUE
81 | bus_LV_112-2_0_4_node_66 | 0.4 | n |  | TRUE
82 | bus_LV_112-2_0_4_node_67 | 0.4 | n |  | TRUE
83 | bus_LV_112-2_0_4_node_65 | 0.4 | n |  | TRUE
84 | bus_LV_112-2_0_4_node_69 | 0.4 | n |  | TRUE
85 | bus_LV_112-2_0_4_node_117 | 0.4 | n |  | TRUE
86 | bus_LV_112-2_0_4_node_64 | 0.4 | n |  | TRUE
87 | bus_LV_112-2_0_4_node_73 | 0.4 | n |  | TRUE
88 | bus_LV_112-2_0_4_node_68 | 0.4 | n |  | TRUE
89 | bus_LV_112-2_0_4_node_115 | 0.4 | n |  | TRUE
90 | bus_LV_112-2_0_4_node_70 | 0.4 | n |  | TRUE
91 | bus_LV_112-2_0_4_node_74 | 0.4 | n |  | TRUE
92 | bus_LV_112-2_0_4_node_113 | 0.4 | n |  | TRUE
93 | bus_LV_112-2_0_4_node_75 | 0.4 | n |  | TRUE
94 | bus_LV_112-2_0_4_node_76 | 0.4 | n |  | TRUE
95 | bus_LV_112-2_0_4_node_77 | 0.4 | n |  | TRUE
96 | bus_LV_112-2_0_4_node_79 | 0.4 | n |  | TRUE
97 | bus_LV_112-2_0_4_node_80 | 0.4 | n |  | TRUE
98 | bus_LV_112-2_0_4_node_82 | 0.4 | n |  | TRUE
99 | bus_LV_112-2_0_4_node_84 | 0.4 | n |  | TRUE
100 | bus_LV_112-2_0_4_node_85 | 0.4 | n |  | TRUE
101 | bus_LV_112-2_0_4_node_86 | 0.4 | n |  | TRUE
102 | bus_LV_112-2_0_4_node_87 | 0.4 | n |  | TRUE
103 | bus_LV_112-2_0_4_node_88 | 0.4 | n |  | TRUE
104 | bus_LV_112-2_0_4_node_89 | 0.4 | n |  | TRUE
105 | bus_LV_112-2_0_4_node_99 | 0.4 | n |  | TRUE
106 | bus_LV_112-2_0_4_node_100 | 0.4 | n |  | TRUE
107 | bus_LV_112-2_0_4_node_96 | 0.4 | n |  | TRUE
108 | bus_LV_112-2_0_4_node_94 | 0.4 | n |  | TRUE
109 | bus_LV_112-2_0_4_node_93 | 0.4 | n |  | TRUE
110 | bus_LV_112-2_0_4_node_95 | 0.4 | n |  | TRUE
111 | bus_LV_112-2_0_4_node_97 | 0.4 | n |  | TRUE
112 | bus_LV_112-2_0_4_node_98 | 0.4 | n |  | TRUE
113 | bus_LV_112-2_0_4_node_102 | 0.4 | n |  | TRUE
114 | bus_LV_112-2_0_4_node_108 | 0.4 | n |  | TRUE
115 | bus_LV_112-2_0_4_node_106 | 0.4 | n |  | TRUE
116 | bus_LV_112-2_0_4_node_116 | 0.4 | n |  | TRUE
117 | bus_LV_112-2_0_4_node_118 | 0.4 | n |  | TRUE
118 | bus_MV_355_0_node_100 | 20 | n |  | TRUE

## load
| name | bus | p_mw | q_mvar | const_z_percent | const_i_percent | sn_mva | scaling | in_service | type
0 | LV_112-2_0_4_load_0 | 0 | 0.0016256 | 0.00040742 | 0 | 0 |  | 1 | TRUE | wye
1 | LV_112-2_0_4_load_1 | 1 | 0.0032208 | 0.00080721 | 0 | 0 |  | 1 | TRUE | wye
2 | LV_112-2_0_4_load_2 | 2 | 0.00049876 | 0.000125 | 0 | 0 |  | 1 | TRUE | wye
3 | LV_112-2_0_4_load_11 | 4 | 0.0016509 | 0.00041376 | 0 | 0 |  | 1 | TRUE | wye
4 | LV_112-2_0_4_load_4 | 6 | 0.00031127 | 7.8012e-05 | 0 | 0 |  | 1 | TRUE | wye
5 | LV_112-2_0_4_load_5 | 7 | 0.00023039 | 5.7741e-05 | 0 | 0 |  | 1 | TRUE | wye
6 | LV_112-2_0_4_load_6 | 8 | 0.0080744 | 0.0020236 | 0 | 0 |  | 1 | TRUE | wye
7 | LV_112-2_0_4_load_7 | 9 | 0.0011258 | 0.00028214 | 0 | 0 |  | 1 | TRUE | wye
8 | LV_112-2_0_4_load_8 | 10 | 0.0023671 | 0.00059325 | 0 | 0 |  | 1 | TRUE | wye
9 | LV_112-2_0_4_load_9 | 11 | 0.0002301 | 5.7669e-05 | 0 | 0 |  | 1 | TRUE | wye
10 | LV_112-2_0_4_load_91 | 13 | 0.003663 | 0.00091803 | 0 | 0 |  | 1 | TRUE | wye
11 | LV_112-2_0_4_load_14 | 14 | 0.0009341 | 0.00023411 | 0 | 0 |  | 1 | TRUE | wye
12 | LV_112-2_0_4_load_90 | 15 | 0.0016048 | 0.00040219 | 0 | 0 |  | 1 | TRUE | wye
13 | LV_112-2_0_4_load_42 | 16 | 0.0019894 | 0.00049859 | 0 | 0 |  | 1 | TRUE | wye
14 | LV_112-2_0_4_load_15 | 18 | 0.0022927 | 0.00057459 | 0 | 0 |  | 1 | TRUE | wye
15 | LV_112-2_0_4_load_17 | 20 | 0.0017238 | 0.00043202 | 0 | 0 |  | 1 | TRUE | wye
16 | LV_112-2_0_4_load_120 | 22 | 0.0028995 | 0.00072668 | 0 | 0 |  | 1 | TRUE | wye
17 | LV_112-2_0_4_load_119 | 24 | 0.0039316 | 0.00098536 | 0 | 0 |  | 1 | TRUE | wye
18 | LV_112-2_0_4_load_121 | 27 | 0.0025255 | 0.00063295 | 0 | 0 |  | 1 | TRUE | wye
19 | LV_112-2_0_4_load_27 | 28 | 0.0048927 | 0.0012262 | 0 | 0 |  | 1 | TRUE | wye
20 | LV_112-2_0_4_load_36 | 32 | 0.014751 | 0.003697 | 0 | 0 |  | 1 | TRUE | wye
21 | LV_112-2_0_4_load_23 | 34 | 0.0036927 | 0.00092547 | 0 | 0 |  | 1 | TRUE | wye
22 | LV_112-2_0_4_load_122 | 36 | 0.0071929 | 0.0018027 | 0 | 0 |  | 1 | TRUE | wye
23 | LV_112-2_0_4_load_114 | 38 | 0.056427 | 0.014142 | 0 | 0 |  | 1 | TRUE | wye
24 | LV_112-2_0_4_load_112 | 39 | 0.012946 | 0.0032445 | 0 | 0 |  | 1 | TRUE | wye
25 | LV_112-2_0_4_load_22 | 40 | 0.0020738 | 0.00051974 | 0 | 0 |  | 1 | TRUE | wye
26 | LV_112-2_0_4_load_24 | 41 | 0.0040179 | 0.001007 | 0 | 0 |  | 1 | TRUE | wye
27 | LV_112-2_0_4_load_28 | 42 | 0.012815 | 0.0032117 | 0 | 0 |  | 1 | TRUE | wye
28 | LV_112-2_0_4_load_31 | 44 | 0.0049637 | 0.001244 | 0 | 0 |  | 1 | TRUE | wye
29 | LV_112-2_0_4_load_104 | 47 | 0.0017774 | 0.00044547 | 0 | 0 |  | 1 | TRUE | wye
30 | LV_112-2_0_4_load_110 | 50 | 0.0041524 | 0.0010407 | 0 | 0 |  | 1 | TRUE | wye
31 | LV_112-2_0_4_load_81 | 52 | 0.0034312 | 0.00085994 | 0 | 0 |  | 1 | TRUE | wye
32 | LV_112-2_0_4_load_103 | 53 | 0.0026535 | 0.00066504 | 0 | 0 |  | 1 | TRUE | wye
33 | LV_112-2_0_4_load_105 | 54 | 0.0051237 | 0.0012841 | 0 | 0 |  | 1 | TRUE | wye
34 | LV_112-2_0_4_load_109 | 55 | 0.0051439 | 0.0012892 | 0 | 0 |  | 1 | TRUE | wye
35 | LV_112-2_0_4_load_83 | 56 | 0.0098112 | 0.0024589 | 0 | 0 |  | 1 | TRUE | wye
36 | LV_112-2_0_4_load_37 | 59 | 0.0014617 | 0.00036632 | 0 | 0 |  | 1 | TRUE | wye
37 | LV_112-2_0_4_load_41 | 61 | 0.0022973 | 0.00057576 | 0 | 0 |  | 1 | TRUE | wye
38 | LV_112-2_0_4_load_44 | 62 | 0.0013583 | 0.00034041 | 0 | 0 |  | 1 | TRUE | wye
39 | LV_112-2_0_4_load_43 | 63 | 0.0010334 | 0.000259 | 0 | 0 |  | 1 | TRUE | wye
40 | LV_112-2_0_4_load_57 | 64 | 0.00092753 | 0.00023246 | 0 | 0 |  | 1 | TRUE | wye
41 | LV_112-2_0_4_load_45 | 65 | 0.0016322 | 0.00040906 | 0 | 0 |  | 1 | TRUE | wye
42 | LV_112-2_0_4_load_46 | 66 | 0.001977 | 0.00049547 | 0 | 0 |  | 1 | TRUE | wye
43 | LV_112-2_0_4_load_47 | 67 | 0.0010186 | 0.00025528 | 0 | 0 |  | 1 | TRUE | wye
44 | LV_112-2_0_4_load_48 | 68 | 0.0011446 | 0.00028688 | 0 | 0 |  | 1 | TRUE | wye
45 | LV_112-2_0_4_load_49 | 69 | 0.0011049 | 0.00027691 | 0 | 0 |  | 1 | TRUE | wye
46 | LV_112-2_0_4_load_50 | 70 | 0.0012232 | 0.00030657 | 0 | 0 |  | 1 | TRUE | wye
47 | LV_112-2_0_4_load_51 | 71 | 0.0020455 | 0.00051266 | 0 | 0 |  | 1 | TRUE | wye
48 | LV_112-2_0_4_load_52 | 72 | 0.0010579 | 0.00026514 | 0 | 0 |  | 1 | TRUE | wye
49 | LV_112-2_0_4_load_62 | 73 | 0.0017414 | 0.00043643 | 0 | 0 |  | 1 | TRUE | wye
50 | LV_112-2_0_4_load_63 | 74 | 0.0011797 | 0.00029567 | 0 | 0 |  | 1 | TRUE | wye
51 | LV_112-2_0_4_load_53 | 75 | 0.0035944 | 0.00090084 | 0 | 0 |  | 1 | TRUE | wye
52 | LV_112-2_0_4_load_54 | 76 | 0.0017445 | 0.00043722 | 0 | 0 |  | 1 | TRUE | wye
53 | LV_112-2_0_4_load_56 | 77 | 0.0014096 | 0.00035329 | 0 | 0 |  | 1 | TRUE | wye
54 | LV_112-2_0_4_load_61 | 80 | 0.0016686 | 0.00041819 | 0 | 0 |  | 1 | TRUE | wye
55 | LV_112-2_0_4_load_67 | 82 | 0.0018841 | 0.00047219 | 0 | 0 |  | 1 | TRUE | wye
56 | LV_112-2_0_4_load_65 | 83 | 0.0019595 | 0.00049109 | 0 | 0 |  | 1 | TRUE | wye
57 | LV_112-2_0_4_load_69 | 84 | 0.0014203 | 0.00035595 | 0 | 0 |  | 1 | TRUE | wye
58 | LV_112-2_0_4_load_117 | 85 | 0.0015687 | 0.00039316 | 0 | 0 |  | 1 | TRUE | wye
59 | LV_112-2_0_4_load_64 | 86 | 0.0012206 | 0.0003059 | 0 | 0 |  | 1 | TRUE | wye
60 | LV_112-2_0_4_load_73 | 87 | 0.0036212 | 0.00090757 | 0 | 0 |  | 1 | TRUE | wye
61 | LV_112-2_0_4_load_68 | 88 | 0.0013757 | 0.00034478 | 0 | 0 |  | 1 | TRUE | wye
62 | LV_112-2_0_4_load_115 | 89 | 0.0056435 | 0.0014144 | 0 | 0 |  | 1 | TRUE | wye
63 | LV_112-2_0_4_load_70 | 90 | 0.0019791 | 0.000496 | 0 | 0 |  | 1 | TRUE | wye
64 | LV_112-2_0_4_load_74 | 91 | 0.0014913 | 0.00037375 | 0 | 0 |  | 1 | TRUE | wye
65 | LV_112-2_0_4_load_113 | 92 | 0.0081713 | 0.0020479 | 0 | 0 |  | 1 | TRUE | wye
66 | LV_112-2_0_4_load_75 | 93 | 0.0041787 | 0.0010473 | 0 | 0 |  | 1 | TRUE | wye
67 | LV_112-2_0_4_load_76 | 94 | 0.0057214 | 0.0014339 | 0 | 0 |  | 1 | TRUE | wye
68 | LV_112-2_0_4_load_77 | 95 | 0.00098959 | 0.00024801 | 0 | 0 |  | 1 | TRUE | wye
69 | LV_112-2_0_4_load_79 | 96 | 0.0041782 | 0.0010472 | 0 | 0 |  | 1 | TRUE | wye
70 | LV_112-2_0_4_load_80 | 97 | 0.0056115 | 0.0014064 | 0 | 0 |  | 1 | TRUE | wye
71 | LV_112-2_0_4_load_82 | 98 | 0.00595 | 0.0014912 | 0 | 0 |  | 1 | TRUE | wye
72 | LV_112-2_0_4_load_85 | 100 | 0.0010623 | 0.00026624 | 0 | 0 |  | 1 | TRUE | wye
73 | LV_112-2_0_4_load_86 | 101 | 0.0014968 | 0.00037514 | 0 | 0 |  | 1 | TRUE | wye
74 | LV_112-2_0_4_load_87 | 102 | 0.0085982 | 0.0021549 | 0 | 0 |  | 1 | TRUE | wye
75 | LV_112-2_0_4_load_88 | 103 | 0.0055838 | 0.0013994 | 0 | 0 |  | 1 | TRUE | wye
76 | LV_112-2_0_4_load_89 | 104 | 0.0025657 | 0.00064302 | 0 | 0 |  | 1 | TRUE | wye
77 | LV_112-2_0_4_load_99 | 105 | 0.005656 | 0.0014175 | 0 | 0 |  | 1 | TRUE | wye
78 | LV_112-2_0_4_load_100 | 106 | 0.0026558 | 0.0006656 | 0 | 0 |  | 1 | TRUE | wye
79 | LV_112-2_0_4_load_96 | 107 | 0.0083022 | 0.0020807 | 0 | 0 |  | 1 | TRUE | wye
80 | LV_112-2_0_4_load_94 | 108 | 0.0024674 | 0.00061839 | 0 | 0 |  | 1 | TRUE | wye
81 | LV_112-2_0_4_load_93 | 109 | 0.0034938 | 0.00087563 | 0 | 0 |  | 1 | TRUE | wye
82 | LV_112-2_0_4_load_95 | 110 | 0.0034067 | 0.0008538 | 0 | 0 |  | 1 | TRUE | wye
83 | LV_112-2_0_4_load_97 | 111 | 0.0047839 | 0.001199 | 0 | 0 |  | 1 | TRUE | wye
84 | LV_112-2_0_4_load_98 | 112 | 0.0026646 | 0.00066781 | 0 | 0 |  | 1 | TRUE | wye
85 | LV_112-2_0_4_load_102 | 113 | 0.0018933 | 0.0004745 | 0 | 0 |  | 1 | TRUE | wye
86 | LV_112-2_0_4_load_108 | 114 | 0.0015348 | 0.00038466 | 0 | 0 |  | 1 | TRUE | wye
87 | LV_112-2_0_4_load_116 | 116 | 0.0055997 | 0.0014034 | 0 | 0 |  | 1 | TRUE | wye
88 | LV_112-2_0_4_load_118 | 117 | 0.0062419 | 0.0015644 | 0 | 0 |  | 1 | TRUE | wye

## ext_grid
| name | bus | vm_pu | va_degree | slack_weight | in_service
0 |  | 51 | 1 | 0 | 1 | TRUE

## line
| name | std_type | from_bus | to_bus | length_km | r_ohm_per_km | x_ohm_per_km | c_nf_per_km | g_us_per_km | max_i_ka | df | parallel | type | in_service
0 | LV_112-2_0_4_line_0 |  | 0 | 1 | 0.013935 | 0.125 | 0.08 | 261 | 0 | 0.364 | 1 | 1 | cs | TRUE
1 | LV_112-2_0_4_line_1 |  | 1 | 2 | 0.025531 | 0.125 | 0.08 | 261 | 0 | 0.364 | 1 | 1 | cs | TRUE
2 | LV_112-2_0_4_line_2 |  | 2 | 3 | 0.010299 | 0.125 | 0.08 | 261 | 0 | 0.364 | 1 | 1 | cs | TRUE
3 | LV_112-2_0_4_line_3 |  | 3 | 4 | 0.012443 | 0.125 | 0.08 | 261 | 0 | 0.364 | 1 | 1 | cs | TRUE
4 | LV_112-2_0_4_line_4 |  | 4 | 5 | 0.089206 | 0.125 | 0.08 | 261 | 0 | 0.364 | 1 | 1 | cs | TRUE
5 | LV_112-2_0_4_line_5 |  | 5 | 14 | 0.037531 | 0.125 | 0.08 | 261 | 0 | 0.364 | 1 | 1 | cs | TRUE
6 | LV_112-2_0_4_line_6 |  | 5 | 11 | 0.0041639 | 0.125 | 0.08 | 261 | 0 | 0.364 | 1 | 1 | cs | TRUE
7 | LV_112-2_0_4_line_7 |  | 6 | 7 | 0.013097 | 0.125 | 0.08 | 261 | 0 | 0.364 | 1 | 1 | cs | TRUE
8 | LV_112-2_0_4_line_8 |  | 6 | 8 | 0.24863 | 0.125 | 0.08 | 261 | 0 | 0.364 | 1 | 1 | cs | TRUE
9 | LV_112-2_0_4_line_9 |  | 7 | 9 | 0.00094842 | 0.125 | 0.08 | 261 | 0 | 0.364 | 1 | 1 | cs | TRUE
10 | LV_112-2_0_4_line_10 |  | 8 | 10 | 0.070945 | 0.125 | 0.08 | 261 | 0 | 0.364 | 1 | 1 | cs | TRUE
11 | LV_112-2_0_4_line_11 |  | 9 | 11 | 0.0084651 | 0.125 | 0.08 | 261 | 0 | 0.364 | 1 | 1 | cs | TRUE
12 | LV_112-2_0_4_line_12 |  | 10 | 12 | 0.042773 | 0.125 | 0.08 | 261 | 0 | 0.364 | 1 | 1 | cs | TRUE
13 | LV_112-2_0_4_line_13 |  | 12 | 13 | 0.066343 | 0.125 | 0.08 | 261 | 0 | 0.364 | 1 | 1 | cs | TRUE
14 | LV_112-2_0_4_line_14 |  | 13 | 15 | 0.0088067 | 0.125 | 0.08 | 261 | 0 | 0.364 | 1 | 1 | cs | TRUE
15 | LV_112-2_0_4_line_15 |  | 15 | 104 | 0.023327 | 0.125 | 0.08 | 261 | 0 | 0.364 | 1 | 1 | cs | TRUE
16 | LV_112-2_0_4_line_16 |  | 16 | 17 | 0.034557 | 0.125 | 0.08 | 261 | 0 | 0.364 | 1 | 1 | cs | TRUE
17 | LV_112-2_0_4_line_17 |  | 17 | 59 | 0.066496 | 0.125 | 0.08 | 261 | 0 | 0.364 | 1 | 1 | cs | TRUE
18 | LV_112-2_0_4_line_18 |  | 18 | 19 | 0.013527 | 0.125 | 0.08 | 261 | 0 | 0.364 | 1 | 1 | cs | TRUE
19 | LV_112-2_0_4_line_19 |  | 19 | 20 | 0.0166 | 0.125 | 0.08 | 261 | 0 | 0.364 | 1 | 1 | cs | TRUE
20 | LV_112-2_0_4_line_20 |  | 19 | 21 | 0.053087 | 0.125 | 0.08 | 261 | 0 | 0.364 | 1 | 1 | cs | TRUE
21 | LV_112-2_0_4_line_21 |  | 21 | 22 | 0.022943 | 0.125 | 0.08 | 261 | 0 | 0.364 | 1 | 1 | cs | TRUE
22 | LV_112-2_0_4_line_22 |  | 21 | 23 | 0.17637 | 0.125 | 0.08 | 261 | 0 | 0.364 | 1 | 1 | cs | TRUE
23 | LV_112-2_0_4_line_23 |  | 21 | 24 | 0.020266 | 0.125 | 0.08 | 261 | 0 | 0.364 | 1 | 1 | cs | TRUE
24 | LV_112-2_0_4_line_24 |  | 22 | 27 | 0.014327 | 0.125 | 0.08 | 261 | 0 | 0.364 | 1 | 1 | cs | TRUE
25 | LV_112-2_0_4_line_25 |  | 23 | 28 | 0.023966 | 0.125 | 0.08 | 261 | 0 | 0.364 | 1 | 1 | cs | TRUE
26 | LV_112-2_0_4_line_26 |  | 24 | 31 | 0.02356 | 0.125 | 0.08 | 261 | 0 | 0.364 | 1 | 1 | cs | TRUE
27 | LV_112-2_0_4_line_27 |  | 25 | 26 | 0.028219 | 0.125 | 0.08 | 261 | 0 | 0.364 | 1 | 1 | cs | TRUE
28 | LV_112-2_0_4_line_28 |  | 25 | 27 | 0.028354 | 0.125 | 0.08 | 261 | 0 | 0.364 | 1 | 1 | cs | TRUE
29 | LV_112-2_0_4_line_29 |  | 26 | 32 | 0.0082827 | 0.125 | 0.08 | 261 | 0 | 0.364 | 1 | 1 | cs | TRUE
30 | LV_112-2_0_4_line_30 |  | 26 | 33 | 0.009097 | 0.125 | 0.08 | 261 | 0 | 0.364 | 1 | 1 | cs | TRUE
31 | LV_112-2_0_4_line_31 |  | 28 | 29 | 0.049424 | 0.125 | 0.08 | 261 | 0 | 0.364 | 1 | 1 | cs | TRUE
32 | LV_112-2_0_4_line_32 |  | 29 | 30 | 0.007716 | 0.125 | 0.08 | 261 | 0 | 0.364 | 1 | 1 | cs | TRUE
33 | LV_112-2_0_4_line_33 |  | 30 | 34 | 0.019737 | 0.125 | 0.08 | 261 | 0 | 0.364 | 1 | 1 | cs | TRUE
34 | LV_112-2_0_4_line_34 |  | 31 | 55 | 0.016146 | 0.125 | 0.08 | 261 | 0 | 0.364 | 1 | 1 | cs | TRUE
35 | LV_112-2_0_4_line_35 |  | 31 | 49 | 0.025979 | 0.125 | 0.08 | 261 | 0 | 0.364 | 1 | 1 | cs | TRUE
36 | LV_112-2_0_4_line_36 |  | 33 | 42 | 0.020616 | 0.125 | 0.08 | 261 | 0 | 0.364 | 1 | 1 | cs | TRUE
37 | LV_112-2_0_4_line_37 |  | 34 | 40 | 0.024599 | 0.125 | 0.08 | 261 | 0 | 0.364 | 1 | 1 | cs | TRUE
38 | LV_112-2_0_4_line_38 |  | 35 | 36 | 0.069823 | 0.125 | 0.08 | 261 | 0 | 0.364 | 1 | 1 | cs | TRUE
39 | LV_112-2_0_4_line_39 |  | 35 | 37 | 0.103 | 0.125 | 0.08 | 261 | 0 | 0.364 | 1 | 1 | cs | TRUE
40 | LV_112-2_0_4_line_40 |  | 37 | 64 | 0.041569 | 0.125 | 0.08 | 261 | 0 | 0.364 | 1 | 1 | cs | TRUE
41 | LV_112-2_0_4_line_41 |  | 37 | 75 | 0.01682 | 0.125 | 0.08 | 261 | 0 | 0.364 | 1 | 1 | cs | TRUE
42 | LV_112-2_0_4_line_42 |  | 38 | 39 | 0.0070003 | 0.125 | 0.08 | 261 | 0 | 0.364 | 1 | 1 | cs | TRUE
43 | LV_112-2_0_4_line_43 |  | 39 | 92 | 0.029511 | 0.125 | 0.08 | 261 | 0 | 0.364 | 1 | 1 | cs | TRUE
44 | LV_112-2_0_4_line_44 |  | 40 | 41 | 0.008378 | 0.125 | 0.08 | 261 | 0 | 0.364 | 1 | 1 | cs | TRUE
45 | LV_112-2_0_4_line_45 |  | 42 | 43 | 0.034362 | 0.125 | 0.08 | 261 | 0 | 0.364 | 1 | 1 | cs | TRUE
46 | LV_112-2_0_4_line_46 |  | 43 | 44 | 0.014878 | 0.125 | 0.08 | 261 | 0 | 0.364 | 1 | 1 | cs | TRUE
47 | LV_112-2_0_4_line_47 |  | 44 | 45 | 0.029885 | 0.125 | 0.08 | 261 | 0 | 0.364 | 1 | 1 | cs | TRUE
48 | LV_112-2_0_4_line_48 |  | 45 | 51 | 0.016329 | 0.125 | 0.08 | 261 | 0 | 0.364 | 1 | 2 | cs | TRUE
49 | LV_112-2_0_4_line_49 |  | 45 | 52 | 0.025507 | 0.125 | 0.08 | 261 | 0 | 0.364 | 1 | 1 | cs | TRUE
50 | LV_112-2_0_4_line_50 |  | 46 | 47 | 0.016285 | 0.125 | 0.08 | 261 | 0 | 0.364 | 1 | 1 | cs | TRUE
51 | LV_112-2_0_4_line_51 |  | 46 | 48 | 0.014084 | 0.125 | 0.08 | 261 | 0 | 0.364 | 1 | 1 | cs | TRUE
52 | LV_112-2_0_4_line_52 |  | 47 | 53 | 0.020767 | 0.125 | 0.08 | 261 | 0 | 0.364 | 1 | 1 | cs | TRUE
53 | LV_112-2_0_4_line_53 |  | 48 | 50 | 0.029988 | 0.125 | 0.08 | 261 | 0 | 0.364 | 1 | 1 | cs | TRUE
54 | LV_112-2_0_4_line_54 |  | 48 | 54 | 0.019009 | 0.125 | 0.08 | 261 | 0 | 0.364 | 1 | 1 | cs | TRUE
55 | LV_112-2_0_4_line_55 |  | 49 | 50 | 0.012474 | 0.125 | 0.08 | 261 | 0 | 0.364 | 1 | 1 | cs | TRUE
56 | LV_112-2_0_4_line_56 |  | 51 | 56 | 0.023973 | 0.125 | 0.08 | 261 | 0 | 0.364 | 1 | 1 | cs | TRUE
57 | LV_112-2_0_4_line_57 |  | 51 | 57 | 0.025257 | 0.125 | 0.08 | 261 | 0 | 0.364 | 1 | 1 | cs | TRUE
58 | LV_112-2_0_4_line_58 |  | 52 | 58 | 0.048248 | 0.125 | 0.08 | 261 | 0 | 0.364 | 1 | 1 | cs | TRUE
59 | LV_112-2_0_4_line_59 |  | 53 | 113 | 0.011613 | 0.125 | 0.08 | 261 | 0 | 0.364 | 1 | 1 | cs | TRUE
60 | LV_112-2_0_4_line_60 |  | 54 | 115 | 0.0073725 | 0.125 | 0.08 | 261 | 0 | 0.364 | 1 | 1 | cs | TRUE
61 | LV_112-2_0_4_line_61 |  | 56 | 92 | 0.027482 | 0.125 | 0.08 | 261 | 0 | 0.364 | 1 | 1 | cs | TRUE
62 | LV_112-2_0_4_line_62 |  | 57 | 87 | 0.020511 | 0.125 | 0.08 | 261 | 0 | 0.364 | 1 | 1 | cs | TRUE
63 | LV_112-2_0_4_line_63 |  | 57 | 81 | 0.050165 | 0.125 | 0.08 | 261 | 0 | 0.364 | 1 | 1 | cs | TRUE
64 | LV_112-2_0_4_line_64 |  | 58 | 97 | 0.028564 | 0.125 | 0.08 | 261 | 0 | 0.364 | 1 | 1 | cs | TRUE
65 | LV_112-2_0_4_line_65 |  | 58 | 94 | 0.010377 | 0.125 | 0.08 | 261 | 0 | 0.364 | 1 | 1 | cs | TRUE
66 | LV_112-2_0_4_line_66 |  | 59 | 60 | 0.019432 | 0.125 | 0.08 | 261 | 0 | 0.364 | 1 | 1 | cs | TRUE
67 | LV_112-2_0_4_line_67 |  | 60 | 61 | 0.013148 | 0.125 | 0.08 | 261 | 0 | 0.364 | 1 | 1 | cs | TRUE
68 | LV_112-2_0_4_line_68 |  | 61 | 62 | 0.023123 | 0.125 | 0.08 | 261 | 0 | 0.364 | 1 | 1 | cs | TRUE
69 | LV_112-2_0_4_line_69 |  | 62 | 65 | 0.0096509 | 0.125 | 0.08 | 261 | 0 | 0.364 | 1 | 1 | cs | TRUE
70 | LV_112-2_0_4_line_70 |  | 63 | 64 | 0.0072263 | 0.125 | 0.08 | 261 | 0 | 0.364 | 1 | 1 | cs | TRUE
71 | LV_112-2_0_4_line_71 |  | 65 | 66 | 0.023782 | 0.125 | 0.08 | 261 | 0 | 0.364 | 1 | 1 | cs | TRUE
72 | LV_112-2_0_4_line_72 |  | 66 | 67 | 0.011018 | 0.125 | 0.08 | 261 | 0 | 0.364 | 1 | 1 | cs | TRUE
73 | LV_112-2_0_4_line_73 |  | 67 | 68 | 0.015257 | 0.125 | 0.08 | 261 | 0 | 0.364 | 1 | 1 | cs | TRUE
74 | LV_112-2_0_4_line_74 |  | 68 | 69 | 0.0074317 | 0.125 | 0.08 | 261 | 0 | 0.364 | 1 | 1 | cs | TRUE
75 | LV_112-2_0_4_line_75 |  | 69 | 70 | 0.014089 | 0.125 | 0.08 | 261 | 0 | 0.364 | 1 | 1 | cs | TRUE
76 | LV_112-2_0_4_line_76 |  | 70 | 71 | 0.0084214 | 0.125 | 0.08 | 261 | 0 | 0.364 | 1 | 1 | cs | TRUE
77 | LV_112-2_0_4_line_77 |  | 71 | 72 | 0.014172 | 0.125 | 0.08 | 261 | 0 | 0.364 | 1 | 1 | cs | TRUE
78 | LV_112-2_0_4_line_78 |  | 72 | 73 | 0.012189 | 0.125 | 0.08 | 261 | 0 | 0.364 | 1 | 1 | cs | TRUE
79 | LV_112-2_0_4_line_79 |  | 73 | 74 | 0.0039969 | 0.125 | 0.08 | 261 | 0 | 0.364 | 1 | 1 | cs | TRUE
80 | LV_112-2_0_4_line_80 |  | 74 | 86 | 0.013473 | 0.125 | 0.08 | 261 | 0 | 0.364 | 1 | 1 | cs | TRUE
81 | LV_112-2_0_4_line_81 |  | 75 | 76 | 0.024494 | 0.125 | 0.08 | 261 | 0 | 0.364 | 1 | 1 | cs | TRUE
82 | LV_112-2_0_4_line_82 |  | 76 | 77 | 0.0051097 | 0.125 | 0.08 | 261 | 0 | 0.364 | 1 | 1 | cs | TRUE
83 | LV_112-2_0_4_line_83 |  | 77 | 78 | 0.031315 | 0.125 | 0.08 | 261 | 0 | 0.364 | 1 | 1 | cs | TRUE
84 | LV_112-2_0_4_line_84 |  | 78 | 79 | 0.045246 | 0.125 | 0.08 | 261 | 0 | 0.364 | 1 | 1 | cs | TRUE
85 | LV_112-2_0_4_line_85 |  | 78 | 80 | 0.015235 | 0.125 | 0.08 | 261 | 0 | 0.364 | 1 | 1 | cs | TRUE
86 | LV_112-2_0_4_line_86 |  | 79 | 81 | 0.014871 | 0.125 | 0.08 | 261 | 0 | 0.364 | 1 | 1 | cs | TRUE
87 | LV_112-2_0_4_line_87 |  | 79 | 82 | 0.014457 | 0.125 | 0.08 | 261 | 0 | 0.364 | 1 | 1 | cs | TRUE
88 | LV_112-2_0_4_line_88 |  | 80 | 83 | 0.0044766 | 0.125 | 0.08 | 261 | 0 | 0.364 | 1 | 1 | cs | TRUE
89 | LV_112-2_0_4_line_89 |  | 81 | 84 | 0.01613 | 0.125 | 0.08 | 261 | 0 | 0.364 | 1 | 1 | cs | TRUE
90 | LV_112-2_0_4_line_90 |  | 82 | 85 | 0.011872 | 0.125 | 0.08 | 261 | 0 | 0.364 | 1 | 1 | cs | TRUE
91 | LV_112-2_0_4_line_91 |  | 83 | 86 | 0.019627 | 0.125 | 0.08 | 261 | 0 | 0.364 | 1 | 1 | cs | TRUE
92 | LV_112-2_0_4_line_92 |  | 84 | 88 | 8.0253e-06 | 0.125 | 0.08 | 261 | 0 | 0.364 | 1 | 1 | cs | TRUE
93 | LV_112-2_0_4_line_93 |  | 85 | 89 | 0.014371 | 0.125 | 0.08 | 261 | 0 | 0.364 | 1 | 1 | cs | TRUE
94 | LV_112-2_0_4_line_94 |  | 87 | 91 | 0.0016347 | 0.125 | 0.08 | 261 | 0 | 0.364 | 1 | 1 | cs | TRUE
95 | LV_112-2_0_4_line_95 |  | 88 | 90 | 0.016745 | 0.125 | 0.08 | 261 | 0 | 0.364 | 1 | 1 | cs | TRUE
96 | LV_112-2_0_4_line_96 |  | 89 | 116 | 0.009649 | 0.125 | 0.08 | 261 | 0 | 0.364 | 1 | 1 | cs | TRUE
97 | LV_112-2_0_4_line_97 |  | 91 | 93 | 0.016714 | 0.125 | 0.08 | 261 | 0 | 0.364 | 1 | 1 | cs | TRUE
98 | LV_112-2_0_4_line_98 |  | 94 | 95 | 0.0044933 | 0.125 | 0.08 | 261 | 0 | 0.364 | 1 | 1 | cs | TRUE
99 | LV_112-2_0_4_line_99 |  | 95 | 96 | 0.031343 | 0.125 | 0.08 | 261 | 0 | 0.364 | 1 | 1 | cs | TRUE
100 | LV_112-2_0_4_line_100 |  | 96 | 98 | 0.015483 | 0.125 | 0.08 | 261 | 0 | 0.364 | 1 | 1 | cs | TRUE
101 | LV_112-2_0_4_line_101 |  | 98 | 99 | 0.012682 | 0.125 | 0.08 | 261 | 0 | 0.364 | 1 | 1 | cs | TRUE
102 | LV_112-2_0_4_line_102 |  | 99 | 100 | 0.012307 | 0.125 | 0.08 | 261 | 0 | 0.364 | 1 | 1 | cs | TRUE
103 | LV_112-2_0_4_line_103 |  | 99 | 101 | 0.025526 | 0.125 | 0.08 | 261 | 0 | 0.364 | 1 | 1 | cs | TRUE
104 | LV_112-2_0_4_line_104 |  | 100 | 102 | 0.021516 | 0.125 | 0.08 | 261 | 0 | 0.364 | 1 | 1 | cs | TRUE
105 | LV_112-2_0_4_line_105 |  | 101 | 103 | 0.017072 | 0.125 | 0.08 | 261 | 0 | 0.364 | 1 | 1 | cs | TRUE
106 | LV_112-2_0_4_line_106 |  | 102 | 104 | 0.0019149 | 0.125 | 0.08 | 261 | 0 | 0.364 | 1 | 1 | cs | TRUE
107 | LV_112-2_0_4_line_107 |  | 103 | 105 | 0.019866 | 0.125 | 0.08 | 261 | 0 | 0.364 | 1 | 1 | cs | TRUE
108 | LV_112-2_0_4_line_108 |  | 105 | 106 | 0.0096966 | 0.125 | 0.08 | 261 | 0 | 0.364 | 1 | 1 | cs | TRUE
109 | LV_112-2_0_4_line_109 |  | 107 | 108 | 0.023978 | 0.125 | 0.08 | 261 | 0 | 0.364 | 1 | 1 | cs | TRUE
110 | LV_112-2_0_4_line_110 |  | 108 | 109 | 0.038559 | 0.125 | 0.08 | 261 | 0 | 0.364 | 1 | 1 | cs | TRUE
111 | LV_112-2_0_4_line_111 |  | 109 | 110 | 0.0045935 | 0.125 | 0.08 | 261 | 0 | 0.364 | 1 | 1 | cs | TRUE
112 | LV_112-2_0_4_line_112 |  | 110 | 111 | 0.020716 | 0.125 | 0.08 | 261 | 0 | 0.364 | 1 | 1 | cs | TRUE
113 | LV_112-2_0_4_line_113 |  | 111 | 112 | 0.014789 | 0.125 | 0.08 | 261 | 0 | 0.364 | 1 | 1 | cs | TRUE
114 | LV_112-2_0_4_line_114 |  | 112 | 113 | 0.012622 | 0.125 | 0.08 | 261 | 0 | 0.364 | 1 | 1 | cs | TRUE
115 | LV_112-2_0_4_line_115 |  | 114 | 115 | 0.034151 | 0.125 | 0.08 | 261 | 0 | 0.364 | 1 | 1 | cs | TRUE
116 | LV_112-2_0_4_line_116 |  | 116 | 117 | 0.0030892 | 0.125 | 0.08 | 261 | 0 | 0.364 | 1 | 1 | cs | TRUE

## trafo
| name | std_type | hv_bus | lv_bus | sn_mva | vn_hv_kv | vn_lv_kv | vk_percent | vkr_percent | pfe_kw | i0_percent | shift_degree | tap_side | tap_neutral | tap_min | tap_max | tap_step_percent | tap_step_degree | tap_pos | tap_phase_shifter | parallel | df | in_service
0 | LV_112-2_0_4_trafo_72 | 0.63 MVA 20/0.4 kV | 118 | 51 | 0.63 | 20 | 0.4 | 6 | 1.206 | 1.65 | 0.2619 | 150 | hv | 0 | -2 | 2 | 2.5 | 0 | 0 | FALSE | 1 | 1 | TRUE

## line_geodata
| x0 | y0 | x1 | y1 | x2 | y2 | x3 | y3 | x4 | y4 | x5 | y5 | x6 | y6 | x7 | y7 | x8 | y8 | x9 | y9 | x10 | y10 | x11 | y11 | x12 | y12
0 | 2703175.7884 | 1234179.6957 | 2703162.2262 | 1234176.4929
1 | 2703137.1605 | 1234171.921 | 2703147.1921 | 1234172.9424 | 2703162.2262 | 1234176.4929
2 | 2703126.9141 | 1234170.8778 | 2703137.1605 | 1234171.921
3 | 2703126.9141 | 1234170.8778 | 2703128.3325 | 1234183.2393
4 | 2703138.8954 | 1234271.8174 | 2703135.5871 | 1234244.7729 | 2703134.0218 | 1234232.0139 | 2703132.4906 | 1234219.4779 | 2703128.3325 | 1234183.2393
5 | 2703138.8954 | 1234271.8174 | 2703101.6586 | 1234276.5089
6 | 2703138.8954 | 1234271.8174 | 2703140.767 | 1234275.5369
7 | 2703156.6807 | 1234290.7237 | 2703153.2508 | 1234287.0447 | 2703146.5243 | 1234282.5909
8 | 2703156.6807 | 1234290.7237 | 2703163.6194 | 1234298.1664 | 2703168.5886 | 1234304.1238 | 2703176.3241 | 1234313.3984 | 2703188.2871 | 1234327.7391 | 2703202.2898 | 1234339.7246 | 2703231.6266 | 1234357.6477 | 2703257.6952 | 1234376.7261 | 2703310.0499 | 1234425.4171 | 2703326.4828 | 1234438.2458 | 2703342.4644 | 1234453.513 | 2703342.7425 | 1234453.77
9 | 2703146.5243 | 1234282.5909 | 2703145.7335 | 1234282.0674
10 | 2703342.7425 | 1234453.77 | 2703350.0572 | 1234460.5281 | 2703362.6086 | 1234462.7704 | 2703381.5114 | 1234472.0061 | 2703402.6208 | 1234489.1563
11 | 2703145.7335 | 1234282.0674 | 2703143.2133 | 1234280.3988 | 2703140.767 | 1234275.5369
12 | 2703415.8521 | 1234528.146 | 2703410.0725 | 1234511.3661 | 2703409.9035 | 1234497.5972 | 2703405.9454 | 1234491.8573 | 2703402.6208 | 1234489.1563
13 | 2703415.8521 | 1234528.146 | 2703367.4269 | 1234557.8371 | 2703359.3104 | 1234562.8515
14 | 2703351.8183 | 1234567.4802 | 2703359.3104 | 1234562.8515
15 | 2703331.9735 | 1234579.7405 | 2703351.8183 | 1234567.4802
16 | 2702961.7098 | 1234445.9096 | 2702971.3936 | 1234413.1304 | 2702971.5548 | 1234412.7897
17 | 2702961.7098 | 1234445.9096 | 2702960.0885 | 1234453.3982 | 2702951.2396 | 1234490.4284 | 2702949.3983 | 1234498.3803 | 2702947.6557 | 1234505.878 | 2702946.7131 | 1234510.6882
18 | 2703234.4545 | 1234870.4284 | 2703231.4337 | 1234871.7436 | 2703229.0433 | 1234871.6353 | 2703222.1155 | 1234875.3035
19 | 2703234.4545 | 1234870.4284 | 2703245.298 | 1234872.8853 | 2703248.1188 | 1234877.586
20 | 2703234.4545 | 1234870.4284 | 2703228.7745 | 1234865.7596 | 2703218.9858 | 1234862.7206 | 2703215.3178 | 1234862.0786 | 2703222.8041 | 1234840.3478 | 2703220.7327 | 1234837.1316 | 2703224.9418 | 1234834.5249
21 | 2703224.9418 | 1234834.5249 | 2703213.9013 | 1234814.413
22 | 2703224.9418 | 1234834.5249 | 2703220.7327 | 1234837.1316 | 2703198.9682 | 1234850.6082 | 2703191.9751 | 1234858.7707 | 2703186.4277 | 1234865.2014 | 2703170.5428 | 1234883.6284 | 2703181.8896 | 1234891.9762 | 2703209.5162 | 1234912.3158 | 2703217.5309 | 1234916.8028 | 2703220.8654 | 1234917.4724 | 2703223.4624 | 1234917.4508 | 2703228.7322 | 1234916.5305 | 2703258.9694 | 1234902.5342
23 | 2703224.9418 | 1234834.5249 | 2703242.176 | 1234823.862
24 | 2703213.9013 | 1234814.413 | 2703207.0071 | 1234801.8541
25 | 2703258.9694 | 1234902.5342 | 2703280.9799 | 1234893.0528
26 | 2703262.2109 | 1234811.4661 | 2703242.176 | 1234823.862
27 | 2703186.8385 | 1234782.3126 | 2703197.558 | 1234756.2013
28 | 2703186.8385 | 1234782.3126 | 2703192.6804 | 1234787.2511 | 2703204.5858 | 1234797.4434 | 2703207.0071 | 1234801.8541
29 | 2703197.558 | 1234756.2013 | 2703198.9481 | 1234752.8785 | 2703200.2285 | 1234748.3762
30 | 2703197.558 | 1234756.2013 | 2703205.6224 | 1234760.4556
31 | 2703325.8561 | 1234872.374 | 2703301.6454 | 1234884.1509 | 2703280.9799 | 1234893.0528
32 | 2703325.8561 | 1234872.374 | 2703332.8116 | 1234868.9924
33 | 2703332.8116 | 1234868.9924 | 2703319.9248 | 1234854.0436
34 | 2703262.2109 | 1234811.4661 | 2703275.9412 | 1234802.9703
35 | 2703248.3074 | 1234789.4968 | 2703262.2109 | 1234811.4661
36 | 2703205.6224 | 1234760.4556 | 2703210.2411 | 1234752.5743 | 2703219.9618 | 1234746.4645
37 | 2703306.1002 | 1234833.8377 | 2703312.9688 | 1234845.9744 | 2703319.9248 | 1234854.0436
38 | 2703092.0045 | 1234731.1836 | 2703068.5625 | 1234734.0014 | 2703054.3031 | 1234728.1274 | 2703023.9786 | 1234734.4842
39 | 2702999.4955 | 1234637.5756 | 2702997.6383 | 1234644.2595 | 2702997.0149 | 1234648.3407 | 2702998.0154 | 1234652.639 | 2703004.984 | 1234659.8542 | 2703011.1226 | 1234671.7028 | 2703016.0036 | 1234689.2785 | 2703021.7885 | 1234720.6469 | 2703023.9786 | 1234734.4842
40 | 2702999.4955 | 1234637.5756 | 2703000.8322 | 1234633.4067 | 2702993.7386 | 1234612.4457 | 2702987.9078 | 1234604.2273 | 2702984.0939 | 1234601.0155
41 | 2702999.4955 | 1234637.5756 | 2703006.7734 | 1234638.747 | 2703016.1017 | 1234640.2497
42 | 2703143.9283 | 1234761.2987 | 2703139.9668 | 1234767.0703
43 | 2703143.9283 | 1234761.2987 | 2703160.6285 | 1234736.968
44 | 2703301.9738 | 1234826.5464 | 2703306.1002 | 1234833.8377
45 | 2703247.6468 | 1234733.8767 | 2703230.6644 | 1234744.4229 | 2703228.7643 | 1234740.9317 | 2703219.9618 | 1234746.4645
46 | 2703247.6468 | 1234733.8767 | 2703237.1616 | 1234723.3211
47 | 2703211.0597 | 1234710.2677 | 2703226.3488 | 1234714.392 | 2703234.4179 | 1234720.559 | 2703237.1616 | 1234723.3211
48 | 2703211.0597 | 1234710.2677 | 2703197.4388 | 1234701.2021
49 | 2703211.0597 | 1234710.2677 | 2703214.5619 | 1234699.5538 | 2703219.9531 | 1234686.3789
50 | 2703272.5047 | 1234759.7837 | 2703285.0466 | 1234749.3967
51 | 2703272.5047 | 1234759.7837 | 2703274.4156 | 1234761.7851 | 2703284.4138 | 1234767.1518
52 | 2703301.0405 | 1234736.1507 | 2703301.0405 | 1234736.1507 | 2703285.0466 | 1234749.3967
53 | 2703284.4138 | 1234767.1518 | 2703258.9142 | 1234782.9327
54 | 2703284.4138 | 1234767.1518 | 2703292.7692 | 1234771.6449 | 2703302.1446 | 1234773.3121
55 | 2703248.3074 | 1234789.4968 | 2703258.9142 | 1234782.9327
56 | 2703197.4388 | 1234701.2021 | 2703187.0119 | 1234710.9061 | 2703179.8502 | 1234717.4921
57 | 2703179.4495 | 1234683.4208 | 2703197.4388 | 1234701.2021
58 | 2703244.3006 | 1234645.0514 | 2703238.4841 | 1234651.711 | 2703224.6822 | 1234674.822 | 2703219.9531 | 1234686.3789
59 | 2703301.0405 | 1234736.1507 | 2703293.825 | 1234727.0518
60 | 2703309.4032 | 1234774.6029 | 2703302.1446 | 1234773.3121
61 | 2703160.6285 | 1234736.968 | 2703163.9775 | 1234732.0889 | 2703179.8502 | 1234717.4921
62 | 2703179.4495 | 1234683.4208 | 2703191.4311 | 1234666.7728
63 | 2703179.4495 | 1234683.4208 | 2703169.9443 | 1234675.3719 | 2703156.4419 | 1234667.3203 | 2703143.34 | 1234661.9221 | 2703135.7566 | 1234659.5999
64 | 2703244.3006 | 1234645.0514 | 2703256.5799 | 1234670.8417
65 | 2703244.3006 | 1234645.0514 | 2703251.1251 | 1234637.2342
66 | 2702943.4626 | 1234529.8345 | 2702944.292 | 1234523.0438 | 2702946.7131 | 1234510.6882
67 | 2702943.4626 | 1234529.8345 | 2702955.2587 | 1234535.6418
68 | 2702955.2587 | 1234535.6418 | 2702976.0037 | 1234545.8547
69 | 2702984.6622 | 1234550.1173 | 2702976.0037 | 1234545.8547
70 | 2702984.0939 | 1234601.0155 | 2702978.5665 | 1234596.3607
71 | 2702984.6622 | 1234550.1173 | 2703005.9989 | 1234560.6215
72 | 2703005.9989 | 1234560.6215 | 2703015.8838 | 1234565.4879
73 | 2703029.5718 | 1234572.2266 | 2703015.8838 | 1234565.4879
74 | 2703029.5718 | 1234572.2266 | 2703036.2393 | 1234575.509
75 | 2703036.2393 | 1234575.509 | 2703048.8793 | 1234581.7318
76 | 2703056.4347 | 1234585.4514 | 2703048.8793 | 1234581.7318
77 | 2703056.4347 | 1234585.4514 | 2703069.1496 | 1234591.7109
78 | 2703079.7811 | 1234597.6221 | 2703075.9481 | 1234595.0579 | 2703069.1496 | 1234591.7109
79 | 2703079.7811 | 1234597.6221 | 2703083.0129 | 1234599.784 | 2703083.0685 | 1234599.8774
80 | 2703083.0685 | 1234599.8774 | 2703087.2059 | 1234606.8288 | 2703087.0175 | 1234612.2089
81 | 2703016.1017 | 1234640.2497 | 2703040.2837 | 1234644.145
82 | 2703040.2837 | 1234644.145 | 2703045.3283 | 1234644.9577
83 | 2703076.2447 | 1234649.9378 | 2703045.3283 | 1234644.9577
84 | 2703121.0353 | 1234657.2093 | 2703076.2447 | 1234649.9378
85 | 2703076.2447 | 1234649.9378 | 2703080.7378 | 1234635.3804
86 | 2703135.7566 | 1234659.5999 | 2703121.0353 | 1234657.2093
87 | 2703121.0353 | 1234657.2093 | 2703122.2084 | 1234671.6183 | 2703122.2084 | 1234671.6183
88 | 2703080.7378 | 1234635.3804 | 2703082.0581 | 1234631.1029
89 | 2703135.7566 | 1234659.5999 | 2703139.1167 | 1234643.824
90 | 2703125.3459 | 1234683.0685 | 2703122.2084 | 1234671.6183
91 | 2703082.0581 | 1234631.1029 | 2703086.9058 | 1234615.3967 | 2703087.0175 | 1234612.2089
92 | 2703139.1183 | 1234643.8162 | 2703139.1167 | 1234643.824
93 | 2703129.1439 | 1234696.9291 | 2703125.3459 | 1234683.0685
94 | 2703192.386 | 1234665.4459 | 2703191.4311 | 1234666.7728
95 | 2703142.6065 | 1234627.4389 | 2703139.1183 | 1234643.8162
96 | 2703129.1439 | 1234696.9291 | 2703131.6938 | 1234706.235
97 | 2703202.1494 | 1234651.88 | 2703192.386 | 1234665.4459
98 | 2703251.1251 | 1234637.2342 | 2703254.0802 | 1234633.8493
99 | 2703277.7336 | 1234613.4445 | 2703270.3293 | 1234618.4614 | 2703256.5595 | 1234631.0094 | 2703254.0802 | 1234633.8493
100 | 2703290.5511 | 1234604.7599 | 2703277.7336 | 1234613.4445
101 | 2703301.05 | 1234597.6463 | 2703290.5511 | 1234604.7599
102 | 2703301.05 | 1234597.6463 | 2703311.7595 | 1234591.5823
103 | 2703301.05 | 1234597.6463 | 2703308.1773 | 1234609.2122 | 2703309.7884 | 1234621.0429
104 | 2703311.7595 | 1234591.5823 | 2703324.2941 | 1234584.4849 | 2703330.3444 | 1234580.747
105 | 2703315.1481 | 1234636.8863 | 2703311.0035 | 1234629.9659 | 2703309.7884 | 1234621.0429
106 | 2703331.9735 | 1234579.7405 | 2703330.3444 | 1234580.747
107 | 2703315.1481 | 1234636.8863 | 2703325.3555 | 1234653.9299
108 | 2703330.3376 | 1234662.2487 | 2703325.3555 | 1234653.9299
109 | 2703369.4006 | 1234664.8741 | 2703350.4691 | 1234679.5896 | 2703350.4691 | 1234679.5896
110 | 2703313.6188 | 1234689.7084 | 2703317.0882 | 1234687.0927 | 2703350.4691 | 1234679.5896
111 | 2703313.6188 | 1234689.7084 | 2703309.951 | 1234692.4738
112 | 2703309.951 | 1234692.4738 | 2703293.41 | 1234704.9448
113 | 2703286.8309 | 1234716.5445 | 2703287.0169 | 1234709.7648 | 2703293.41 | 1234704.9448
114 | 2703286.8309 | 1234716.5445 | 2703293.825 | 1234727.0518
115 | 2703309.4032 | 1234774.6029 | 2703328.1642 | 1234773.2281 | 2703341.8403 | 1234766.2794
116 | 2703132.5102 | 1234709.2143 | 2703131.6938 | 1234706.235

## bus_geodata
| x | y | coords
0 | 2703175.7884 | 1234179.6957
1 | 2703162.2262 | 1234176.4929
2 | 2703137.1605 | 1234171.921
3 | 2703126.9141 | 1234170.8778
4 | 2703128.3325 | 1234183.2393
5 | 2703138.8954 | 1234271.8174
6 | 2703156.6807 | 1234290.7237
7 | 2703146.5243 | 1234282.5909
8 | 2703342.7425 | 1234453.77
9 | 2703145.7335 | 1234282.0674
10 | 2703402.6208 | 1234489.1563
11 | 2703140.767 | 1234275.5369
12 | 2703415.8521 | 1234528.146
13 | 2703359.3104 | 1234562.8515
14 | 2703101.6586 | 1234276.5089
15 | 2703351.8183 | 1234567.4802
16 | 2702971.5548 | 1234412.7897
17 | 2702961.7098 | 1234445.9096
18 | 2703222.1155 | 1234875.3035
19 | 2703234.4545 | 1234870.4284
20 | 2703248.1188 | 1234877.586
21 | 2703224.9418 | 1234834.5249
22 | 2703213.9013 | 1234814.413
23 | 2703258.9694 | 1234902.5342
24 | 2703242.176 | 1234823.862
25 | 2703186.8385 | 1234782.3126
26 | 2703197.558 | 1234756.2013
27 | 2703207.0071 | 1234801.8541
28 | 2703280.9799 | 1234893.0528
29 | 2703325.8561 | 1234872.374
30 | 2703332.8116 | 1234868.9924
31 | 2703262.2109 | 1234811.4661
32 | 2703200.2285 | 1234748.3762
33 | 2703205.6224 | 1234760.4556
34 | 2703319.9248 | 1234854.0436
35 | 2703023.9786 | 1234734.4842
36 | 2703092.0045 | 1234731.1836
37 | 2702999.4955 | 1234637.5756
38 | 2703139.9668 | 1234767.0703
39 | 2703143.9283 | 1234761.2987
40 | 2703306.1002 | 1234833.8377
41 | 2703301.9738 | 1234826.5464
42 | 2703219.9618 | 1234746.4645
43 | 2703247.6468 | 1234733.8767
44 | 2703237.1616 | 1234723.3211
45 | 2703211.0597 | 1234710.2677
46 | 2703272.5047 | 1234759.7837
47 | 2703285.0466 | 1234749.3967
48 | 2703284.4138 | 1234767.1518
49 | 2703248.3074 | 1234789.4968
50 | 2703258.9142 | 1234782.9327
51 | 2703197.4388 | 1234701.2021
52 | 2703219.9531 | 1234686.3789
53 | 2703301.0405 | 1234736.1507
54 | 2703302.1446 | 1234773.3121
55 | 2703275.9412 | 1234802.9703
56 | 2703179.8502 | 1234717.4921
57 | 2703179.4495 | 1234683.4208
58 | 2703244.3006 | 1234645.0514
59 | 2702946.7131 | 1234510.6882
60 | 2702943.4626 | 1234529.8345
61 | 2702955.2587 | 1234535.6418
62 | 2702976.0037 | 1234545.8547
63 | 2702978.5665 | 1234596.3607
64 | 2702984.0939 | 1234601.0155
65 | 2702984.6622 | 1234550.1173
66 | 2703005.9989 | 1234560.6215
67 | 2703015.8838 | 1234565.4879
68 | 2703029.5718 | 1234572.2266
69 | 2703036.2393 | 1234575.509
70 | 2703048.8793 | 1234581.7318
71 | 2703056.4347 | 1234585.4514
72 | 2703069.1496 | 1234591.7109
73 | 2703079.7811 | 1234597.6221
74 | 2703083.0685 | 1234599.8774
75 | 2703016.1017 | 1234640.2497
76 | 2703040.2837 | 1234644.145
77 | 2703045.3283 | 1234644.9577
78 | 2703076.2447 | 1234649.9378
79 | 2703121.0353 | 1234657.2093
80 | 2703080.7378 | 1234635.3804
81 | 2703135.7566 | 1234659.5999
82 | 2703122.2084 | 1234671.6183
83 | 2703082.0581 | 1234631.1029
84 | 2703139.1167 | 1234643.824
85 | 2703125.3459 | 1234683.0685
86 | 2703087.0175 | 1234612.2089
87 | 2703191.4311 | 1234666.7728
88 | 2703139.1183 | 1234643.8162
89 | 2703129.1439 | 1234696.9291
90 | 2703142.6065 | 1234627.4389
91 | 2703192.386 | 1234665.4459
92 | 2703160.6285 | 1234736.968
93 | 2703202.1494 | 1234651.88
94 | 2703251.1251 | 1234637.2342
95 | 2703254.0802 | 1234633.8493
96 | 2703277.7336 | 1234613.4445
97 | 2703256.5799 | 1234670.8416
98 | 2703290.5511 | 1234604.7599
99 | 2703301.05 | 1234597.6463
100 | 2703311.7595 | 1234591.5823
101 | 2703309.7884 | 1234621.0429
102 | 2703330.3444 | 1234580.747
103 | 2703315.1481 | 1234636.8863
104 | 2703331.9735 | 1234579.7405
105 | 2703325.3555 | 1234653.9299
106 | 2703330.3376 | 1234662.2487
107 | 2703369.4006 | 1234664.8741
108 | 2703350.4691 | 1234679.5896
109 | 2703313.6188 | 1234689.7084
110 | 2703309.951 | 1234692.4738
111 | 2703293.41 | 1234704.9448
112 | 2703286.8309 | 1234716.5445
113 | 2703293.825 | 1234727.0518
114 | 2703341.8403 | 1234766.2794
115 | 2703309.4032 | 1234774.6029
116 | 2703131.6938 | 1234706.235
117 | 2703132.5102 | 1234709.2143
118 | 2703211.0597 | 1234710.2677

## line_std_types
| c_nf_per_km | r_ohm_per_km | x_ohm_per_km | max_i_ka | type | q_mm2 | alpha | voltage_rating
NAYY 4x50 SE | 210 | 0.642 | 0.083 | 0.142 | cs | 50 | 0.00403 | LV
NAYY 4x120 SE | 264 | 0.225 | 0.08 | 0.242 | cs | 120 | 0.00403 | LV
NAYY 4x150 SE | 261 | 0.208 | 0.08 | 0.27 | cs | 150 | 0.00403 | LV
NA2XS2Y 1x95 RM/25 12/20 kV | 216 | 0.313 | 0.132 | 0.252 | cs | 95 | 0.00403 | MV
NA2XS2Y 1x185 RM/25 12/20 kV | 273 | 0.161 | 0.117 | 0.362 | cs | 185 | 0.00403 | MV
NA2XS2Y 1x240 RM/25 12/20 kV | 304 | 0.122 | 0.112 | 0.421 | cs | 240 | 0.00403 | MV
NA2XS2Y 1x95 RM/25 6/10 kV | 315 | 0.313 | 0.123 | 0.249 | cs | 95 | 0.00403 | MV
NA2XS2Y 1x185 RM/25 6/10 kV | 406 | 0.161 | 0.11 | 0.358 | cs | 185 | 0.00403 | MV
NA2XS2Y 1x240 RM/25 6/10 kV | 456 | 0.122 | 0.105 | 0.416 | cs | 240 | 0.00403 | MV
NA2XS2Y 1x150 RM/25 12/20 kV | 250 | 0.206 | 0.116 | 0.319 | cs | 150 | 0.00403 | MV
NA2XS2Y 1x120 RM/25 12/20 kV | 230 | 0.253 | 0.119 | 0.283 | cs | 120 | 0.00403 | MV
NA2XS2Y 1x70 RM/25 12/20 kV | 190 | 0.443 | 0.132 | 0.22 | cs | 70 | 0.00403 | MV
NA2XS2Y 1x150 RM/25 6/10 kV | 360 | 0.206 | 0.11 | 0.315 | cs | 150 | 0.00403 | MV
NA2XS2Y 1x120 RM/25 6/10 kV | 340 | 0.253 | 0.113 | 0.28 | cs | 120 | 0.00403 | MV
NA2XS2Y 1x70 RM/25 6/10 kV | 280 | 0.443 | 0.123 | 0.217 | cs | 70 | 0.00403 | MV
N2XS(FL)2Y 1x120 RM/35 64/110 kV | 112 | 0.153 | 0.166 | 0.366 | cs | 120 | 0.00393 | HV
N2XS(FL)2Y 1x185 RM/35 64/110 kV | 125 | 0.099 | 0.156 | 0.457 | cs | 185 | 0.00393 | HV
N2XS(FL)2Y 1x240 RM/35 64/110 kV | 135 | 0.075 | 0.149 | 0.526 | cs | 240 | 0.00393 | HV
N2XS(FL)2Y 1x300 RM/35 64/110 kV | 144 | 0.06 | 0.144 | 0.588 | cs | 300 | 0.00393 | HV
15-AL1/3-ST1A 0.4 | 11 | 1.8769 | 0.35 | 0.105 | ol | 16 | 0.00403 | LV
24-AL1/4-ST1A 0.4 | 11.25 | 1.2012 | 0.335 | 0.14 | ol | 24 | 0.00403 | LV
48-AL1/8-ST1A 0.4 | 12.2 | 0.5939 | 0.3 | 0.21 | ol | 48 | 0.00403 | LV
94-AL1/15-ST1A 0.4 | 13.2 | 0.306 | 0.29 | 0.35 | ol | 94 | 0.00403 | LV
34-AL1/6-ST1A 10.0 | 9.7 | 0.8342 | 0.36 | 0.17 | ol | 34 | 0.00403 | MV
48-AL1/8-ST1A 10.0 | 10.1 | 0.5939 | 0.35 | 0.21 | ol | 48 | 0.00403 | MV
70-AL1/11-ST1A 10.0 | 10.4 | 0.4132 | 0.339 | 0.29 | ol | 70 | 0.00403 | MV
94-AL1/15-ST1A 10.0 | 10.75 | 0.306 | 0.33 | 0.35 | ol | 94 | 0.00403 | MV
122-AL1/20-ST1A 10.0 | 11.1 | 0.2376 | 0.323 | 0.41 | ol | 122 | 0.00403 | MV
149-AL1/24-ST1A 10.0 | 11.25 | 0.194 | 0.315 | 0.47 | ol | 149 | 0.00403 | MV
34-AL1/6-ST1A 20.0 | 9.15 | 0.8342 | 0.382 | 0.17 | ol | 34 | 0.00403 | MV
48-AL1/8-ST1A 20.0 | 9.5 | 0.5939 | 0.372 | 0.21 | ol | 48 | 0.00403 | MV
70-AL1/11-ST1A 20.0 | 9.7 | 0.4132 | 0.36 | 0.29 | ol | 70 | 0.00403 | MV
94-AL1/15-ST1A 20.0 | 10 | 0.306 | 0.35 | 0.35 | ol | 94 | 0.00403 | MV
122-AL1/20-ST1A 20.0 | 10.3 | 0.2376 | 0.344 | 0.41 | ol | 122 | 0.00403 | MV
149-AL1/24-ST1A 20.0 | 10.5 | 0.194 | 0.337 | 0.47 | ol | 149 | 0.00403 | MV
184-AL1/30-ST1A 20.0 | 10.75 | 0.1571 | 0.33 | 0.535 | ol | 184 | 0.00403 | MV
243-AL1/39-ST1A 20.0 | 11 | 0.1188 | 0.32 | 0.645 | ol | 243 | 0.00403 | MV
48-AL1/8-ST1A 110.0 | 8 | 0.5939 | 0.46 | 0.21 | ol | 48 | 0.00403 | HV
70-AL1/11-ST1A 110.0 | 8.4 | 0.4132 | 0.45 | 0.29 | ol | 70 | 0.00403 | HV
94-AL1/15-ST1A 110.0 | 8.65 | 0.306 | 0.44 | 0.35 | ol | 94 | 0.00403 | HV
122-AL1/20-ST1A 110.0 | 8.5 | 0.2376 | 0.43 | 0.41 | ol | 122 | 0.00403 | HV
149-AL1/24-ST1A 110.0 | 8.75 | 0.194 | 0.41 | 0.47 | ol | 149 | 0.00403 | HV
184-AL1/30-ST1A 110.0 | 8.8 | 0.1571 | 0.4 | 0.535 | ol | 184 | 0.00403 | HV
243-AL1/39-ST1A 110.0 | 9 | 0.1188 | 0.39 | 0.645 | ol | 243 | 0.00403 | HV
305-AL1/39-ST1A 110.0 | 9.2 | 0.0949 | 0.38 | 0.74 | ol | 305 | 0.00403 | HV
490-AL1/64-ST1A 110.0 | 9.75 | 0.059 | 0.37 | 0.96 | ol | 490 | 0.00403 | HV
679-AL1/86-ST1A 110.0 | 9.95 | 0.042 | 0.36 | 1.15 | ol | 679 | 0.00403 | HV
490-AL1/64-ST1A 220.0 | 10 | 0.059 | 0.285 | 0.96 | ol | 490 | 0.00403 | HV
679-AL1/86-ST1A 220.0 | 11.7 | 0.042 | 0.275 | 1.15 | ol | 679 | 0.00403 | HV
490-AL1/64-ST1A 380.0 | 11 | 0.059 | 0.253 | 0.96 | ol | 490 | 0.00403 | HV
679-AL1/86-ST1A 380.0 | 14.6 | 0.042 | 0.25 | 1.15 | ol | 679 | 0.00403 | HV

## trafo_std_types
| i0_percent | pfe_kw | vkr_percent | sn_mva | vn_lv_kv | vn_hv_kv | vk_percent | shift_degree | vector_group | tap_side | tap_neutral | tap_min | tap_max | tap_step_degree | tap_step_percent | tap_phase_shifter
160 MVA 380/110 kV | 0.06 | 60 | 0.25 | 160 | 110 | 380 | 12.2 | 0 | Yy0 | hv | 0 | -9 | 9 | 0 | 1.5 | FALSE
100 MVA 220/110 kV | 0.06 | 55 | 0.26 | 100 | 110 | 220 | 12 | 0 | Yy0 | hv | 0 | -9 | 9 | 0 | 1.5 | FALSE
63 MVA 110/20 kV | 0.04 | 22 | 0.32 | 63 | 20 | 110 | 18 | 150 | YNd5 | hv | 0 | -9 | 9 | 0 | 1.5 | FALSE
40 MVA 110/20 kV | 0.05 | 18 | 0.34 | 40 | 20 | 110 | 16.2 | 150 | YNd5 | hv | 0 | -9 | 9 | 0 | 1.5 | FALSE
25 MVA 110/20 kV | 0.07 | 14 | 0.41 | 25 | 20 | 110 | 12 | 150 | YNd5 | hv | 0 | -9 | 9 | 0 | 1.5 | FALSE
63 MVA 110/10 kV | 0.04 | 22 | 0.32 | 63 | 10 | 110 | 18 | 150 | YNd5 | hv | 0 | -9 | 9 | 0 | 1.5 | FALSE
40 MVA 110/10 kV | 0.05 | 18 | 0.34 | 40 | 10 | 110 | 16.2 | 150 | YNd5 | hv | 0 | -9 | 9 | 0 | 1.5 | FALSE
25 MVA 110/10 kV | 0.07 | 14 | 0.41 | 25 | 10 | 110 | 12 | 150 | YNd5 | hv | 0 | -9 | 9 | 0 | 1.5 | FALSE
0.25 MVA 20/0.4 kV | 0.32 | 0.8 | 1.44 | 0.25 | 0.4 | 20 | 6 | 150 | Yzn5 | hv | 0 | -2 | 2 | 0 | 2.5 | FALSE
0.4 MVA 20/0.4 kV | 0.3375 | 1.35 | 1.425 | 0.4 | 0.4 | 20 | 6 | 150 | Dyn5 | hv | 0 | -2 | 2 | 0 | 2.5 | FALSE
0.63 MVA 20/0.4 kV | 0.2619 | 1.65 | 1.206 | 0.63 | 0.4 | 20 | 6 | 150 | Dyn5 | hv | 0 | -2 | 2 | 0 | 2.5 | FALSE
0.25 MVA 10/0.4 kV | 0.24 | 0.6 | 1.2 | 0.25 | 0.4 | 10 | 4 | 150 | Dyn5 | hv | 0 | -2 | 2 | 0 | 2.5 | FALSE
0.4 MVA 10/0.4 kV | 0.2375 | 0.95 | 1.325 | 0.4 | 0.4 | 10 | 4 | 150 | Dyn5 | hv | 0 | -2 | 2 | 0 | 2.5 | FALSE
0.63 MVA 10/0.4 kV | 0.1873 | 1.18 | 1.0794 | 0.63 | 0.4 | 10 | 4 | 150 | Dyn5 | hv | 0 | -2 | 2 | 0 | 2.5 | FALSE

## trafo3w_std_types
| sn_hv_mva | sn_mv_mva | sn_lv_mva | vn_hv_kv | vn_mv_kv | vn_lv_kv | vk_hv_percent | vk_mv_percent | vk_lv_percent | vkr_hv_percent | vkr_mv_percent | vkr_lv_percent | pfe_kw | i0_percent | shift_mv_degree | shift_lv_degree | vector_group | tap_side | tap_neutral | tap_min | tap_max | tap_step_percent
63/25/38 MVA 110/20/10 kV | 63 | 25 | 38 | 110 | 20 | 10 | 10.4 | 10.4 | 10.4 | 0.28 | 0.32 | 0.35 | 35 | 0.89 | 0 | 0 | YN0yn0yn0 | hv | 0 | -10 | 10 | 1.2
63/25/38 MVA 110/10/10 kV | 63 | 25 | 38 | 110 | 10 | 10 | 10.4 | 10.4 | 10.4 | 0.28 | 0.32 | 0.35 | 35 | 0.89 | 0 | 0 | YN0yn0yn0 | hv | 0 | -10 | 10 | 1.2

## fuse_std_types
| fuse_type | i_rated_a | t_avg | t_min | t_total | x_avg | x_min | x_total
HV 100A | HV 100A | 100 | 0 | [10.0, 3.64, 0.854, 0.281, 0.1, 0.0531, 0.022, 0.01] | [10.0, 4.267, 1.21, 0.403, 0.1, 0.058, 0.022, 0.01] | 0 | [300.0, 350.0, 450.0, 550.0, 700.0, 850.0, 1200.0, 1752.0] | [600.0, 700.0, 900.0, 1150.0, 1665.0, 2000.0, 3000.0, 4313.0]
HV 10A | HV 10A | 10 | 0 | [10.0, 1675.0, 0.344, 0.156, 0.1, 0.0417, 0.0171, 0.01] | [10.0, 1.3, 0.3, 0.155, 0.1, 0.0555, 0.023, 0.01] | 0 | [30.0, 32.0, 35.0, 37.0, 39.0, 50.0, 70.0, 88.0] | [60.0, 70.0, 80.0, 87.0, 94.0, 110.0, 150.0, 216.0]
HV 125A | HV 125A | 125 | 0 | [10.0, 1.82, 0.344, 0.1, 0.0467, 0.0269, 0.01] | [10.0, 2.478, 0.426, 0.1, 0.0427, 0.0211, 0.01] | 0 | [375.0, 500.0, 700.0, 925.0, 1200.0, 1500.0, 2341.0] | [750.0, 1000.0, 1500.0, 2200.0, 3000.0, 4000.0, 5765.0]
HV 160A | HV 160A | 160 | 0 | [10.0, 4.15, 1.03, 0.198, 0.1, 0.051, 0.0172, 0.01] | [10.0, 2.3, 0.734, 0.274, 0.1, 0.046, 0.0177, 0.01] | 0 | [480.0, 550.0, 700.0, 1000.0, 1260.0, 1600.0, 2500.0, 3227.0] | [960.0, 1300.0, 1700.0, 2200.0, 2996.0, 4000.0, 6000.0, 7946.0]
HV 16A | HV 16A | 16 | 0 | [10.0, 0.352, 0.164, 0.1, 0.0649, 0.0342, 0.01] | [10.0, 2.34, 0.722, 0.181, 0.1, 0.055, 0.0296, 0.01] | 0 | [48.0, 60.0, 65.0, 71.0, 80.0, 100.0, 162.0] | [96.0, 110.0, 125.0, 150.0, 168.0, 200.0, 250.0, 398.0]
HV 200A | HV 200A | 200 | 0 | [10.0, 4.267, 1.21, 0.403, 0.1, 0.058, 0.022, 0.01] | [10.0, 3.73, 1.654, 0.328, 0.1, 0.0531, 0.019, 0.01] | 0 | [600.0, 700.0, 900.0, 1150.0, 1665.0, 2000.0, 3000.0, 4313.0] | [1200.0, 1500.0, 1800.0, 2700.0, 3960.0, 5000.0, 7500.0, 10620.0]
HV 20A | HV 20A | 20 | 0 | [10.0, 1.3, 0.3, 0.155, 0.1, 0.0555, 0.023, 0.01] | [10.0, 1.3, 0.161, 0.1, 0.0611, 0.0399, 0.0141, 0.01] | 0 | [60.0, 70.0, 80.0, 87.0, 94.0, 110.0, 150.0, 216.0] | [120.0, 150.0, 200.0, 223.0, 260.0, 300.0, 450.0, 532.0]
HV 25A | HV 25A | 25 | 0 | [10.0, 2.512, 0.833, 0.299, 0.1, 0.0372, 0.0223, 0.01] | [10.0, 3.125, 0.597, 0.198, 0.1, 0.0378, 0.022, 0.01] | 0 | [75.0, 82.0, 90.0, 100.0, 124.0, 170.0, 200.0, 289.0] | [150.0, 170.0, 210.0, 250.0, 294.0, 400.0, 500.0, 711.0]
HV 31.5A | HV 31.5A | 31.5 | 0 | [10.0, 2.34, 0.722, 0.181, 0.1, 0.055, 0.0296, 0.01] | [10.0, 2.84, 0.368, 0.164, 0.1, 0.0621, 0.0378, 0.0195, 0.01] | 0 | [95.0, 110.0, 125.0, 150.0, 165.0, 200.0, 250.0, 390.0] | [189.0, 220.0, 300.0, 350.0, 393.0, 450.0, 530.0, 700.0, 960.0]
HV 40A | HV 40A | 40 | 0 | [10.0, 1.3, 0.161, 0.1, 0.0611, 0.0399, 0.0141, 0.01] | [10.0, 2.05, 0.369, 0.198, 0.1, 0.051, 0.0298, 0.01] | 0 | [120.0, 150.0, 200.0, 223.0, 260.0, 300.0, 450.0, 532.0] | [240.0, 300.0, 400.0, 450.0, 530.0, 650.0, 800.0, 1311.0]
HV 50A | HV 50A | 50 | 0 | [10.0, 3.215, 0.597, 0.198, 0.1, 0.0378, 0.022, 0.01] | [10.0, 3.64, 0.854, 0.281, 0.1, 0.0531, 0.022, 0.01] | 0 | [150.0, 170.0, 210.0, 250.0, 294.0, 400.0, 500.0, 711.0] | [300.0, 350.0, 450.0, 550.0, 700.0, 850.0, 1200.0, 1752.0]
HV 6.3A | HV 6.3A | 6.3 | 0 | [10.0, 1.39, 0.344, 0.168, 0.1, 0.056, 0.0263, 0.01] | [10.0, 1.711, 0.516, 0.198, 0.1, 0.0634, 0.0303, 0.01] | 0 | [19.0, 19.5, 20.4, 20.8, 22.0, 25.0, 32.0, 48.0] | [38.0, 40.0, 43.0, 48.0, 53.0, 60.0, 75.0, 118.0]
HV 63A | HV 63A | 63 | 0 | [10.0, 2.84, 0.368, 0.164, 0.1, 0.0621, 0.0378, 0.0195, 0.01] | [10.0, 1.82, 0.344, 0.1, 0.0467, 0.0269, 0.01] | 0 | [189.0, 220.0, 300.0, 350.0, 393.0, 450.0, 530.0, 700.0, 961.0] | [378.0, 500.0, 700.0, 934.0, 1200.0, 1500.0, 2366.0]
HV 80A | HV 80A | 80 | 0 | [10.0, 2.05, 0.369, 0.198, 0.1, 0.051, 0.0298, 0.01] | [10.0, 4.15, 1.03, 0.198, 0.1, 0.051, 0.0172, 0.01] | 0 | [240.0, 300.0, 400.0, 450.0, 530.0, 650.0, 800.0, 1311.0] | [480.0, 550.0, 700.0, 1000.0, 1260.0, 1600.0, 2500.0, 3227.0]
Siemens NH-1-100 | Siemens NH-1-100 | 100 | [5400.0, 2000.0, 400.0, 20.0, 1.0, 0.2, 0.012, 0.004] | 0 | 0 | [150.0, 190.0, 250.0, 430.0, 900.0, 1250.0, 2700.0, 3600.0] | 0 | 0
Siemens NH-1-125 | Siemens NH-1-125 | 125 | [4800.0, 120.0, 7.0, 0.1, 0.004] | 0 | 0 | [180.0, 400.0, 740.0, 2000.0, 4250.0] | 0 | 0
Siemens NH-1-16 | Siemens NH-1-16 | 16 | [4000.0, 400.0, 2.0, 0.1, 0.04, 0.01] | 0 | 0 | [26.0, 35.0, 75.0, 150.0, 200.0, 300.0] | 0 | 0
Siemens NH-1-160 | Siemens NH-1-160 | 160 | [4800.0, 120.0, 7.0, 0.1, 0.004] | 0 | 0 | [210.0, 500.0, 900.0, 2300.0, 5000.0] | 0 | 0
Siemens NH-1-25 | Siemens NH-1-25 | 25 | [4000.0, 1000.0, 10.0, 0.2, 0.02, 0.01] | 0 | 0 | [40.0, 50.0, 100.0, 210.0, 400.0, 500.0] | 0 | 0
Siemens NH-1-50 | Siemens NH-1-50 | 50 | [4000.0, 40.0, 4.0, 1.0, 0.02, 0.01] | 0 | 0 | [86.0, 200.0, 300.0, 400.0, 1000.0, 1280.0] | 0 | 0
Siemens NH-1-63 | Siemens NH-1-63 | 63 | [4000.0, 100.0, 10.0, 2.0, 0.04, 0.01] | 0 | 0 | [100.0, 200.0, 300.0, 400.0, 1000.0, 1500.0] | 0 | 0
Siemens NH-1-80 | Siemens NH-1-80 | 80 | [4800.0, 120.0, 7.0, 0.1, 0.01] | 0 | 0 | [150.58, 250.0, 450.0, 1150.0, 2470.0] | 0 | 0
Siemens NH-2-1000 | Siemens NH-2-1000 | 1000 | [4800.0, 120.0, 7.0, 0.1, 0.004] | 0 | 0 | [1900.0, 3500.0, 8400.0, 24000.0, 52000.0] | 0 | 0
Siemens NH-2-200 | Siemens NH-2-200 | 200 | [4800.0, 120.0, 7.0, 0.1, 0.004] | 0 | 0 | [280.0, 650.0, 1200.0, 3000.0, 7000.0] | 0 | 0
Siemens NH-2-224 | Siemens NH-2-224 | 224 | [4800.0, 120.0, 7.0, 0.2, 0.04, 0.004] | 0 | 0 | [400.0, 750.0, 1453.0, 3025.0, 4315.0, 7600.0] | 0 | 0
Siemens NH-2-250 | Siemens NH-2-250 | 250 | [4800.0, 120.0, 7.0, 0.1, 0.004] | 0 | 0 | [450.0, 800.0, 1650.0, 4000.0, 8500.0] | 0 | 0
Siemens NH-2-315 | Siemens NH-2-315 | 315 | [4800.0, 120.0, 7.0, 0.1, 0.004] | 0 | 0 | [550.0, 920.0, 1900.0, 5000.0, 11000.0] | 0 | 0
Siemens NH-2-355 | Siemens NH-2-355 | 355 | [4800.0, 120.0, 6.0, 0.1, 0.004] | 0 | 0 | [650.0, 1116.27, 2350.0, 5840.0, 12790.0] | 0 | 0
Siemens NH-2-400 | Siemens NH-2-400 | 400 | [4800.0, 120.0, 7.0, 0.1, 0.004] | 0 | 0 | [720.0, 1350.0, 2800.0, 6500.0, 15000.0] | 0 | 0
Siemens NH-2-425 | Siemens NH-2-425 | 425 | [4800.0, 120.0, 7.0, 0.1, 0.004] | 0 | 0 | [850.0, 1500.0, 3050.0, 7500.0, 16500.0] | 0 | 0
Siemens NH-2-630 | Siemens NH-2-630 | 630 | [4800.0, 120.0, 7.0, 0.1, 0.004] | 0 | 0 | [1200.0, 2000.0, 4800.0, 12000.0, 26000.0] | 0 | 0

## res_bus
| vm_pu | va_degree | p_mw | q_mvar
0 | 0.98071 | -0.37248 | 0.0016256 | 0.00040742
1 | 0.98073 | -0.37207 | 0.0032208 | 0.00080721
2 | 0.98085 | -0.36983 | 0.00049876 | 0.000125
3 | 0.9809 | -0.36883 | 0 | 0
4 | 0.98096 | -0.36762 | 0.0016509 | 0.00041376
5 | 0.98154 | -0.35632 | 0 | 0
6 | 0.98175 | -0.35206 | 0.00031127 | 7.8012e-05
7 | 0.98164 | -0.35431 | 0.00023039 | 5.7741e-05
8 | 0.98401 | -0.30792 | 0.0080744 | 0.0020236
9 | 0.98163 | -0.35447 | 0.0011258 | 0.00028214
10 | 0.98518 | -0.28507 | 0.0023671 | 0.00059325
11 | 0.98157 | -0.35572 | 0.0002301 | 5.7669e-05
12 | 0.98598 | -0.2695 | 0 | 0
13 | 0.98722 | -0.2454 | 0.003663 | 0.00091803
14 | 0.9815 | -0.35695 | 0.0009341 | 0.00023411
15 | 0.98742 | -0.24162 | 0.0016048 | 0.00040219
16 | 0.98957 | -0.20084 | 0.0019894 | 0.00049859
17 | 0.98964 | -0.19961 | 0 | 0
18 | 0.98178 | -0.34931 | 0.0022927 | 0.00057459
19 | 0.98181 | -0.34875 | 0 | 0
20 | 0.98178 | -0.34926 | 0.0017238 | 0.00043202
21 | 0.98201 | -0.34489 | 0 | 0
22 | 0.9835 | -0.31589 | 0.0028995 | 0.00072668
23 | 0.97961 | -0.39181 | 0 | 0
24 | 0.98104 | -0.36371 | 0.0039316 | 0.00098536
25 | 0.98645 | -0.25867 | 0 | 0
26 | 0.98843 | -0.22059 | 0 | 0
27 | 0.98447 | -0.29707 | 0.0025255 | 0.00063295
28 | 0.97928 | -0.3982 | 0.0048927 | 0.0012262
29 | 0.97883 | -0.407 | 0 | 0
30 | 0.97876 | -0.40837 | 0 | 0
31 | 0.98 | -0.38396 | 0 | 0
32 | 0.98832 | -0.22277 | 0.014751 | 0.003697
33 | 0.98919 | -0.20596 | 0 | 0
34 | 0.97859 | -0.41189 | 0.0036927 | 0.00092547
35 | 0.9909 | -0.17518 | 0 | 0
36 | 0.99044 | -0.1841 | 0.0071929 | 0.0018027
37 | 0.99157 | -0.16203 | 0 | 0
38 | 0.99392 | -0.11692 | 0.056427 | 0.014142
39 | 0.99428 | -0.10996 | 0.012946 | 0.0032445
40 | 0.97845 | -0.41462 | 0.0020738 | 0.00051974
41 | 0.97842 | -0.41523 | 0.0040179 | 0.001007
42 | 0.99091 | -0.17289 | 0.012815 | 0.0032117
43 | 0.99419 | -0.11024 | 0 | 0
44 | 0.99561 | -0.083246 | 0.0049637 | 0.001244
45 | 0.99859 | -0.026659 | 0 | 0
46 | 0.97702 | -0.44241 | 0 | 0
47 | 0.97654 | -0.45177 | 0.0017774 | 0.00044547
48 | 0.97743 | -0.43433 | 0 | 0
49 | 0.97898 | -0.40391 | 0 | 0
50 | 0.97849 | -0.4135 | 0.0041524 | 0.0010407
51 | 1 | 0 | -0.35668 | -0.090374
52 | 0.99674 | -0.061976 | 0.0034312 | 0.00085994
53 | 0.97597 | -0.46303 | 0.0026535 | 0.00066504
54 | 0.97731 | -0.43664 | 0.0051237 | 0.0012841
55 | 0.97993 | -0.38547 | 0.0051439 | 0.0012892
56 | 0.99809 | -0.036571 | 0.0098112 | 0.0024589
57 | 0.99822 | -0.033964 | 0 | 0
58 | 0.99339 | -0.12621 | 0 | 0
59 | 0.98976 | -0.19725 | 0.0014617 | 0.00036632
60 | 0.98982 | -0.19606 | 0 | 0
61 | 0.98986 | -0.19525 | 0.0022973 | 0.00057576
62 | 0.98998 | -0.19289 | 0.0013583 | 0.00034041
63 | 0.99149 | -0.16361 | 0.0010334 | 0.000259
64 | 0.9915 | -0.16347 | 0.00092753 | 0.00023246
65 | 0.99005 | -0.19167 | 0.0016322 | 0.00040906
66 | 0.99024 | -0.18797 | 0.001977 | 0.00049547
67 | 0.99034 | -0.18587 | 0.0010186 | 0.00025528
68 | 0.99051 | -0.18269 | 0.0011446 | 0.00028688
69 | 0.9906 | -0.18098 | 0.0011049 | 0.00027691
70 | 0.99078 | -0.17748 | 0.0012232 | 0.00030657
71 | 0.99089 | -0.17521 | 0.0020455 | 0.00051266
72 | 0.99112 | -0.17087 | 0.0010579 | 0.00026514
73 | 0.99132 | -0.16691 | 0.0017414 | 0.00043643
74 | 0.9914 | -0.16548 | 0.0011797 | 0.00029567
75 | 0.99172 | -0.1593 | 0.0035944 | 0.00090084
76 | 0.992 | -0.15376 | 0.0017445 | 0.00043722
77 | 0.99207 | -0.15245 | 0.0014096 | 0.00035329
78 | 0.99252 | -0.14363 | 0 | 0
79 | 0.99426 | -0.11006 | 0 | 0
80 | 0.99216 | -0.15066 | 0.0016686 | 0.00041819
81 | 0.99512 | -0.093573 | 0 | 0
82 | 0.99399 | -0.1154 | 0.0018841 | 0.00047219
83 | 0.99206 | -0.1526 | 0.0019595 | 0.00049109
84 | 0.99505 | -0.094929 | 0.0014203 | 0.00035595
85 | 0.99378 | -0.11939 | 0.0015687 | 0.00039316
86 | 0.99166 | -0.16041 | 0.0012206 | 0.0003059
87 | 0.99805 | -0.037298 | 0.0036212 | 0.00090757
88 | 0.99505 | -0.094929 | 0.0013757 | 0.00034478
89 | 0.99355 | -0.12383 | 0.0056435 | 0.0014144
90 | 0.99502 | -0.095513 | 0.0019791 | 0.000496
91 | 0.99804 | -0.03746 | 0.0014913 | 0.00037375
92 | 0.99615 | -0.07393 | 0.0081713 | 0.0020479
93 | 0.99798 | -0.038683 | 0.0041787 | 0.0010473
94 | 0.99272 | -0.13906 | 0.0057214 | 0.0014339
95 | 0.99246 | -0.14417 | 0.00098959 | 0.00024801
96 | 0.99063 | -0.17935 | 0.0041782 | 0.0010472
97 | 0.99324 | -0.12904 | 0.0056115 | 0.0014064
98 | 0.98979 | -0.19562 | 0.00595 | 0.0014912
99 | 0.98917 | -0.20763 | 0 | 0
100 | 0.98874 | -0.21591 | 0.0010623 | 0.00026624
101 | 0.98881 | -0.21463 | 0.0014968 | 0.00037514
102 | 0.98802 | -0.23001 | 0.0085982 | 0.0021549
103 | 0.98859 | -0.21886 | 0.0055838 | 0.0013994
104 | 0.98797 | -0.23097 | 0.0025657 | 0.00064302
105 | 0.98844 | -0.2218 | 0.005656 | 0.0014175
106 | 0.98842 | -0.22226 | 0.0026558 | 0.0006656
107 | 0.9741 | -0.49986 | 0.0083022 | 0.0020807
108 | 0.97428 | -0.49621 | 0.0024674 | 0.00061839
109 | 0.97467 | -0.48859 | 0.0034938 | 0.00087563
110 | 0.97473 | -0.48738 | 0.0034067 | 0.0008538
111 | 0.97507 | -0.48067 | 0.0047839 | 0.001199
112 | 0.97538 | -0.47458 | 0.0026646 | 0.00066781
113 | 0.97568 | -0.46878 | 0.0018933 | 0.0004745
114 | 0.97725 | -0.4378 | 0.0015348 | 0.00038466
115 | 0.9773 | -0.43684 | 0 | 0
116 | 0.99345 | -0.12585 | 0.0055997 | 0.0014034
117 | 0.99343 | -0.12619 | 0.0062419 | 0.0015644
118 | 0.99998 | 149.9956 | 0 | 0

## res_line
| p_from_mw | q_from_mvar | p_to_mw | q_to_mvar | pl_mw | ql_mvar | i_from_ka | i_to_ka | i_ka | vm_from_pu | va_from_degree | vm_to_pu | va_to_degree | loading_percent
0 | -0.0016256 | -0.00040742 | 0.0016256 | 0.00040726 | 3.1791e-08 | -1.5549e-07 | 0.0024665 | 0.0024664 | 0.0024665 | 0.98071 | -0.37248 | 0.98073 | -0.37207 | 0.67761
1 | -0.0048464 | -0.0012145 | 0.004847 | 0.0012145 | 5.1766e-07 | 9.0992e-09 | 0.0073532 | 0.0073531 | 0.0073532 | 0.98073 | -0.37207 | 0.98085 | -0.36983 | 2.0201
2 | -0.0053457 | -0.0013395 | 0.005346 | 0.0013395 | 2.5401e-07 | 3.2566e-08 | 0.0081097 | 0.0081097 | 0.0081097 | 0.98085 | -0.36983 | 0.9809 | -0.36883 | 2.2279
3 | -0.005346 | -0.0013395 | 0.0053463 | 0.0013395 | 3.0687e-07 | 3.9323e-08 | 0.0081097 | 0.0081096 | 0.0081097 | 0.9809 | -0.36883 | 0.98096 | -0.36762 | 2.2279
4 | -0.0069972 | -0.0017533 | 0.007001 | 0.0017546 | 3.7685e-06 | 1.285e-06 | 0.010614 | 0.010614 | 0.010614 | 0.98096 | -0.36762 | 0.98154 | -0.35632 | 2.9159
5 | 0.00093413 | 0.00023365 | -0.0009341 | -0.00023411 | 2.8222e-08 | -4.5629e-07 | 0.001416 | 0.0014162 | 0.0014162 | 0.98154 | -0.35632 | 0.9815 | -0.35695 | 0.38905
6 | -0.0079351 | -0.0019883 | 0.0079353 | 0.0019883 | 2.2596e-07 | 9.1983e-08 | 0.01203 | 0.01203 | 0.01203 | 0.98154 | -0.35632 | 0.98157 | -0.35572 | 3.3048
7 | 0.0095232 | 0.0023866 | -0.0095221 | -0.0023861 | 1.0233e-06 | 4.8929e-07 | 0.014434 | 0.014434 | 0.014434 | 0.98175 | -0.35206 | 0.98164 | -0.35431 | 3.9654
8 | -0.0098344 | -0.0024646 | 0.0098552 | 0.0024747 | 2.0713e-05 | 1.0105e-05 | 0.014906 | 0.014905 | 0.014906 | 0.98175 | -0.35206 | 0.98401 | -0.30792 | 4.095
9 | 0.0092918 | 0.0023284 | -0.0092917 | -0.0023284 | 7.0556e-08 | 3.3166e-08 | 0.014085 | 0.014085 | 0.014085 | 0.98164 | -0.35431 | 0.98163 | -0.35447 | 3.8694
10 | -0.01793 | -0.0044984 | 0.017949 | 0.00451 | 1.956e-05 | 1.1616e-05 | 0.027115 | 0.027114 | 0.027115 | 0.98401 | -0.30792 | 0.98518 | -0.28507 | 7.4491
11 | 0.0081659 | 0.0020462 | -0.0081654 | -0.002046 | 4.8639e-07 | 2.0428e-07 | 0.012378 | 0.012378 | 0.012378 | 0.98163 | -0.35447 | 0.98157 | -0.35572 | 3.4006
12 | -0.020316 | -0.0051032 | 0.020331 | 0.0051124 | 1.5107e-05 | 9.1235e-06 | 0.03069 | 0.030689 | 0.03069 | 0.98518 | -0.28507 | 0.98598 | -0.2695 | 8.4312
13 | -0.020331 | -0.0051124 | 0.020355 | 0.0051265 | 2.3432e-05 | 1.4149e-05 | 0.030689 | 0.030689 | 0.030689 | 0.98598 | -0.2695 | 0.98722 | -0.2454 | 8.4312
14 | -0.024018 | -0.0060446 | 0.024022 | 0.0060472 | 4.3302e-06 | 2.6587e-06 | 0.03621 | 0.03621 | 0.03621 | 0.98722 | -0.2454 | 0.98742 | -0.24162 | 9.9479
15 | -0.025627 | -0.0064494 | 0.02564 | 0.0064575 | 1.3053e-05 | 8.0552e-06 | 0.038629 | 0.038628 | 0.038629 | 0.98742 | -0.24162 | 0.98797 | -0.23097 | 10.6122
16 | -0.0019894 | -0.00049859 | 0.0019895 | 0.00049822 | 1.1596e-07 | -3.6977e-07 | 0.0029914 | 0.0029913 | 0.0029914 | 0.98957 | -0.20084 | 0.98964 | -0.19961 | 0.82182
17 | -0.0019895 | -0.00049822 | 0.0019897 | 0.00049751 | 2.231e-07 | -7.1172e-07 | 0.0029913 | 0.002991 | 0.0029913 | 0.98964 | -0.19961 | 0.98976 | -0.19725 | 0.82178
18 | -0.0022927 | -0.00057459 | 0.0022927 | 0.00057446 | 6.1245e-08 | -1.3186e-07 | 0.0034748 | 0.0034748 | 0.0034748 | 0.98178 | -0.34931 | 0.98181 | -0.34875 | 0.95462
19 | 0.0017238 | 0.00043184 | -0.0017238 | -0.00043202 | 4.2491e-08 | -1.8274e-07 | 0.0026126 | 0.0026126 | 0.0026126 | 0.98181 | -0.34875 | 0.98178 | -0.34926 | 0.71776
20 | -0.0040166 | -0.0010063 | 0.0040173 | 0.0010061 | 7.3765e-07 | -1.9939e-07 | 0.0060873 | 0.0060871 | 0.0060873 | 0.98181 | -0.34875 | 0.98201 | -0.34489 | 1.6723
21 | -0.070335 | -0.01774 | 0.070433 | 0.017802 | 9.78e-05 | 6.2301e-05 | 0.10662 | 0.10662 | 0.10662 | 0.98201 | -0.34489 | 0.9835 | -0.31589 | 29.2905
22 | 0.014722 | 0.0037031 | -0.014689 | -0.0036843 | 3.2927e-05 | 1.8848e-05 | 0.022313 | 0.022313 | 0.022313 | 0.98201 | -0.34489 | 0.97961 | -0.39181 | 6.13
23 | 0.051596 | 0.01303 | -0.051549 | -0.013001 | 4.6496e-05 | 2.9501e-05 | 0.078218 | 0.078218 | 0.078218 | 0.98201 | -0.34489 | 0.98104 | -0.36371 | 21.4885
24 | -0.073332 | -0.018529 | 0.073398 | 0.018571 | 6.62e-05 | 4.2186e-05 | 0.111 | 0.111 | 0.111 | 0.9835 | -0.31589 | 0.98447 | -0.29707 | 30.4957
25 | 0.014689 | 0.0036843 | -0.014684 | -0.0036817 | 4.4746e-06 | 2.5621e-06 | 0.022313 | 0.022313 | 0.022313 | 0.97961 | -0.39181 | 0.97928 | -0.3982 | 6.1301
26 | 0.047618 | 0.012016 | -0.047572 | -0.011986 | 4.6124e-05 | 2.9223e-05 | 0.072255 | 0.072255 | 0.072255 | 0.98104 | -0.36371 | 0.98 | -0.38396 | 19.8502
27 | -0.076064 | -0.019293 | 0.076204 | 0.019382 | 0.00013951 | 8.8928e-05 | 0.11482 | 0.11482 | 0.11482 | 0.98645 | -0.25867 | 0.98843 | -0.22059 | 31.5443
28 | 0.076064 | 0.019293 | -0.075924 | -0.019204 | 0.00014018 | 8.9354e-05 | 0.11482 | 0.11482 | 0.11482 | 0.98645 | -0.25867 | 0.98447 | -0.29707 | 31.5444
29 | 0.014753 | 0.0036978 | -0.014751 | -0.003697 | 1.532e-06 | 8.7436e-07 | 0.022209 | 0.022209 | 0.022209 | 0.98843 | -0.22059 | 0.98832 | -0.22277 | 6.1015
30 | -0.090956 | -0.02308 | 0.09102 | 0.023121 | 6.4056e-05 | 4.0879e-05 | 0.13703 | 0.13703 | 0.13703 | 0.98843 | -0.22059 | 0.98919 | -0.20596 | 37.6457
31 | 0.0097917 | 0.0024555 | -0.0097876 | -0.0024535 | 4.1032e-06 | 2.0045e-06 | 0.014879 | 0.014879 | 0.014879 | 0.97928 | -0.3982 | 0.97883 | -0.407 | 4.0877
32 | 0.0097876 | 0.0024535 | -0.0097869 | -0.0024532 | 6.4059e-07 | 3.13e-07 | 0.014879 | 0.014879 | 0.014879 | 0.97883 | -0.407 | 0.97876 | -0.40837 | 4.0877
33 | 0.0097869 | 0.0024532 | -0.0097853 | -0.0024524 | 1.6386e-06 | 8.0068e-07 | 0.014879 | 0.014879 | 0.014879 | 0.97876 | -0.40837 | 0.97859 | -0.41189 | 4.0877
34 | 0.0051442 | 0.0012892 | -0.0051439 | -0.0012892 | 3.6941e-07 | 3.2997e-08 | 0.0078109 | 0.0078109 | 0.0078109 | 0.98 | -0.38396 | 0.97993 | -0.38547 | 2.1459
35 | 0.042427 | 0.010697 | -0.042387 | -0.010672 | 4.0459e-05 | 2.5567e-05 | 0.064444 | 0.064444 | 0.064444 | 0.98 | -0.38396 | 0.97898 | -0.40391 | 17.7044
36 | -0.09102 | -0.023121 | 0.091165 | 0.023213 | 0.00014517 | 9.2643e-05 | 0.13703 | 0.13703 | 0.13703 | 0.98919 | -0.20596 | 0.99091 | -0.17289 | 37.6457
37 | 0.0060926 | 0.0015269 | -0.0060918 | -0.0015267 | 7.9173e-07 | 1.977e-07 | 0.0092643 | 0.0092644 | 0.0092644 | 0.97859 | -0.41189 | 0.97845 | -0.41462 | 2.5452
38 | 0.007196 | 0.0018038 | -0.0071929 | -0.0018027 | 3.0576e-06 | 1.0579e-06 | 0.010806 | 0.010806 | 0.010806 | 0.9909 | -0.17518 | 0.99044 | -0.1841 | 2.9688
39 | -0.007196 | -0.0018038 | 0.0072005 | 0.0018053 | 4.5103e-06 | 1.5588e-06 | 0.010806 | 0.010806 | 0.010806 | 0.9909 | -0.17518 | 0.99157 | -0.16203 | 2.9687
40 | 0.0019611 | 0.00049092 | -0.001961 | -0.00049137 | 1.35e-07 | -4.4977e-07 | 0.0029427 | 0.0029429 | 0.0029429 | 0.99157 | -0.16203 | 0.9915 | -0.16347 | 0.80849
41 | -0.0091616 | -0.0022962 | 0.0091627 | 0.0022968 | 1.1922e-06 | 5.4604e-07 | 0.013748 | 0.013748 | 0.013748 | 0.99157 | -0.16203 | 0.99172 | -0.1593 | 3.777
42 | -0.056427 | -0.014142 | 0.056445 | 0.014154 | 1.8734e-05 | 1.1899e-05 | 0.084478 | 0.084478 | 0.084478 | 0.99392 | -0.11692 | 0.99428 | -0.10996 | 23.2081
43 | -0.069391 | -0.017398 | 0.06951 | 0.017474 | 0.00011935 | 7.6003e-05 | 0.10385 | 0.10385 | 0.10385 | 0.99428 | -0.10996 | 0.99615 | -0.07393 | 28.5307
44 | 0.0040181 | 0.001007 | -0.0040179 | -0.001007 | 1.1731e-07 | -3.0143e-08 | 0.0061106 | 0.0061106 | 0.0061106 | 0.97845 | -0.41462 | 0.97842 | -0.41523 | 1.6787
45 | -0.10398 | -0.026425 | 0.1043 | 0.026626 | 0.00031469 | 0.00020096 | 0.15627 | 0.15627 | 0.15627 | 0.99091 | -0.17289 | 0.99419 | -0.11024 | 42.9323
46 | -0.1043 | -0.026626 | 0.10443 | 0.026713 | 0.00013625 | 8.701e-05 | 0.15627 | 0.15627 | 0.15627 | 0.99419 | -0.11024 | 0.99561 | -0.083246 | 42.9323
47 | -0.1094 | -0.027957 | 0.1097 | 0.028149 | 0.00030029 | 0.00019179 | 0.16369 | 0.16369 | 0.16369 | 0.99561 | -0.083246 | 0.99859 | -0.026659 | 44.9703
48 | -0.1895 | -0.048436 | 0.18974 | 0.048592 | 0.00024471 | 0.00015618 | 0.28271 | 0.28271 | 0.28271 | 0.99859 | -0.026659 | 1 | 0 | 38.8339
49 | 0.079805 | 0.020287 | -0.079669 | -0.020201 | 0.0001355 | 8.6385e-05 | 0.11902 | 0.11902 | 0.11902 | 0.99859 | -0.026659 | 0.99674 | -0.061976 | 32.6976
50 | 0.031506 | 0.0079184 | -0.031492 | -0.0079096 | 1.4065e-05 | 8.7978e-06 | 0.047992 | 0.047992 | 0.047992 | 0.97702 | -0.44241 | 0.97654 | -0.45177 | 13.1845
51 | -0.031506 | -0.0079184 | 0.031518 | 0.007926 | 1.2164e-05 | 7.6087e-06 | 0.047992 | 0.047992 | 0.047992 | 0.97702 | -0.44241 | 0.97743 | -0.43433 | 13.1845
52 | 0.029714 | 0.0074642 | -0.029698 | -0.0074542 | 1.5969e-05 | 9.9605e-06 | 0.045283 | 0.045283 | 0.045283 | 0.97654 | -0.45177 | 0.97597 | -0.46303 | 12.4405
53 | -0.038177 | -0.0095946 | 0.038215 | 0.0096185 | 3.7998e-05 | 2.3943e-05 | 0.058129 | 0.058129 | 0.058129 | 0.97743 | -0.43433 | 0.97849 | -0.4135 | 15.9696
54 | 0.0066593 | 0.0016685 | -0.0066586 | -0.0016683 | 7.3265e-07 | 2.3066e-07 | 0.010138 | 0.010138 | 0.010138 | 0.97743 | -0.43433 | 0.97731 | -0.43664 | 2.7851
55 | 0.042387 | 0.010672 | -0.042368 | -0.010659 | 1.9426e-05 | 1.2276e-05 | 0.064444 | 0.064444 | 0.064444 | 0.97898 | -0.40391 | 0.97849 | -0.4135 | 17.7044
56 | 0.087785 | 0.022168 | -0.087632 | -0.02207 | 0.00015354 | 9.7949e-05 | 0.13068 | 0.13068 | 0.13068 | 1 | 0 | 0.99809 | -0.036571 | 35.9024
57 | 0.077504 | 0.019614 | -0.077378 | -0.019534 | 0.00012612 | 8.0385e-05 | 0.11539 | 0.11539 | 0.11539 | 1 | 0 | 0.99822 | -0.033964 | 31.7017
58 | 0.076238 | 0.019341 | -0.076003 | -0.019191 | 0.00023471 | 0.00014959 | 0.1139 | 0.1139 | 0.1139 | 0.99674 | -0.061976 | 0.99339 | -0.12621 | 31.2905
59 | 0.027045 | 0.0067892 | -0.027037 | -0.0067846 | 7.4055e-06 | 4.5944e-06 | 0.041238 | 0.041238 | 0.041238 | 0.97597 | -0.46303 | 0.97568 | -0.46878 | 11.3291
60 | 0.0015349 | 0.0003842 | -0.0015349 | -0.00038428 | 1.5097e-08 | -8.2719e-08 | 0.0023368 | 0.0023369 | 0.0023369 | 0.97731 | -0.43664 | 0.9773 | -0.43684 | 0.64199
61 | 0.077821 | 0.019611 | -0.077682 | -0.019522 | 0.00013881 | 8.8481e-05 | 0.11606 | 0.11606 | 0.11606 | 0.99809 | -0.036571 | 0.99615 | -0.07393 | 31.884
62 | 0.0092929 | 0.0023292 | -0.0092915 | -0.0023285 | 1.476e-06 | 6.7657e-07 | 0.013853 | 0.013853 | 0.013853 | 0.99822 | -0.033964 | 0.99805 | -0.037298 | 3.8057
63 | 0.068085 | 0.017205 | -0.067891 | -0.017081 | 0.00019396 | 0.00012348 | 0.10154 | 0.10154 | 0.10154 | 0.99822 | -0.033964 | 0.99512 | -0.093573 | 27.8961
64 | 0.0056123 | 0.0014065 | -0.0056115 | -0.0014064 | 7.5703e-07 | 1.1475e-07 | 0.0084067 | 0.0084068 | 0.0084068 | 0.99339 | -0.12621 | 0.99324 | -0.12904 | 2.3096
65 | 0.070391 | 0.017785 | -0.070348 | -0.017757 | 4.3305e-05 | 2.7581e-05 | 0.10549 | 0.10549 | 0.10549 | 0.99339 | -0.12621 | 0.99272 | -0.13906 | 28.981
66 | -0.0034514 | -0.00086383 | 0.0034516 | 0.00086371 | 1.9616e-07 | -1.2421e-07 | 0.0051884 | 0.0051884 | 0.0051884 | 0.98976 | -0.19725 | 0.98982 | -0.19606 | 1.4254
67 | -0.0034516 | -0.00086371 | 0.0034517 | 0.00086362 | 1.3272e-07 | -8.4064e-08 | 0.0051884 | 0.0051883 | 0.0051884 | 0.98982 | -0.19606 | 0.98986 | -0.19525 | 1.4254
68 | -0.005749 | -0.0014394 | 0.0057497 | 0.0014395 | 6.4754e-07 | 1.1716e-07 | 0.0086418 | 0.0086417 | 0.0086418 | 0.98986 | -0.19525 | 0.98998 | -0.19289 | 2.3741
69 | -0.007108 | -0.0017799 | 0.0071084 | 0.0017801 | 4.1305e-07 | 1.4025e-07 | 0.010683 | 0.010683 | 0.010683 | 0.98998 | -0.19289 | 0.99005 | -0.19167 | 2.935
70 | -0.0010334 | -0.000259 | 0.0010334 | 0.00025891 | 6.5181e-09 | -8.9027e-08 | 0.0015509 | 0.0015509 | 0.0015509 | 0.99149 | -0.16361 | 0.9915 | -0.16347 | 0.42608
71 | -0.0087405 | -0.0021891 | 0.0087421 | 0.0021898 | 1.539e-06 | 6.7905e-07 | 0.013136 | 0.013136 | 0.013136 | 0.99005 | -0.19167 | 0.99024 | -0.18797 | 3.6089
72 | -0.010719 | -0.0026853 | 0.01072 | 0.0026858 | 1.0719e-06 | 5.4426e-07 | 0.016107 | 0.016107 | 0.016107 | 0.99024 | -0.18797 | 0.99034 | -0.18587 | 4.425
73 | -0.011739 | -0.0029411 | 0.01174 | 0.002942 | 1.7798e-06 | 9.4269e-07 | 0.017637 | 0.017637 | 0.017637 | 0.99034 | -0.18587 | 0.99051 | -0.18269 | 4.8454
74 | -0.012885 | -0.0032289 | 0.012886 | 0.0032295 | 1.0442e-06 | 5.7262e-07 | 0.019357 | 0.019357 | 0.019357 | 0.99051 | -0.18269 | 0.9906 | -0.18098 | 5.3178
75 | -0.013991 | -0.0035064 | 0.013993 | 0.0035077 | 2.3336e-06 | 1.3121e-06 | 0.021016 | 0.021016 | 0.021016 | 0.9906 | -0.18098 | 0.99078 | -0.17748 | 5.7738
76 | -0.015217 | -0.0038143 | 0.015218 | 0.0038152 | 1.6494e-06 | 9.4714e-07 | 0.022854 | 0.022853 | 0.022854 | 0.99078 | -0.17748 | 0.99089 | -0.17521 | 6.2784
77 | -0.017264 | -0.0043279 | 0.017267 | 0.00433 | 3.572e-06 | 2.1035e-06 | 0.025925 | 0.025925 | 0.025925 | 0.99089 | -0.17521 | 0.99112 | -0.17087 | 7.1223
78 | -0.018325 | -0.0045951 | 0.018329 | 0.0045972 | 3.4602e-06 | 2.0574e-06 | 0.027513 | 0.027513 | 0.027513 | 0.99112 | -0.17087 | 0.99132 | -0.16691 | 7.5586
79 | -0.02007 | -0.0050336 | 0.020071 | 0.0050344 | 1.3604e-06 | 8.1914e-07 | 0.030127 | 0.030127 | 0.030127 | 0.99132 | -0.16691 | 0.9914 | -0.16548 | 8.2767
80 | -0.021251 | -0.0053301 | 0.021256 | 0.0053332 | 5.1407e-06 | 3.1163e-06 | 0.031898 | 0.031898 | 0.031898 | 0.9914 | -0.16548 | 0.99166 | -0.16041 | 8.7632
81 | -0.012757 | -0.0031976 | 0.01276 | 0.0031995 | 3.3654e-06 | 1.8377e-06 | 0.019142 | 0.019141 | 0.019142 | 0.99172 | -0.1593 | 0.992 | -0.15376 | 5.2587
82 | -0.014505 | -0.0036367 | 0.014506 | 0.0036372 | 9.0714e-07 | 5.146e-07 | 0.021758 | 0.021758 | 0.021758 | 0.992 | -0.15376 | 0.99207 | -0.15245 | 5.9775
83 | -0.015916 | -0.0039905 | 0.015922 | 0.0039944 | 6.6923e-06 | 3.8786e-06 | 0.023873 | 0.023872 | 0.023873 | 0.99207 | -0.15245 | 0.99252 | -0.14363 | 6.5584
84 | -0.042047 | -0.010555 | 0.042114 | 0.010597 | 6.7435e-05 | 4.2573e-05 | 0.063043 | 0.063043 | 0.063043 | 0.99252 | -0.14363 | 0.99426 | -0.11006 | 17.3196
85 | 0.026124 | 0.0065603 | -0.026116 | -0.0065549 | 8.766e-06 | 5.4134e-06 | 0.039171 | 0.039171 | 0.039171 | 0.99252 | -0.14363 | 0.99216 | -0.15066 | 10.7612
86 | -0.063066 | -0.015853 | 0.063116 | 0.015885 | 4.9697e-05 | 3.1613e-05 | 0.094401 | 0.094401 | 0.094401 | 0.99426 | -0.11006 | 0.99512 | -0.093573 | 25.9344
87 | 0.020952 | 0.0052557 | -0.020947 | -0.0052525 | 5.3309e-06 | 3.2244e-06 | 0.031358 | 0.031358 | 0.031358 | 0.99426 | -0.11006 | 0.99399 | -0.1154 | 8.6149
88 | 0.024447 | 0.0061367 | -0.024445 | -0.0061353 | 2.2572e-06 | 1.3868e-06 | 0.036668 | 0.036668 | 0.036668 | 0.99216 | -0.15066 | 0.99206 | -0.1526 | 10.0737
89 | 0.0047754 | 0.0011965 | -0.0047751 | -0.0011965 | 3.0841e-07 | -1.2151e-08 | 0.0071406 | 0.0071407 | 0.0071407 | 0.99512 | -0.093573 | 0.99505 | -0.094929 | 1.9617
90 | 0.019062 | 0.0047803 | -0.019059 | -0.0047782 | 3.6258e-06 | 2.1667e-06 | 0.028538 | 0.028538 | 0.028538 | 0.99399 | -0.1154 | 0.99378 | -0.11939 | 7.8401
91 | 0.022485 | 0.0056442 | -0.022477 | -0.0056391 | 8.3734e-06 | 5.1057e-06 | 0.033729 | 0.033729 | 0.033729 | 0.99206 | -0.1526 | 0.99166 | -0.16041 | 9.2663
92 | 0.0033548 | 0.0008406 | -0.0033548 | -0.0008406 | 7.5551e-11 | -6.7363e-11 | 0.0050168 | 0.0050168 | 0.0050168 | 0.99505 | -0.094929 | 0.99505 | -0.094929 | 1.3782
93 | 0.01749 | 0.004385 | -0.017486 | -0.0043828 | 3.6963e-06 | 2.1795e-06 | 0.026189 | 0.026189 | 0.026189 | 0.99378 | -0.11939 | 0.99355 | -0.12383 | 7.1948
94 | 0.0056702 | 0.001421 | -0.0056702 | -0.001421 | 4.3811e-08 | 6.6764e-09 | 0.0084538 | 0.0084538 | 0.0084538 | 0.99805 | -0.037298 | 0.99804 | -0.03746 | 2.3225
95 | 0.0019791 | 0.00049582 | -0.0019791 | -0.000496 | 5.5001e-08 | -1.823e-07 | 0.0029596 | 0.0029596 | 0.0029596 | 0.99505 | -0.094929 | 0.99502 | -0.095513 | 0.81309
96 | 0.011843 | 0.0029684 | -0.011842 | -0.0029678 | 1.1383e-06 | 6.0358e-07 | 0.017737 | 0.017737 | 0.017737 | 0.99355 | -0.12383 | 0.99345 | -0.12585 | 4.8728
97 | 0.0041789 | 0.0010472 | -0.0041787 | -0.0010473 | 2.4331e-07 | -6.2689e-08 | 0.0062304 | 0.0062305 | 0.0062305 | 0.99804 | -0.03746 | 0.99798 | -0.038683 | 1.7117
98 | 0.064626 | 0.016323 | -0.06461 | -0.016313 | 1.5826e-05 | 1.0071e-05 | 0.096915 | 0.096915 | 0.096915 | 0.99272 | -0.13906 | 0.99246 | -0.14417 | 26.6249
99 | 0.063621 | 0.016065 | -0.063514 | -0.015997 | 0.00010704 | 6.8103e-05 | 0.095431 | 0.095431 | 0.095431 | 0.99246 | -0.14417 | 0.99063 | -0.17935 | 26.2174
100 | 0.059336 | 0.01495 | -0.059289 | -0.014921 | 4.615e-05 | 2.9337e-05 | 0.089155 | 0.089155 | 0.089155 | 0.99063 | -0.17935 | 0.98979 | -0.19562 | 24.4932
101 | 0.053339 | 0.01343 | -0.053309 | -0.01341 | 3.0597e-05 | 1.9419e-05 | 0.08021 | 0.08021 | 0.08021 | 0.98979 | -0.19562 | 0.98917 | -0.20763 | 22.0358
102 | 0.037907 | 0.0095475 | -0.037892 | -0.009538 | 1.5016e-05 | 9.4524e-06 | 0.057041 | 0.057041 | 0.057041 | 0.98917 | -0.20763 | 0.98874 | -0.21591 | 15.6706
103 | 0.015402 | 0.0038626 | -0.015396 | -0.0038597 | 5.1386e-06 | 2.9612e-06 | 0.02317 | 0.02317 | 0.02317 | 0.98917 | -0.20763 | 0.98881 | -0.21463 | 6.3653
104 | 0.03683 | 0.0092718 | -0.036805 | -0.0092562 | 2.4802e-05 | 1.5597e-05 | 0.055442 | 0.055442 | 0.055442 | 0.98874 | -0.21591 | 0.98802 | -0.23001 | 15.2314
105 | 0.0139 | 0.0034845 | -0.013897 | -0.003483 | 2.8011e-06 | 1.5737e-06 | 0.020917 | 0.020917 | 0.020917 | 0.98881 | -0.21463 | 0.98859 | -0.21886 | 5.7465
106 | 0.028207 | 0.0071013 | -0.028206 | -0.0071005 | 1.2966e-06 | 8.0531e-07 | 0.042493 | 0.042493 | 0.042493 | 0.98802 | -0.23001 | 0.98797 | -0.23097 | 11.6738
107 | 0.008313 | 0.0020835 | -0.0083118 | -0.002083 | 1.1664e-06 | 4.9181e-07 | 0.012513 | 0.012513 | 0.012513 | 0.98859 | -0.21886 | 0.98844 | -0.2218 | 3.4375
108 | 0.0026558 | 0.00066551 | -0.0026558 | -0.0006656 | 5.8125e-08 | -8.7087e-08 | 0.0039981 | 0.0039981 | 0.0039981 | 0.98844 | -0.2218 | 0.98842 | -0.22226 | 1.0984
109 | -0.0083022 | -0.0020807 | 0.0083036 | 0.0020814 | 1.4462e-06 | 6.2703e-07 | 0.012682 | 0.012682 | 0.012682 | 0.9741 | -0.49986 | 0.97428 | -0.49621 | 3.4841
110 | -0.010771 | -0.0026997 | 0.010775 | 0.0027018 | 3.913e-06 | 2.024e-06 | 0.016451 | 0.01645 | 0.016451 | 0.97428 | -0.49621 | 0.97467 | -0.48859 | 4.5194
111 | -0.014269 | -0.0035774 | 0.01427 | 0.0035779 | 8.1746e-07 | 4.6592e-07 | 0.021784 | 0.021784 | 0.021784 | 0.97467 | -0.48859 | 0.97473 | -0.48738 | 5.9847
112 | -0.017676 | -0.0044317 | 0.017682 | 0.004435 | 5.6568e-06 | 3.362e-06 | 0.026985 | 0.026985 | 0.026985 | 0.97473 | -0.48738 | 0.97507 | -0.48067 | 7.4135
113 | -0.022466 | -0.005634 | 0.022472 | 0.005638 | 6.519e-06 | 3.9876e-06 | 0.034285 | 0.034285 | 0.034285 | 0.97507 | -0.48067 | 0.97538 | -0.47458 | 9.4191
114 | -0.025137 | -0.0063058 | 0.025144 | 0.0063101 | 6.9616e-06 | 4.2978e-06 | 0.03835 | 0.03835 | 0.03835 | 0.97538 | -0.47458 | 0.97568 | -0.46878 | 10.5358
115 | -0.0015348 | -0.00038466 | 0.0015349 | 0.00038428 | 6.9941e-08 | -3.8315e-07 | 0.002337 | 0.0023369 | 0.002337 | 0.97725 | -0.4378 | 0.9773 | -0.43684 | 0.64204
116 | 0.006242 | 0.0015644 | -0.0062419 | -0.0015644 | 1.0126e-07 | 2.4811e-08 | 0.0093495 | 0.0093495 | 0.0093495 | 0.99345 | -0.12585 | 0.99343 | -0.12619 | 2.5685

## res_trafo
| p_hv_mw | q_hv_mvar | p_lv_mw | q_lv_mvar | pl_mw | ql_mvar | i_hv_ka | i_lv_ka | vm_hv_pu | va_hv_degree | vm_lv_pu | va_lv_degree | loading_percent
0 | -1.2729e-15 | -1.3162e-15 | 0.00165 | 1.2699e-07 | 0.00165 | 1.2699e-07 | 5.2857e-17 | 0.0023815 | 0.99998 | 149.9956 | 1 | 0 | 0.2619

## res_ext_grid
| p_mw | q_mvar
0 | 0.35668 | 0.090374

## res_load
| p_mw | q_mvar
0 | 0.0016256 | 0.00040742
1 | 0.0032208 | 0.00080721
2 | 0.00049876 | 0.000125
3 | 0.0016509 | 0.00041376
4 | 0.00031127 | 7.8012e-05
5 | 0.00023039 | 5.7741e-05
6 | 0.0080744 | 0.0020236
7 | 0.0011258 | 0.00028214
8 | 0.0023671 | 0.00059325
9 | 0.0002301 | 5.7669e-05
10 | 0.003663 | 0.00091803
11 | 0.0009341 | 0.00023411
12 | 0.0016048 | 0.00040219
13 | 0.0019894 | 0.00049859
14 | 0.0022927 | 0.00057459
15 | 0.0017238 | 0.00043202
16 | 0.0028995 | 0.00072668
17 | 0.0039316 | 0.00098536
18 | 0.0025255 | 0.00063295
19 | 0.0048927 | 0.0012262
20 | 0.014751 | 0.003697
21 | 0.0036927 | 0.00092547
22 | 0.0071929 | 0.0018027
23 | 0.056427 | 0.014142
24 | 0.012946 | 0.0032445
25 | 0.0020738 | 0.00051974
26 | 0.0040179 | 0.001007
27 | 0.012815 | 0.0032117
28 | 0.0049637 | 0.001244
29 | 0.0017774 | 0.00044547
30 | 0.0041524 | 0.0010407
31 | 0.0034312 | 0.00085994
32 | 0.0026535 | 0.00066504
33 | 0.0051237 | 0.0012841
34 | 0.0051439 | 0.0012892
35 | 0.0098112 | 0.0024589
36 | 0.0014617 | 0.00036632
37 | 0.0022973 | 0.00057576
38 | 0.0013583 | 0.00034041
39 | 0.0010334 | 0.000259
40 | 0.00092753 | 0.00023246
41 | 0.0016322 | 0.00040906
42 | 0.001977 | 0.00049547
43 | 0.0010186 | 0.00025528
44 | 0.0011446 | 0.00028688
45 | 0.0011049 | 0.00027691
46 | 0.0012232 | 0.00030657
47 | 0.0020455 | 0.00051266
48 | 0.0010579 | 0.00026514
49 | 0.0017414 | 0.00043643
50 | 0.0011797 | 0.00029567
51 | 0.0035944 | 0.00090084
52 | 0.0017445 | 0.00043722
53 | 0.0014096 | 0.00035329
54 | 0.0016686 | 0.00041819
55 | 0.0018841 | 0.00047219
56 | 0.0019595 | 0.00049109
57 | 0.0014203 | 0.00035595
58 | 0.0015687 | 0.00039316
59 | 0.0012206 | 0.0003059
60 | 0.0036212 | 0.00090757
61 | 0.0013757 | 0.00034478
62 | 0.0056435 | 0.0014144
63 | 0.0019791 | 0.000496
64 | 0.0014913 | 0.00037375
65 | 0.0081713 | 0.0020479
66 | 0.0041787 | 0.0010473
67 | 0.0057214 | 0.0014339
68 | 0.00098959 | 0.00024801
69 | 0.0041782 | 0.0010472
70 | 0.0056115 | 0.0014064
71 | 0.00595 | 0.0014912
72 | 0.0010623 | 0.00026624
73 | 0.0014968 | 0.00037514
74 | 0.0085982 | 0.0021549
75 | 0.0055838 | 0.0013994
76 | 0.0025657 | 0.00064302
77 | 0.005656 | 0.0014175
78 | 0.0026558 | 0.0006656
79 | 0.0083022 | 0.0020807
80 | 0.0024674 | 0.00061839
81 | 0.0034938 | 0.00087563
82 | 0.0034067 | 0.0008538
83 | 0.0047839 | 0.001199
84 | 0.0026646 | 0.00066781
85 | 0.0018933 | 0.0004745
86 | 0.0015348 | 0.00038466
87 | 0.0055997 | 0.0014034
88 | 0.0062419 | 0.0015644

## dtypes
| element | column | dtype
0 | bus | name | object
1 | bus | vn_kv | float64
2 | bus | type | object
3 | bus | zone | object
4 | bus | in_service | bool
5 | load | name | object
6 | load | bus | uint32
7 | load | p_mw | float64
8 | load | q_mvar | float64
9 | load | const_z_percent | float64
10 | load | const_i_percent | float64
11 | load | sn_mva | float64
12 | load | scaling | float64
13 | load | in_service | bool
14 | load | type | object
15 | ext_grid | name | object
16 | ext_grid | bus | uint32
17 | ext_grid | vm_pu | float64
18 | ext_grid | va_degree | float64
19 | ext_grid | slack_weight | float64
20 | ext_grid | in_service | bool
21 | line | name | object
22 | line | std_type | object
23 | line | from_bus | uint32
24 | line | to_bus | uint32
25 | line | length_km | float64
26 | line | r_ohm_per_km | float64
27 | line | x_ohm_per_km | float64
28 | line | c_nf_per_km | float64
29 | line | g_us_per_km | float64
30 | line | max_i_ka | float64
31 | line | df | float64
32 | line | parallel | uint32
33 | line | type | object
34 | line | in_service | bool
35 | trafo | name | object
36 | trafo | std_type | object
37 | trafo | hv_bus | uint32
38 | trafo | lv_bus | uint32
39 | trafo | sn_mva | float64
40 | trafo | vn_hv_kv | float64
41 | trafo | vn_lv_kv | float64
42 | trafo | vk_percent | float64
43 | trafo | vkr_percent | float64
44 | trafo | pfe_kw | float64
45 | trafo | i0_percent | float64
46 | trafo | shift_degree | float64
47 | trafo | tap_side | object
48 | trafo | tap_neutral | int32
49 | trafo | tap_min | int32
50 | trafo | tap_max | int32
51 | trafo | tap_step_percent | float64
52 | trafo | tap_step_degree | float64
53 | trafo | tap_pos | int32
54 | trafo | tap_phase_shifter | bool
55 | trafo | parallel | uint32
56 | trafo | df | float64
57 | trafo | in_service | bool
58 | line_geodata | coords | object
59 | bus_geodata | x | float64
60 | bus_geodata | y | float64
61 | bus_geodata | coords | object
62 | res_bus | vm_pu | float64
63 | res_bus | va_degree | float64
64 | res_bus | p_mw | float64
65 | res_bus | q_mvar | float64
66 | res_line | p_from_mw | float64
67 | res_line | q_from_mvar | float64
68 | res_line | p_to_mw | float64
69 | res_line | q_to_mvar | float64
70 | res_line | pl_mw | float64
71 | res_line | ql_mvar | float64
72 | res_line | i_from_ka | float64
73 | res_line | i_to_ka | float64
74 | res_line | i_ka | float64
75 | res_line | vm_from_pu | float64
76 | res_line | va_from_degree | float64
77 | res_line | vm_to_pu | float64
78 | res_line | va_to_degree | float64
79 | res_line | loading_percent | float64
80 | res_trafo | p_hv_mw | float64
81 | res_trafo | q_hv_mvar | float64
82 | res_trafo | p_lv_mw | float64
83 | res_trafo | q_lv_mvar | float64
84 | res_trafo | pl_mw | float64
85 | res_trafo | ql_mvar | float64
86 | res_trafo | i_hv_ka | float64
87 | res_trafo | i_lv_ka | float64
88 | res_trafo | vm_hv_pu | float64
89 | res_trafo | va_hv_degree | float64
90 | res_trafo | vm_lv_pu | float64
91 | res_trafo | va_lv_degree | float64
92 | res_trafo | loading_percent | float64
93 | res_ext_grid | p_mw | float64
94 | res_ext_grid | q_mvar | float64
95 | res_load | p_mw | float64
96 | res_load | q_mvar | float64

## parameters
| version | format_version | converged | OPF_converged | name | f_hz | sn_mva
0 | 2.14.6 | 2.14.0 | TRUE | FALSE |  | 50 | 1