## bus
| name | vn_kv | type | zone | in_service
0 | bus_LV_112-3_0_2_node_0 | 0.4 | n |  | TRUE
1 | bus_LV_112-3_0_2_node_1 | 0.4 | n |  | TRUE
2 | bus_LV_112-3_0_2_node_2 | 0.4 | n |  | TRUE
3 | bus_LV_112-3_0_2_node_3 | 0.4 | n |  | TRUE
4 | bus_LV_112-3_0_2_node_4 | 0.4 | n |  | TRUE
5 | bus_LV_112-3_0_2_node_5 | 0.4 | n |  | TRUE
6 | bus_LV_112-3_0_2_node_16 | 0.4 | n |  | TRUE
7 | bus_LV_112-3_0_2_node_8 | 0.4 | n |  | TRUE
8 | bus_LV_112-3_0_2_node_13 | 0.4 | n |  | TRUE
9 | bus_LV_112-3_0_2_node_6 | 0.4 | n |  | TRUE
10 | bus_LV_112-3_0_2_node_7 | 0.4 | n |  | TRUE
11 | bus_LV_112-3_0_2_node_9 | 0.4 | n |  | TRUE
12 | bus_LV_112-3_0_2_node_10 | 0.4 | n |  | TRUE
13 | bus_LV_112-3_0_2_node_11 | 0.4 | n |  | TRUE
14 | bus_LV_112-3_0_2_node_12 | 0.4 | n |  | TRUE
15 | bus_LV_112-3_0_2_node_223 | 0.4 | n |  | TRUE
16 | bus_LV_112-3_0_2_node_17 | 0.4 | n |  | TRUE
17 | bus_LV_112-3_0_2_node_23 | 0.4 | n |  | TRUE
18 | bus_LV_112-3_0_2_node_24 | 0.4 | n |  | TRUE
19 | bus_LV_112-3_0_2_node_25 | 0.4 | n |  | TRUE
20 | bus_LV_112-3_0_2_node_26 | 0.4 | n |  | TRUE
21 | bus_LV_112-3_0_2_node_27 | 0.4 | n |  | TRUE
22 | bus_LV_112-3_0_2_node_28 | 0.4 | n |  | TRUE
23 | bus_LV_112-3_0_2_node_37 | 0.4 | n |  | TRUE
24 | bus_LV_112-3_0_2_node_34 | 0.4 | n |  | TRUE
25 | bus_LV_112-3_0_2_node_31 | 0.4 | n |  | TRUE
26 | bus_LV_112-3_0_2_node_29 | 0.4 | n |  | TRUE
27 | bus_LV_112-3_0_2_node_30 | 0.4 | n |  | TRUE
28 | bus_LV_112-3_0_2_node_32 | 0.4 | n |  | TRUE
29 | bus_LV_112-3_0_2_node_33 | 0.4 | n |  | TRUE
30 | bus_LV_112-3_0_2_node_38 | 0.4 | n |  | TRUE
31 | bus_LV_112-3_0_2_node_35 | 0.4 | n |  | TRUE
32 | bus_LV_112-3_0_2_node_36 | 0.4 | n |  | TRUE
33 | bus_LV_112-3_0_2_node_283 | 0.4 | n |  | TRUE
34 | bus_LV_112-3_0_2_node_39 | 0.4 | n |  | TRUE
35 | bus_LV_112-3_0_2_node_41 | 0.4 | n |  | TRUE
36 | bus_LV_112-3_0_2_node_42 | 0.4 | n |  | TRUE
37 | bus_LV_112-3_0_2_node_43 | 0.4 | n |  | TRUE
38 | bus_LV_112-3_0_2_node_44 | 0.4 | n |  | TRUE
39 | bus_LV_112-3_0_2_node_59 | 0.4 | n |  | TRUE
40 | bus_LV_112-3_0_2_node_56 | 0.4 | n |  | TRUE
41 | bus_LV_112-3_0_2_node_45 | 0.4 | n |  | TRUE
42 | bus_LV_112-3_0_2_node_47 | 0.4 | n |  | TRUE
43 | bus_LV_112-3_0_2_node_46 | 0.4 | n |  | TRUE
44 | bus_LV_112-3_0_2_node_48 | 0.4 | n |  | TRUE
45 | bus_LV_112-3_0_2_node_49 | 0.4 | n |  | TRUE
46 | bus_LV_112-3_0_2_node_50 | 0.4 | n |  | TRUE
47 | bus_LV_112-3_0_2_node_51 | 0.4 | n |  | TRUE
48 | bus_LV_112-3_0_2_node_53 | 0.4 | n |  | TRUE
49 | bus_LV_112-3_0_2_node_52 | 0.4 | n |  | TRUE
50 | bus_LV_112-3_0_2_node_54 | 0.4 | n |  | TRUE
51 | bus_LV_112-3_0_2_node_55 | 0.4 | n |  | TRUE
52 | bus_LV_112-3_0_2_node_106 | 0.4 | n |  | TRUE
53 | bus_LV_112-3_0_2_node_104 | 0.4 | n |  | TRUE
54 | bus_LV_112-3_0_2_node_57 | 0.4 | n |  | TRUE
55 | bus_LV_112-3_0_2_node_58 | 0.4 | n |  | TRUE
56 | bus_LV_112-3_0_2_node_271 | 0.4 | n |  | TRUE
57 | bus_LV_112-3_0_2_node_262 | 0.4 | n |  | TRUE
58 | bus_LV_112-3_0_2_node_346 | 0.4 | n |  | TRUE
59 | bus_LV_112-3_0_2_node_91 | 0.4 | n |  | TRUE
60 | bus_LV_112-3_0_2_node_92 | 0.4 | n |  | TRUE
61 | bus_LV_112-3_0_2_node_93 | 0.4 | n |  | TRUE
62 | bus_LV_112-3_0_2_node_94 | 0.4 | n |  | TRUE
63 | bus_LV_112-3_0_2_node_99 | 0.4 | n |  | TRUE
64 | bus_LV_112-3_0_2_node_97 | 0.4 | n |  | TRUE
65 | bus_LV_112-3_0_2_node_95 | 0.4 | n |  | TRUE
66 | bus_LV_112-3_0_2_node_224 | 0.4 | n |  | TRUE
67 | bus_LV_112-3_0_2_node_98 | 0.4 | n |  | TRUE
68 | bus_LV_112-3_0_2_node_293 | 0.4 | n |  | TRUE
69 | bus_LV_112-3_0_2_node_105 | 0.4 | n |  | TRUE
70 | bus_LV_112-3_0_2_node_270 | 0.4 | n |  | TRUE
71 | bus_LV_112-3_0_2_node_221 | 0.4 | n |  | TRUE
72 | bus_LV_112-3_0_2_node_222 | 0.4 | n |  | TRUE
73 | bus_LV_112-3_0_2_node_232 | 0.4 | n |  | TRUE
74 | bus_LV_112-3_0_2_node_225 | 0.4 | n |  | TRUE
75 | bus_LV_112-3_0_2_node_226 | 0.4 | n |  | TRUE
76 | bus_LV_112-3_0_2_node_228 | 0.4 | n |  | TRUE
77 | bus_LV_112-3_0_2_node_229 | 0.4 | n |  | TRUE
78 | bus_LV_112-3_0_2_node_230 | 0.4 | n |  | TRUE
79 | bus_LV_112-3_0_2_node_231 | 0.4 | n |  | TRUE
80 | bus_LV_112-3_0_2_node_236 | 0.4 | n |  | TRUE
81 | bus_LV_112-3_0_2_node_233 | 0.4 | n |  | TRUE
82 | bus_LV_112-3_0_2_node_234 | 0.4 | n |  | TRUE
83 | bus_LV_112-3_0_2_node_235 | 0.4 | n |  | TRUE
84 | bus_LV_112-3_0_2_node_237 | 0.4 | n |  | TRUE
85 | bus_LV_112-3_0_2_node_240 | 0.4 | n |  | TRUE
86 | bus_LV_112-3_0_2_node_238 | 0.4 | n |  | TRUE
87 | bus_LV_112-3_0_2_node_239 | 0.4 | n |  | TRUE
88 | bus_LV_112-3_0_2_node_243 | 0.4 | n |  | TRUE
89 | bus_LV_112-3_0_2_node_241 | 0.4 | n |  | TRUE
90 | bus_LV_112-3_0_2_node_242 | 0.4 | n |  | TRUE
91 | bus_LV_112-3_0_2_node_246 | 0.4 | n |  | TRUE
92 | bus_LV_112-3_0_2_node_244 | 0.4 | n |  | TRUE
93 | bus_LV_112-3_0_2_node_245 | 0.4 | n |  | TRUE
94 | bus_LV_112-3_0_2_node_247 | 0.4 | n |  | TRUE
95 | bus_LV_112-3_0_2_node_248 | 0.4 | n |  | TRUE
96 | bus_LV_112-3_0_2_node_249 | 0.4 | n |  | TRUE
97 | bus_LV_112-3_0_2_node_250 | 0.4 | n |  | TRUE
98 | bus_LV_112-3_0_2_node_251 | 0.4 | n |  | TRUE
99 | bus_LV_112-3_0_2_node_252 | 0.4 | n |  | TRUE
100 | bus_LV_112-3_0_2_node_253 | 0.4 | n |  | TRUE
101 | bus_LV_112-3_0_2_node_254 | 0.4 | n |  | TRUE
102 | bus_LV_112-3_0_2_node_256 | 0.4 | n |  | TRUE
103 | bus_LV_112-3_0_2_node_259 | 0.4 | n |  | TRUE
104 | bus_LV_112-3_0_2_node_257 | 0.4 | n |  | TRUE
105 | bus_LV_112-3_0_2_node_258 | 0.4 | n |  | TRUE
106 | bus_LV_112-3_0_2_node_260 | 0.4 | n |  | TRUE
107 | bus_LV_112-3_0_2_node_261 | 0.4 | n |  | TRUE
108 | bus_LV_112-3_0_2_node_278 | 0.4 | n |  | TRUE
109 | bus_LV_112-3_0_2_node_266 | 0.4 | n |  | TRUE
110 | bus_LV_112-3_0_2_node_263 | 0.4 | n |  | TRUE
111 | bus_LV_112-3_0_2_node_264 | 0.4 | n |  | TRUE
112 | bus_LV_112-3_0_2_node_265 | 0.4 | n |  | TRUE
113 | bus_LV_112-3_0_2_node_267 | 0.4 | n |  | TRUE
114 | bus_LV_112-3_0_2_node_268 | 0.4 | n |  | TRUE
115 | bus_LV_112-3_0_2_node_269 | 0.4 | n |  | TRUE
116 | bus_LV_112-3_0_2_node_272 | 0.4 | n |  | TRUE
117 | bus_LV_112-3_0_2_node_273 | 0.4 | n |  | TRUE
118 | bus_LV_112-3_0_2_node_274 | 0.4 | n |  | TRUE
119 | bus_LV_112-3_0_2_node_275 | 0.4 | n |  | TRUE
120 | bus_LV_112-3_0_2_node_276 | 0.4 | n |  | TRUE
121 | bus_LV_112-3_0_2_node_277 | 0.4 | n |  | TRUE
122 | bus_LV_112-3_0_2_node_279 | 0.4 | n |  | TRUE
123 | bus_LV_112-3_0_2_node_284 | 0.4 | n |  | TRUE
124 | bus_LV_112-3_0_2_node_286 | 0.4 | n |  | TRUE
125 | bus_LV_112-3_0_2_node_281 | 0.4 | n |  | TRUE
126 | bus_LV_112-3_0_2_node_280 | 0.4 | n |  | TRUE
127 | bus_LV_112-3_0_2_node_282 | 0.4 | n |  | TRUE
128 | bus_LV_112-3_0_2_node_285 | 0.4 | n |  | TRUE
129 | bus_LV_112-3_0_2_node_287 | 0.4 | n |  | TRUE
130 | bus_LV_112-3_0_2_node_288 | 0.4 | n |  | TRUE
131 | bus_LV_112-3_0_2_node_289 | 0.4 | n |  | TRUE
132 | bus_LV_112-3_0_2_node_290 | 0.4 | n |  | TRUE
133 | bus_LV_112-3_0_2_node_292 | 0.4 | n |  | TRUE
134 | bus_LV_112-3_0_2_node_291 | 0.4 | n |  | TRUE
135 | bus_LV_112-3_0_2_node_294 | 0.4 | n |  | TRUE
136 | bus_MV_355_0_node_5 | 20 | n |  | TRUE

## load
| name | bus | p_mw | q_mvar | const_z_percent | const_i_percent | sn_mva | scaling | in_service | type
0 | LV_112-3_0_2_load_0 | 0 | 0.0010975 | 0.00027505 | 0 | 0 |  | 1 | TRUE | wye
1 | LV_112-3_0_2_load_1 | 1 | 0.00031607 | 7.9214e-05 | 0 | 0 |  | 1 | TRUE | wye
2 | LV_112-3_0_2_load_3 | 3 | 0.0004494 | 0.00011263 | 0 | 0 |  | 1 | TRUE | wye
3 | LV_112-3_0_2_load_5 | 5 | 0.00062703 | 0.00015715 | 0 | 0 |  | 1 | TRUE | wye
4 | LV_112-3_0_2_load_16 | 6 | 0.001169 | 0.00029299 | 0 | 0 |  | 1 | TRUE | wye
5 | LV_112-3_0_2_load_8 | 7 | 0.00048121 | 0.0001206 | 0 | 0 |  | 1 | TRUE | wye
6 | LV_112-3_0_2_load_13 | 8 | 0.0021881 | 0.00054839 | 0 | 0 |  | 1 | TRUE | wye
7 | LV_112-3_0_2_load_6 | 9 | 0.00070503 | 0.0001767 | 0 | 0 |  | 1 | TRUE | wye
8 | LV_112-3_0_2_load_7 | 10 | 0.0008598 | 0.00021549 | 0 | 0 |  | 1 | TRUE | wye
9 | LV_112-3_0_2_load_9 | 11 | 0.00059398 | 0.00014886 | 0 | 0 |  | 1 | TRUE | wye
10 | LV_112-3_0_2_load_10 | 12 | 0.001369 | 0.0003431 | 0 | 0 |  | 1 | TRUE | wye
11 | LV_112-3_0_2_load_11 | 13 | 0.00086543 | 0.0002169 | 0 | 0 |  | 1 | TRUE | wye
12 | LV_112-3_0_2_load_12 | 14 | 0.0017021 | 0.00042658 | 0 | 0 |  | 1 | TRUE | wye
13 | LV_112-3_0_2_load_17 | 16 | 0.00054499 | 0.00013659 | 0 | 0 |  | 1 | TRUE | wye
14 | LV_112-3_0_2_load_23 | 17 | 0.00036488 | 9.1448e-05 | 0 | 0 |  | 1 | TRUE | wye
15 | LV_112-3_0_2_load_24 | 18 | 0.00026701 | 6.6918e-05 | 0 | 0 |  | 1 | TRUE | wye
16 | LV_112-3_0_2_load_25 | 19 | 0.00035483 | 8.8928e-05 | 0 | 0 |  | 1 | TRUE | wye
17 | LV_112-3_0_2_load_26 | 20 | 0.00025128 | 6.2978e-05 | 0 | 0 |  | 1 | TRUE | wye
18 | LV_112-3_0_2_load_37 | 23 | 0.00015802 | 3.9604e-05 | 0 | 0 |  | 1 | TRUE | wye
19 | LV_112-3_0_2_load_34 | 24 | 8.0467e-05 | 2.0167e-05 | 0 | 0 |  | 1 | TRUE | wye
20 | LV_112-3_0_2_load_29 | 26 | 0.00068082 | 0.00017063 | 0 | 0 |  | 1 | TRUE | wye
21 | LV_112-3_0_2_load_30 | 27 | 0.00099099 | 0.00024837 | 0 | 0 |  | 1 | TRUE | wye
22 | LV_112-3_0_2_load_32 | 28 | 0.0004947 | 0.00012398 | 0 | 0 |  | 1 | TRUE | wye
23 | LV_112-3_0_2_load_33 | 29 | 0.0003455 | 8.6591e-05 | 0 | 0 |  | 1 | TRUE | wye
24 | LV_112-3_0_2_load_35 | 31 | 0.00019199 | 4.8118e-05 | 0 | 0 |  | 1 | TRUE | wye
25 | LV_112-3_0_2_load_39 | 34 | 8.3737e-05 | 2.0986e-05 | 0 | 0 |  | 1 | TRUE | wye
26 | LV_112-3_0_2_load_41 | 35 | 0.0012528 | 0.00031397 | 0 | 0 |  | 1 | TRUE | wye
27 | LV_112-3_0_2_load_42 | 36 | 0.0034385 | 0.00086178 | 0 | 0 |  | 1 | TRUE | wye
28 | LV_112-3_0_2_load_56 | 40 | 0.0068609 | 0.0017195 | 0 | 0 |  | 1 | TRUE | wye
29 | LV_112-3_0_2_load_45 | 41 | 0.00078482 | 0.0001967 | 0 | 0 |  | 1 | TRUE | wye
30 | LV_112-3_0_2_load_46 | 43 | 0.003206 | 0.0008035 | 0 | 0 |  | 1 | TRUE | wye
31 | LV_112-3_0_2_load_50 | 46 | 0.0011323 | 0.00028378 | 0 | 0 |  | 1 | TRUE | wye
32 | LV_112-3_0_2_load_51 | 47 | 0.00033105 | 8.297e-05 | 0 | 0 |  | 1 | TRUE | wye
33 | LV_112-3_0_2_load_53 | 48 | 0.0004951 | 0.00012408 | 0 | 0 |  | 1 | TRUE | wye
34 | LV_112-3_0_2_load_52 | 49 | 0.0011263 | 0.00028229 | 0 | 0 |  | 1 | TRUE | wye
35 | LV_112-3_0_2_load_106 | 52 | 0.0024554 | 0.00061539 | 0 | 0 |  | 1 | TRUE | wye
36 | LV_112-3_0_2_load_104 | 53 | 0.0029739 | 0.00074533 | 0 | 0 |  | 1 | TRUE | wye
37 | LV_112-3_0_2_load_271 | 56 | 0.00083806 | 0.00021004 | 0 | 0 |  | 1 | TRUE | wye
38 | LV_112-3_0_2_load_262 | 57 | 0.0010197 | 0.00025557 | 0 | 0 |  | 1 | TRUE | wye
39 | LV_112-3_0_2_load_346 | 58 | 0.0010909 | 0.00027341 | 0 | 0 |  | 1 | TRUE | wye
40 | LV_112-3_0_2_load_91 | 59 | 0.00079235 | 0.00019858 | 0 | 0 |  | 1 | TRUE | wye
41 | LV_112-3_0_2_load_92 | 60 | 0.00086495 | 0.00021678 | 0 | 0 |  | 1 | TRUE | wye
42 | LV_112-3_0_2_load_97 | 64 | 0.0024272 | 0.00060831 | 0 | 0 |  | 1 | TRUE | wye
43 | LV_112-3_0_2_load_224 | 66 | 0.0022344 | 0.00055999 | 0 | 0 |  | 1 | TRUE | wye
44 | LV_112-3_0_2_load_98 | 67 | 0.0010429 | 0.00026136 | 0 | 0 |  | 1 | TRUE | wye
45 | LV_112-3_0_2_load_293 | 68 | 0.0020769 | 0.00052053 | 0 | 0 |  | 1 | TRUE | wye
46 | LV_112-3_0_2_load_105 | 69 | 0.0011766 | 0.00029489 | 0 | 0 |  | 1 | TRUE | wye
47 | LV_112-3_0_2_load_270 | 70 | 0.00054377 | 0.00013628 | 0 | 0 |  | 1 | TRUE | wye
48 | LV_112-3_0_2_load_221 | 71 | 0.0035722 | 0.00089528 | 0 | 0 |  | 1 | TRUE | wye
49 | LV_112-3_0_2_load_222 | 72 | 0.00022401 | 5.6143e-05 | 0 | 0 |  | 1 | TRUE | wye
50 | LV_112-3_0_2_load_232 | 73 | 0.0019936 | 0.00049965 | 0 | 0 |  | 1 | TRUE | wye
51 | LV_112-3_0_2_load_225 | 74 | 0.0038653 | 0.00096875 | 0 | 0 |  | 1 | TRUE | wye
52 | LV_112-3_0_2_load_226 | 75 | 0.00010898 | 2.7313e-05 | 0 | 0 |  | 1 | TRUE | wye
53 | LV_112-3_0_2_load_228 | 76 | 0.0031925 | 0.00080013 | 0 | 0 |  | 1 | TRUE | wye
54 | LV_112-3_0_2_load_230 | 78 | 0.0016136 | 0.0004044 | 0 | 0 |  | 1 | TRUE | wye
55 | LV_112-3_0_2_load_236 | 80 | 0.00056196 | 0.00014084 | 0 | 0 |  | 1 | TRUE | wye
56 | LV_112-3_0_2_load_233 | 81 | 0.00063561 | 0.0001593 | 0 | 0 |  | 1 | TRUE | wye
57 | LV_112-3_0_2_load_234 | 82 | 0.0016282 | 0.00040806 | 0 | 0 |  | 1 | TRUE | wye
58 | LV_112-3_0_2_load_235 | 83 | 0.00055467 | 0.00013901 | 0 | 0 |  | 1 | TRUE | wye
59 | LV_112-3_0_2_load_240 | 85 | 0.00062267 | 0.00015606 | 0 | 0 |  | 1 | TRUE | wye
60 | LV_112-3_0_2_load_238 | 86 | 0.00025245 | 6.3271e-05 | 0 | 0 |  | 1 | TRUE | wye
61 | LV_112-3_0_2_load_239 | 87 | 0.00039587 | 9.9213e-05 | 0 | 0 |  | 1 | TRUE | wye
62 | LV_112-3_0_2_load_243 | 88 | 0.0015837 | 0.00039692 | 0 | 0 |  | 1 | TRUE | wye
63 | LV_112-3_0_2_load_241 | 89 | 0.0019694 | 0.00049357 | 0 | 0 |  | 1 | TRUE | wye
64 | LV_112-3_0_2_load_242 | 90 | 0.0015763 | 0.00039507 | 0 | 0 |  | 1 | TRUE | wye
65 | LV_112-3_0_2_load_246 | 91 | 0.0014104 | 0.00035347 | 0 | 0 |  | 1 | TRUE | wye
66 | LV_112-3_0_2_load_245 | 93 | 0.00072249 | 0.00018107 | 0 | 0 |  | 1 | TRUE | wye
67 | LV_112-3_0_2_load_247 | 94 | 0.0030416 | 0.0007623 | 0 | 0 |  | 1 | TRUE | wye
68 | LV_112-3_0_2_load_248 | 95 | 0.0011451 | 0.00028699 | 0 | 0 |  | 1 | TRUE | wye
69 | LV_112-3_0_2_load_249 | 96 | 0.0028106 | 0.0007044 | 0 | 0 |  | 1 | TRUE | wye
70 | LV_112-3_0_2_load_250 | 97 | 0.0014895 | 0.0003733 | 0 | 0 |  | 1 | TRUE | wye
71 | LV_112-3_0_2_load_251 | 98 | 0.0019394 | 0.00048605 | 0 | 0 |  | 1 | TRUE | wye
72 | LV_112-3_0_2_load_252 | 99 | 0.0036671 | 0.00091907 | 0 | 0 |  | 1 | TRUE | wye
73 | LV_112-3_0_2_load_253 | 100 | 0.0009963 | 0.0002497 | 0 | 0 |  | 1 | TRUE | wye
74 | LV_112-3_0_2_load_257 | 104 | 0.0013163 | 0.00032989 | 0 | 0 |  | 1 | TRUE | wye
75 | LV_112-3_0_2_load_261 | 107 | 0.0011122 | 0.00027875 | 0 | 0 |  | 1 | TRUE | wye
76 | LV_112-3_0_2_load_278 | 108 | 0.0003011 | 7.5463e-05 | 0 | 0 |  | 1 | TRUE | wye
77 | LV_112-3_0_2_load_266 | 109 | 0.00073289 | 0.00018368 | 0 | 0 |  | 1 | TRUE | wye
78 | LV_112-3_0_2_load_263 | 110 | 0.00078019 | 0.00019553 | 0 | 0 |  | 1 | TRUE | wye
79 | LV_112-3_0_2_load_264 | 111 | 0.00046801 | 0.00011729 | 0 | 0 |  | 1 | TRUE | wye
80 | LV_112-3_0_2_load_265 | 112 | 0.00056295 | 0.00014109 | 0 | 0 |  | 1 | TRUE | wye
81 | LV_112-3_0_2_load_267 | 113 | 0.00048498 | 0.00012155 | 0 | 0 |  | 1 | TRUE | wye
82 | LV_112-3_0_2_load_268 | 114 | 0.00080837 | 0.0002026 | 0 | 0 |  | 1 | TRUE | wye
83 | LV_112-3_0_2_load_269 | 115 | 0.0019294 | 0.00048354 | 0 | 0 |  | 1 | TRUE | wye
84 | LV_112-3_0_2_load_272 | 116 | 0.0011679 | 0.00029269 | 0 | 0 |  | 1 | TRUE | wye
85 | LV_112-3_0_2_load_273 | 117 | 0.00042444 | 0.00010638 | 0 | 0 |  | 1 | TRUE | wye
86 | LV_112-3_0_2_load_276 | 120 | 0.00079962 | 0.0002004 | 0 | 0 |  | 1 | TRUE | wye
87 | LV_112-3_0_2_load_277 | 121 | 0.00018912 | 4.7398e-05 | 0 | 0 |  | 1 | TRUE | wye
88 | LV_112-3_0_2_load_279 | 122 | 0.0003043 | 7.6265e-05 | 0 | 0 |  | 1 | TRUE | wye
89 | LV_112-3_0_2_load_284 | 123 | 0.00040845 | 0.00010237 | 0 | 0 |  | 1 | TRUE | wye
90 | LV_112-3_0_2_load_286 | 124 | 0.00019989 | 5.0096e-05 | 0 | 0 |  | 1 | TRUE | wye
91 | LV_112-3_0_2_load_281 | 125 | 0.00020034 | 5.0209e-05 | 0 | 0 |  | 1 | TRUE | wye
92 | LV_112-3_0_2_load_280 | 126 | 0.00023985 | 6.0113e-05 | 0 | 0 |  | 1 | TRUE | wye
93 | LV_112-3_0_2_load_282 | 127 | 0.00047766 | 0.00011971 | 0 | 0 |  | 1 | TRUE | wye
94 | LV_112-3_0_2_load_287 | 129 | 0.00032732 | 8.2034e-05 | 0 | 0 |  | 1 | TRUE | wye
95 | LV_112-3_0_2_load_288 | 130 | 0.0010068 | 0.00025233 | 0 | 0 |  | 1 | TRUE | wye
96 | LV_112-3_0_2_load_289 | 131 | 0.00039887 | 9.9966e-05 | 0 | 0 |  | 1 | TRUE | wye
97 | LV_112-3_0_2_load_292 | 133 | 0.0003038 | 7.6139e-05 | 0 | 0 |  | 1 | TRUE | wye
98 | LV_112-3_0_2_load_291 | 134 | 0.00012619 | 3.1625e-05 | 0 | 0 |  | 1 | TRUE | wye
99 | LV_112-3_0_2_load_294 | 135 | 0.0048363 | 0.0012121 | 0 | 0 |  | 1 | TRUE | wye

## ext_grid
| name | bus | vm_pu | va_degree | slack_weight | in_service
0 |  | 127 | 1 | 0 | 1 | TRUE

## line
| name | std_type | from_bus | to_bus | length_km | r_ohm_per_km | x_ohm_per_km | c_nf_per_km | g_us_per_km | max_i_ka | df | parallel | type | in_service
0 | LV_112-3_0_2_line_0 |  | 0 | 1 | 0.0052968 | 0.125 | 0.08 | 261 | 0 | 0.364 | 1 | 1 | cs | TRUE
1 | LV_112-3_0_2_line_1 |  | 0 | 2 | 0.023003 | 0.125 | 0.08 | 261 | 0 | 0.364 | 1 | 1 | cs | TRUE
2 | LV_112-3_0_2_line_2 |  | 1 | 3 | 0.0035015 | 0.125 | 0.08 | 261 | 0 | 0.364 | 1 | 1 | cs | TRUE
3 | LV_112-3_0_2_line_3 |  | 2 | 4 | 0.009589 | 0.125 | 0.08 | 261 | 0 | 0.364 | 1 | 1 | cs | TRUE
4 | LV_112-3_0_2_line_4 |  | 2 | 5 | 0.075209 | 0.125 | 0.08 | 261 | 0 | 0.364 | 1 | 1 | cs | TRUE
5 | LV_112-3_0_2_line_5 |  | 4 | 6 | 0.042393 | 0.125 | 0.08 | 261 | 0 | 0.364 | 1 | 1 | cs | TRUE
6 | LV_112-3_0_2_line_6 |  | 4 | 7 | 0.021936 | 0.125 | 0.08 | 261 | 0 | 0.364 | 1 | 1 | cs | TRUE
7 | LV_112-3_0_2_line_7 |  | 5 | 8 | 0.0014644 | 0.125 | 0.08 | 261 | 0 | 0.364 | 1 | 1 | cs | TRUE
8 | LV_112-3_0_2_line_8 |  | 6 | 16 | 0.053783 | 0.125 | 0.08 | 261 | 0 | 0.364 | 1 | 1 | cs | TRUE
9 | LV_112-3_0_2_line_9 |  | 7 | 9 | 0.0022995 | 0.125 | 0.08 | 261 | 0 | 0.364 | 1 | 1 | cs | TRUE
10 | LV_112-3_0_2_line_10 |  | 8 | 13 | 0.008534 | 0.125 | 0.08 | 261 | 0 | 0.364 | 1 | 1 | cs | TRUE
11 | LV_112-3_0_2_line_11 |  | 9 | 10 | 0.061682 | 0.125 | 0.08 | 261 | 0 | 0.364 | 1 | 1 | cs | TRUE
12 | LV_112-3_0_2_line_12 |  | 10 | 11 | 0.0045654 | 0.125 | 0.08 | 261 | 0 | 0.364 | 1 | 1 | cs | TRUE
13 | LV_112-3_0_2_line_13 |  | 12 | 13 | 0.012309 | 0.125 | 0.08 | 261 | 0 | 0.364 | 1 | 1 | cs | TRUE
14 | LV_112-3_0_2_line_14 |  | 12 | 14 | 0.0013573 | 0.125 | 0.08 | 261 | 0 | 0.364 | 1 | 1 | cs | TRUE
15 | LV_112-3_0_2_line_15 |  | 14 | 15 | 0.58701 | 0.125 | 0.08 | 261 | 0 | 0.364 | 1 | 1 | cs | TRUE
16 | LV_112-3_0_2_line_16 |  | 15 | 22 | 0.11878 | 0.125 | 0.08 | 261 | 0 | 0.364 | 1 | 1 | cs | TRUE
17 | LV_112-3_0_2_line_17 |  | 15 | 71 | 0.051301 | 0.125 | 0.08 | 261 | 0 | 0.364 | 1 | 1 | cs | TRUE
18 | LV_112-3_0_2_line_18 |  | 17 | 18 | 0.017255 | 0.125 | 0.08 | 261 | 0 | 0.364 | 1 | 1 | cs | TRUE
19 | LV_112-3_0_2_line_19 |  | 17 | 19 | 0.0037959 | 0.125 | 0.08 | 261 | 0 | 0.364 | 1 | 1 | cs | TRUE
20 | LV_112-3_0_2_line_20 |  | 18 | 20 | 0.016969 | 0.125 | 0.08 | 261 | 0 | 0.364 | 1 | 1 | cs | TRUE
21 | LV_112-3_0_2_line_21 |  | 19 | 21 | 0.024131 | 0.125 | 0.08 | 261 | 0 | 0.364 | 1 | 1 | cs | TRUE
22 | LV_112-3_0_2_line_22 |  | 20 | 22 | 0.16376 | 0.125 | 0.08 | 261 | 0 | 0.364 | 1 | 1 | cs | TRUE
23 | LV_112-3_0_2_line_23 |  | 21 | 23 | 0.01023 | 0.125 | 0.08 | 261 | 0 | 0.364 | 1 | 1 | cs | TRUE
24 | LV_112-3_0_2_line_24 |  | 21 | 24 | 0.016191 | 0.125 | 0.08 | 261 | 0 | 0.364 | 1 | 1 | cs | TRUE
25 | LV_112-3_0_2_line_25 |  | 22 | 25 | 0.073395 | 0.125 | 0.08 | 261 | 0 | 0.364 | 1 | 1 | cs | TRUE
26 | LV_112-3_0_2_line_26 |  | 24 | 31 | 0.0059548 | 0.125 | 0.08 | 261 | 0 | 0.364 | 1 | 1 | cs | TRUE
27 | LV_112-3_0_2_line_27 |  | 25 | 29 | 0.019392 | 0.125 | 0.08 | 261 | 0 | 0.364 | 1 | 1 | cs | TRUE
28 | LV_112-3_0_2_line_28 |  | 25 | 26 | 0.026416 | 0.125 | 0.08 | 261 | 0 | 0.364 | 1 | 1 | cs | TRUE
29 | LV_112-3_0_2_line_29 |  | 26 | 27 | 0.001766 | 0.125 | 0.08 | 261 | 0 | 0.364 | 1 | 1 | cs | TRUE
30 | LV_112-3_0_2_line_30 |  | 27 | 28 | 0.014713 | 0.125 | 0.08 | 261 | 0 | 0.364 | 1 | 1 | cs | TRUE
31 | LV_112-3_0_2_line_31 |  | 29 | 30 | 0.095272 | 0.125 | 0.08 | 261 | 0 | 0.364 | 1 | 1 | cs | TRUE
32 | LV_112-3_0_2_line_32 |  | 30 | 34 | 0.045183 | 0.125 | 0.08 | 261 | 0 | 0.364 | 1 | 1 | cs | TRUE
33 | LV_112-3_0_2_line_33 |  | 31 | 32 | 0.023012 | 0.125 | 0.08 | 261 | 0 | 0.364 | 1 | 1 | cs | TRUE
34 | LV_112-3_0_2_line_34 |  | 32 | 33 | 0.070193 | 0.125 | 0.08 | 261 | 0 | 0.364 | 1 | 1 | cs | TRUE
35 | LV_112-3_0_2_line_35 |  | 33 | 128 | 0.30702 | 0.125 | 0.08 | 261 | 0 | 0.364 | 1 | 1 | cs | TRUE
36 | LV_112-3_0_2_line_36 |  | 35 | 36 | 0.028488 | 0.125 | 0.08 | 261 | 0 | 0.364 | 1 | 1 | cs | TRUE
37 | LV_112-3_0_2_line_37 |  | 36 | 37 | 0.045355 | 0.125 | 0.08 | 261 | 0 | 0.364 | 1 | 1 | cs | TRUE
38 | LV_112-3_0_2_line_38 |  | 37 | 38 | 0.17727 | 0.125 | 0.08 | 261 | 0 | 0.364 | 1 | 1 | cs | TRUE
39 | LV_112-3_0_2_line_39 |  | 38 | 39 | 0.038712 | 0.125 | 0.08 | 261 | 0 | 0.364 | 1 | 1 | cs | TRUE
40 | LV_112-3_0_2_line_40 |  | 38 | 40 | 0.13118 | 0.125 | 0.08 | 261 | 0 | 0.364 | 1 | 1 | cs | TRUE
41 | LV_112-3_0_2_line_41 |  | 39 | 58 | 0.00812 | 0.125 | 0.08 | 261 | 0 | 0.364 | 1 | 1 | cs | TRUE
42 | LV_112-3_0_2_line_42 |  | 40 | 54 | 0.010469 | 0.125 | 0.08 | 261 | 0 | 0.364 | 1 | 1 | cs | TRUE
43 | LV_112-3_0_2_line_43 |  | 41 | 42 | 0.040999 | 0.125 | 0.08 | 261 | 0 | 0.364 | 1 | 1 | cs | TRUE
44 | LV_112-3_0_2_line_44 |  | 42 | 45 | 0.025672 | 0.125 | 0.08 | 261 | 0 | 0.364 | 1 | 1 | cs | TRUE
45 | LV_112-3_0_2_line_45 |  | 43 | 44 | 0.016669 | 0.125 | 0.08 | 261 | 0 | 0.364 | 1 | 1 | cs | TRUE
46 | LV_112-3_0_2_line_46 |  | 44 | 46 | 0.0065129 | 0.125 | 0.08 | 261 | 0 | 0.364 | 1 | 1 | cs | TRUE
47 | LV_112-3_0_2_line_47 |  | 44 | 47 | 0.017526 | 0.125 | 0.08 | 261 | 0 | 0.364 | 1 | 1 | cs | TRUE
48 | LV_112-3_0_2_line_48 |  | 45 | 48 | 0.0030053 | 0.125 | 0.08 | 261 | 0 | 0.364 | 1 | 1 | cs | TRUE
49 | LV_112-3_0_2_line_49 |  | 46 | 49 | 0.0091905 | 0.125 | 0.08 | 261 | 0 | 0.364 | 1 | 1 | cs | TRUE
50 | LV_112-3_0_2_line_50 |  | 47 | 50 | 0.04033 | 0.125 | 0.08 | 261 | 0 | 0.364 | 1 | 1 | cs | TRUE
51 | LV_112-3_0_2_line_51 |  | 48 | 49 | 0.011699 | 0.125 | 0.08 | 261 | 0 | 0.364 | 1 | 1 | cs | TRUE
52 | LV_112-3_0_2_line_52 |  | 50 | 51 | 0.23118 | 0.125 | 0.08 | 261 | 0 | 0.364 | 1 | 1 | cs | TRUE
53 | LV_112-3_0_2_line_53 |  | 51 | 52 | 0.022476 | 0.125 | 0.08 | 261 | 0 | 0.364 | 1 | 1 | cs | TRUE
54 | LV_112-3_0_2_line_54 |  | 51 | 53 | 0.096361 | 0.125 | 0.08 | 261 | 0 | 0.364 | 1 | 1 | cs | TRUE
55 | LV_112-3_0_2_line_55 |  | 52 | 70 | 0.0043145 | 0.125 | 0.08 | 261 | 0 | 0.364 | 1 | 1 | cs | TRUE
56 | LV_112-3_0_2_line_56 |  | 53 | 69 | 0.0036138 | 0.125 | 0.08 | 261 | 0 | 0.364 | 1 | 1 | cs | TRUE
57 | LV_112-3_0_2_line_57 |  | 54 | 55 | 0.24833 | 0.125 | 0.08 | 261 | 0 | 0.364 | 1 | 1 | cs | TRUE
58 | LV_112-3_0_2_line_58 |  | 55 | 56 | 0.064732 | 0.125 | 0.08 | 261 | 0 | 0.364 | 1 | 1 | cs | TRUE
59 | LV_112-3_0_2_line_59 |  | 55 | 57 | 0.086979 | 0.125 | 0.08 | 261 | 0 | 0.364 | 1 | 1 | cs | TRUE
60 | LV_112-3_0_2_line_60 |  | 56 | 70 | 0.035321 | 0.125 | 0.08 | 261 | 0 | 0.364 | 1 | 1 | cs | TRUE
61 | LV_112-3_0_2_line_61 |  | 57 | 107 | 0.16299 | 0.125 | 0.08 | 261 | 0 | 0.364 | 1 | 1 | cs | TRUE
62 | LV_112-3_0_2_line_62 |  | 59 | 60 | 0.014377 | 0.125 | 0.08 | 261 | 0 | 0.364 | 1 | 1 | cs | TRUE
63 | LV_112-3_0_2_line_63 |  | 59 | 61 | 0.033491 | 0.125 | 0.08 | 261 | 0 | 0.364 | 1 | 1 | cs | TRUE
64 | LV_112-3_0_2_line_64 |  | 61 | 62 | 0.002847 | 0.125 | 0.08 | 261 | 0 | 0.364 | 1 | 1 | cs | TRUE
65 | LV_112-3_0_2_line_65 |  | 62 | 63 | 0.009517 | 0.125 | 0.08 | 261 | 0 | 0.364 | 1 | 1 | cs | TRUE
66 | LV_112-3_0_2_line_66 |  | 62 | 64 | 0.042485 | 0.125 | 0.08 | 261 | 0 | 0.364 | 1 | 1 | cs | TRUE
67 | LV_112-3_0_2_line_67 |  | 63 | 68 | 0.037395 | 0.125 | 0.08 | 261 | 0 | 0.364 | 1 | 1 | cs | TRUE
68 | LV_112-3_0_2_line_68 |  | 63 | 65 | 0.19004 | 0.125 | 0.08 | 261 | 0 | 0.364 | 1 | 1 | cs | TRUE
69 | LV_112-3_0_2_line_69 |  | 64 | 67 | 0.039297 | 0.125 | 0.08 | 261 | 0 | 0.364 | 1 | 1 | cs | TRUE
70 | LV_112-3_0_2_line_70 |  | 65 | 66 | 0.051064 | 0.125 | 0.08 | 261 | 0 | 0.364 | 1 | 1 | cs | TRUE
71 | LV_112-3_0_2_line_71 |  | 66 | 73 | 0.017679 | 0.125 | 0.08 | 261 | 0 | 0.364 | 1 | 1 | cs | TRUE
72 | LV_112-3_0_2_line_72 |  | 68 | 135 | 0.042739 | 0.125 | 0.08 | 261 | 0 | 0.364 | 1 | 1 | cs | TRUE
73 | LV_112-3_0_2_line_73 |  | 71 | 72 | 0.013779 | 0.125 | 0.08 | 261 | 0 | 0.364 | 1 | 1 | cs | TRUE
74 | LV_112-3_0_2_line_74 |  | 73 | 78 | 0.0078385 | 0.125 | 0.08 | 261 | 0 | 0.364 | 1 | 1 | cs | TRUE
75 | LV_112-3_0_2_line_75 |  | 74 | 75 | 0.022931 | 0.125 | 0.08 | 261 | 0 | 0.364 | 1 | 1 | cs | TRUE
76 | LV_112-3_0_2_line_76 |  | 75 | 76 | 0.0021994 | 0.125 | 0.08 | 261 | 0 | 0.364 | 1 | 1 | cs | TRUE
77 | LV_112-3_0_2_line_77 |  | 76 | 77 | 0.011934 | 0.125 | 0.08 | 261 | 0 | 0.364 | 1 | 1 | cs | TRUE
78 | LV_112-3_0_2_line_78 |  | 77 | 78 | 0.0061737 | 0.125 | 0.08 | 261 | 0 | 0.364 | 1 | 1 | cs | TRUE
79 | LV_112-3_0_2_line_79 |  | 77 | 79 | 0.025152 | 0.125 | 0.08 | 261 | 0 | 0.364 | 1 | 1 | cs | TRUE
80 | LV_112-3_0_2_line_80 |  | 79 | 80 | 0.016262 | 0.125 | 0.08 | 261 | 0 | 0.364 | 1 | 1 | cs | TRUE
81 | LV_112-3_0_2_line_81 |  | 79 | 81 | 0.0052654 | 0.125 | 0.08 | 261 | 0 | 0.364 | 1 | 1 | cs | TRUE
82 | LV_112-3_0_2_line_82 |  | 80 | 85 | 0.035736 | 0.125 | 0.08 | 261 | 0 | 0.364 | 1 | 1 | cs | TRUE
83 | LV_112-3_0_2_line_83 |  | 81 | 82 | 0.035647 | 0.125 | 0.08 | 261 | 0 | 0.364 | 1 | 1 | cs | TRUE
84 | LV_112-3_0_2_line_84 |  | 82 | 83 | 0.028756 | 0.125 | 0.08 | 261 | 0 | 0.364 | 1 | 1 | cs | TRUE
85 | LV_112-3_0_2_line_85 |  | 83 | 84 | 0.0048946 | 0.125 | 0.08 | 261 | 0 | 0.364 | 1 | 1 | cs | TRUE
86 | LV_112-3_0_2_line_86 |  | 84 | 86 | 0.01991 | 0.125 | 0.08 | 261 | 0 | 0.364 | 1 | 1 | cs | TRUE
87 | LV_112-3_0_2_line_87 |  | 84 | 87 | 0.050224 | 0.125 | 0.08 | 261 | 0 | 0.364 | 1 | 1 | cs | TRUE
88 | LV_112-3_0_2_line_88 |  | 85 | 89 | 0.021072 | 0.125 | 0.08 | 261 | 0 | 0.364 | 1 | 1 | cs | TRUE
89 | LV_112-3_0_2_line_89 |  | 86 | 88 | 0.011261 | 0.125 | 0.08 | 261 | 0 | 0.364 | 1 | 1 | cs | TRUE
90 | LV_112-3_0_2_line_90 |  | 88 | 92 | 0.027489 | 0.125 | 0.08 | 261 | 0 | 0.364 | 1 | 1 | cs | TRUE
91 | LV_112-3_0_2_line_91 |  | 89 | 90 | 0.0098641 | 0.125 | 0.08 | 261 | 0 | 0.364 | 1 | 1 | cs | TRUE
92 | LV_112-3_0_2_line_92 |  | 90 | 91 | 0.0066242 | 0.125 | 0.08 | 261 | 0 | 0.364 | 1 | 1 | cs | TRUE
93 | LV_112-3_0_2_line_93 |  | 91 | 94 | 0.010334 | 0.125 | 0.08 | 261 | 0 | 0.364 | 1 | 1 | cs | TRUE
94 | LV_112-3_0_2_line_94 |  | 92 | 93 | 0.018648 | 0.125 | 0.08 | 261 | 0 | 0.364 | 1 | 1 | cs | TRUE
95 | LV_112-3_0_2_line_95 |  | 94 | 95 | 0.018992 | 0.125 | 0.08 | 261 | 0 | 0.364 | 1 | 1 | cs | TRUE
96 | LV_112-3_0_2_line_96 |  | 95 | 96 | 0.016886 | 0.125 | 0.08 | 261 | 0 | 0.364 | 1 | 1 | cs | TRUE
97 | LV_112-3_0_2_line_97 |  | 96 | 97 | 6.4501e-05 | 0.125 | 0.08 | 261 | 0 | 0.364 | 1 | 1 | cs | TRUE
98 | LV_112-3_0_2_line_98 |  | 97 | 98 | 0.01146 | 0.125 | 0.08 | 261 | 0 | 0.364 | 1 | 1 | cs | TRUE
99 | LV_112-3_0_2_line_99 |  | 98 | 99 | 0.0057745 | 0.125 | 0.08 | 261 | 0 | 0.364 | 1 | 1 | cs | TRUE
100 | LV_112-3_0_2_line_100 |  | 99 | 100 | 0.0042273 | 0.125 | 0.08 | 261 | 0 | 0.364 | 1 | 1 | cs | TRUE
101 | LV_112-3_0_2_line_101 |  | 100 | 101 | 0.23505 | 0.125 | 0.08 | 261 | 0 | 0.364 | 1 | 2 | cs | TRUE
102 | LV_112-3_0_2_line_102 |  | 101 | 102 | 0.07935 | 0.125 | 0.08 | 261 | 0 | 0.364 | 1 | 2 | cs | TRUE
103 | LV_112-3_0_2_line_103 |  | 102 | 103 | 0.14975 | 0.125 | 0.08 | 261 | 0 | 0.364 | 1 | 2 | cs | TRUE
104 | LV_112-3_0_2_line_104 |  | 102 | 104 | 0.081417 | 0.125 | 0.08 | 261 | 0 | 0.364 | 1 | 1 | cs | TRUE
105 | LV_112-3_0_2_line_105 |  | 103 | 108 | 0.062948 | 0.125 | 0.08 | 261 | 0 | 0.364 | 1 | 2 | cs | TRUE
106 | LV_112-3_0_2_line_106 |  | 104 | 105 | 0.042178 | 0.125 | 0.08 | 261 | 0 | 0.364 | 1 | 1 | cs | TRUE
107 | LV_112-3_0_2_line_107 |  | 105 | 106 | 0.053747 | 0.125 | 0.08 | 261 | 0 | 0.364 | 1 | 1 | cs | TRUE
108 | LV_112-3_0_2_line_108 |  | 105 | 107 | 0.029852 | 0.125 | 0.08 | 261 | 0 | 0.364 | 1 | 1 | cs | TRUE
109 | LV_112-3_0_2_line_109 |  | 106 | 109 | 0.061228 | 0.125 | 0.08 | 261 | 0 | 0.364 | 1 | 1 | cs | TRUE
110 | LV_112-3_0_2_line_110 |  | 106 | 110 | 0.025255 | 0.125 | 0.08 | 261 | 0 | 0.364 | 1 | 1 | cs | TRUE
111 | LV_112-3_0_2_line_111 |  | 108 | 119 | 0.01262 | 0.125 | 0.08 | 261 | 0 | 0.364 | 1 | 2 | cs | TRUE
112 | LV_112-3_0_2_line_112 |  | 110 | 111 | 0.0082865 | 0.125 | 0.08 | 261 | 0 | 0.364 | 1 | 1 | cs | TRUE
113 | LV_112-3_0_2_line_113 |  | 111 | 112 | 0.01179 | 0.125 | 0.08 | 261 | 0 | 0.364 | 1 | 1 | cs | TRUE
114 | LV_112-3_0_2_line_114 |  | 112 | 113 | 0.0021385 | 0.125 | 0.08 | 261 | 0 | 0.364 | 1 | 1 | cs | TRUE
115 | LV_112-3_0_2_line_115 |  | 113 | 114 | 0.037812 | 0.125 | 0.08 | 261 | 0 | 0.364 | 1 | 1 | cs | TRUE
116 | LV_112-3_0_2_line_116 |  | 114 | 115 | 0.0024118 | 0.125 | 0.08 | 261 | 0 | 0.364 | 1 | 1 | cs | TRUE
117 | LV_112-3_0_2_line_117 |  | 116 | 117 | 0.008699 | 0.125 | 0.08 | 261 | 0 | 0.364 | 1 | 2 | cs | TRUE
118 | LV_112-3_0_2_line_118 |  | 116 | 118 | 0.16851 | 0.125 | 0.08 | 261 | 0 | 0.364 | 1 | 2 | cs | TRUE
119 | LV_112-3_0_2_line_119 |  | 117 | 119 | 0.01306 | 0.125 | 0.08 | 261 | 0 | 0.364 | 1 | 2 | cs | TRUE
120 | LV_112-3_0_2_line_120 |  | 118 | 120 | 0.007799 | 0.125 | 0.08 | 261 | 0 | 0.364 | 1 | 1 | cs | TRUE
121 | LV_112-3_0_2_line_121 |  | 118 | 121 | 0.011985 | 0.125 | 0.08 | 261 | 0 | 0.364 | 1 | 1 | cs | TRUE
122 | LV_112-3_0_2_line_122 |  | 119 | 122 | 0.022091 | 0.125 | 0.08 | 261 | 0 | 0.364 | 1 | 2 | cs | TRUE
123 | LV_112-3_0_2_line_123 |  | 120 | 123 | 0.012258 | 0.125 | 0.08 | 261 | 0 | 0.364 | 1 | 1 | cs | TRUE
124 | LV_112-3_0_2_line_124 |  | 121 | 124 | 0.043092 | 0.125 | 0.08 | 261 | 0 | 0.364 | 1 | 1 | cs | TRUE
125 | LV_112-3_0_2_line_125 |  | 122 | 125 | 0.014114 | 0.125 | 0.08 | 261 | 0 | 0.364 | 1 | 2 | cs | TRUE
126 | LV_112-3_0_2_line_126 |  | 123 | 128 | 0.10613 | 0.125 | 0.08 | 261 | 0 | 0.364 | 1 | 1 | cs | TRUE
127 | LV_112-3_0_2_line_127 |  | 124 | 129 | 0.00090765 | 0.125 | 0.08 | 261 | 0 | 0.364 | 1 | 1 | cs | TRUE
128 | LV_112-3_0_2_line_128 |  | 125 | 126 | 0.002151 | 0.125 | 0.08 | 261 | 0 | 0.364 | 1 | 2 | cs | TRUE
129 | LV_112-3_0_2_line_129 |  | 126 | 127 | 0.01473 | 0.125 | 0.08 | 261 | 0 | 0.364 | 1 | 2 | cs | TRUE
130 | LV_112-3_0_2_line_130 |  | 129 | 130 | 0.018305 | 0.125 | 0.08 | 261 | 0 | 0.364 | 1 | 1 | cs | TRUE
131 | LV_112-3_0_2_line_131 |  | 130 | 131 | 0.06046 | 0.125 | 0.08 | 261 | 0 | 0.364 | 1 | 1 | cs | TRUE
132 | LV_112-3_0_2_line_132 |  | 131 | 132 | 0.023776 | 0.125 | 0.08 | 261 | 0 | 0.364 | 1 | 1 | cs | TRUE
133 | LV_112-3_0_2_line_133 |  | 132 | 133 | 0.0066891 | 0.125 | 0.08 | 261 | 0 | 0.364 | 1 | 1 | cs | TRUE
134 | LV_112-3_0_2_line_134 |  | 133 | 134 | 0.0092844 | 0.125 | 0.08 | 261 | 0 | 0.364 | 1 | 1 | cs | TRUE

## trafo
| name | std_type | hv_bus | lv_bus | sn_mva | vn_hv_kv | vn_lv_kv | vk_percent | vkr_percent | pfe_kw | i0_percent | shift_degree | tap_side | tap_neutral | tap_min | tap_max | tap_step_percent | tap_step_degree | tap_pos | tap_phase_shifter | parallel | df | in_service
0 | LV_112-3_0_2_trafo_282 | 0.63 MVA 20/0.4 kV | 136 | 127 | 0.63 | 20 | 0.4 | 6 | 1.206 | 1.65 | 0.2619 | 150 | hv | 0 | -2 | 2 | 2.5 | 0 | 0 | FALSE | 1 | 1 | TRUE

## line_geodata
| x0 | y0 | x1 | y1 | x2 | y2 | x3 | y3 | x4 | y4 | x5 | y5 | x6 | y6 | x7 | y7 | x8 | y8 | x9 | y9 | x10 | y10 | x11 | y11 | x12 | y12 | x13 | y13 | x14 | y14 | x15 | y15 | x16 | y16 | x17 | y17 | x18 | y18 | x19 | y19 | x20 | y20 | x21 | y21 | x22 | y22 | x23 | y23 | x24 | y24
0 | 2703019.1157 | 1237161.106 | 2703015.1333 | 1237163.0488 | 2703014.3439 | 1237163.4044
1 | 2703039.4779 | 1237150.4059 | 2703021.01 | 1237160.1819 | 2703019.1157 | 1237161.106
2 | 2703014.3439 | 1237163.4044 | 2703011.1514 | 1237164.8426
3 | 2703039.4779 | 1237150.4059 | 2703048.0223 | 1237146.0063
4 | 2703039.4779 | 1237150.4059 | 2703031.8708 | 1237142.2233 | 2703025.8579 | 1237135.9364 | 2703021.0752 | 1237131.1387 | 2703016.7293 | 1237126.9046 | 2703012.8955 | 1237123.2464 | 2703010.2981 | 1237121.1664 | 2703007.8285 | 1237119.5668 | 2703005.0327 | 1237118.0172 | 2703000.4278 | 1237115.6244 | 2702997.7371 | 1237114.1211 | 2702995.4176 | 1237112.6019 | 2702992.9959 | 1237110.8586 | 2702990.4078 | 1237108.6787 | 2702987.9676 | 1237105.8231 | 2702983.8739 | 1237100.6959
5 | 2703048.0223 | 1237146.0063 | 2703059.5362 | 1237157.5593 | 2703077.8563 | 1237176.1248
6 | 2703048.0223 | 1237146.0063 | 2703066.6815 | 1237134.4725
7 | 2702983.8739 | 1237100.6959 | 2702982.9602 | 1237099.5515
8 | 2703077.8563 | 1237176.1248 | 2703082.8128 | 1237181.1478 | 2703086.3097 | 1237184.1552 | 2703089.9872 | 1237186.7877 | 2703093.7657 | 1237189.2663 | 2703098.3754 | 1237191.8149 | 2703103.1409 | 1237194.1105 | 2703107.9211 | 1237195.9949 | 2703112.8131 | 1237197.5365 | 2703117.7164 | 1237198.8671 | 2703124.7005 | 1237200.4774
9 | 2703068.6375 | 1237133.2635 | 2703066.6815 | 1237134.4725
10 | 2702977.5955 | 1237092.9147 | 2702980.1981 | 1237096.0922 | 2702982.9602 | 1237099.5515
11 | 2703068.6375 | 1237133.2635 | 2703104.1018 | 1237111.3419 | 2703121.1749 | 1237100.946
12 | 2703121.1749 | 1237100.946 | 2703125.0743 | 1237098.5716
13 | 2702968.5806 | 1237084.5661 | 2702972.6285 | 1237087.9214 | 2702976.6781 | 1237091.7945 | 2702977.5955 | 1237092.9147
14 | 2702968.5806 | 1237084.5661 | 2702968.4358 | 1237084.4461 | 2702967.4753 | 1237083.7793
15 | 2703040.347 | 1236501.3054 | 2702967.4753 | 1237083.7793
16 | 2702931.5454 | 1236458.0532 | 2702940.8993 | 1236460.2725 | 2702951.0899 | 1236462.6842 | 2702977.8615 | 1236469.0975 | 2702992.4268 | 1236473.2421 | 2703002.364 | 1236476.7392 | 2703010.5425 | 1236480.3949 | 2703016.5046 | 1236483.5451 | 2703023.0421 | 1236487.5615 | 2703030.0144 | 1236492.6863 | 2703040.347 | 1236501.3054
17 | 2703040.347 | 1236501.3054 | 2703056.8922 | 1236468.5564 | 2703060.3347 | 1236457.2854 | 2703060.3155 | 1236454.4611
18 | 2702755.7635 | 1236369.1766 | 2702771.6605 | 1236375.8852
19 | 2702755.7635 | 1236369.1766 | 2702752.2663 | 1236367.7007
20 | 2702771.6605 | 1236375.8852 | 2702784.008 | 1236381.096 | 2702786.6358 | 1236382.3202 | 2702787.2403 | 1236382.6037
21 | 2702731.84 | 1236355.2074 | 2702735.7816 | 1236358.8005 | 2702740.5755 | 1236362.1192 | 2702745.4344 | 1236364.7497 | 2702751.2563 | 1236367.2745 | 2702752.2663 | 1236367.7007
22 | 2702931.5454 | 1236458.0532 | 2702921.0537 | 1236455.5473 | 2702913.0885 | 1236453.1186 | 2702902.8018 | 1236449.2597 | 2702891.9212 | 1236444.3008 | 2702883.0351 | 1236439.9769 | 2702874.986 | 1236435.8344 | 2702863.4258 | 1236429.4739 | 2702855.2324 | 1236424.9174 | 2702834.0483 | 1236413.1307 | 2702825.8673 | 1236408.2965 | 2702817.8752 | 1236403.0431 | 2702804.5224 | 1236393.5493 | 2702794.8994 | 1236386.7554 | 2702790.0817 | 1236383.9366 | 2702787.2403 | 1236382.6037
23 | 2702731.84 | 1236355.2074 | 2702729.6003 | 1236358.2376 | 2702727.5309 | 1236361.4821 | 2702726.3719 | 1236363.825
24 | 2702731.84 | 1236355.2074 | 2702729.0649 | 1236351.123 | 2702727.0377 | 1236346.6845 | 2702725.3209 | 1236341.3619 | 2702725.1554 | 1236340.5984
25 | 2702926.8534 | 1236386.0061 | 2702930.613 | 1236399.2146 | 2702933.0316 | 1236407.6963 | 2702935.5282 | 1236422.5953 | 2702934.7161 | 1236438.4377 | 2702931.5454 | 1236458.0532
26 | 2702725.1554 | 1236340.5984 | 2702724.2345 | 1236336.3505 | 2702723.9485 | 1236334.768
27 | 2702926.8534 | 1236386.0061 | 2702941.8321 | 1236378.5489 | 2702944.2873 | 1236377.525
28 | 2702926.8534 | 1236386.0061 | 2702921.7541 | 1236371.4956 | 2702920.9561 | 1236366.011 | 2702920.9529 | 1236360.5179
29 | 2702920.9529 | 1236360.5179 | 2702921.131 | 1236358.7608
30 | 2702922.6146 | 1236344.1231 | 2702921.131 | 1236358.7608
31 | 2703032.0942 | 1236340.5847 | 2703017.5444 | 1236347.3042 | 2702949.4099 | 1236375.3889 | 2702944.2873 | 1236377.525
32 | 2703032.0942 | 1236340.5847 | 2703028.4624 | 1236334.4171 | 2703025.1834 | 1236329.7233 | 2703016.1242 | 1236318.8024 | 2703006.1783 | 1236307.9439 | 2703004.0957 | 1236305.2753
33 | 2702719.8553 | 1236312.1231 | 2702723.9485 | 1236334.768
34 | 2702652.1864 | 1236297.1532 | 2702688.8141 | 1236300.4554 | 2702697.0038 | 1236301.7424 | 2702703.2648 | 1236303.3852 | 2702709.0027 | 1236305.5193 | 2702713.7883 | 1236308.015 | 2702719.8553 | 1236312.1231
35 | 2702345.298 | 1236306.2766 | 2702652.1864 | 1236297.1532
36 | 2701633.2517 | 1235938.3518 | 2701656.815 | 1235953.3567 | 2701657.2578 | 1235953.6874
37 | 2701691.2672 | 1235983.5023 | 2701685.8021 | 1235977.3375 | 2701681.2606 | 1235972.9231 | 2701671.2162 | 1235964.1112 | 2701657.2578 | 1235953.6874
38 | 2701691.2672 | 1235983.5023 | 2701697.9337 | 1235981.3926 | 2701706.0169 | 1235979.6519 | 2701714.2423 | 1235978.4473 | 2701723.3658 | 1235977.3916 | 2701737.2949 | 1235976.3738 | 2701783.6488 | 1235974.066 | 2701867.7137 | 1235970.7375
39 | 2701867.7137 | 1235970.7375 | 2701866.7871 | 1235967.8306 | 2701865.7452 | 1235965.0328 | 2701864.554 | 1235962.555 | 2701862.4744 | 1235958.9166 | 2701854.5871 | 1235946.1495 | 2701848.6478 | 1235937.1854
40 | 2701867.7137 | 1235970.7375 | 2701887.9822 | 1235969.9178 | 2701956.7301 | 1235966.0053 | 2701964.9581 | 1235965.535 | 2701986.8149 | 1235964.7874 | 2701998.7415 | 1235964.8206
41 | 2701841.9532 | 1235941.8074 | 2701848.6478 | 1235937.1854
42 | 2702009.2104 | 1235964.8497 | 2701998.7415 | 1235964.8206
43 | 2701689.7931 | 1235796.9142 | 2701698.5153 | 1235788.3682 | 2701704.7596 | 1235771.5958 | 2701711.5851 | 1235766.8423 | 2701714.1415 | 1235767.1328
44 | 2701698.0128 | 1235821.2399 | 2701689.7931 | 1235796.9142
45 | 2701728.4094 | 1235820.4152 | 2701730.2894 | 1235803.8525
46 | 2701728.4094 | 1235820.4152 | 2701721.8989 | 1235820.5918
47 | 2701728.4094 | 1235820.4152 | 2701745.9277 | 1235819.8775
48 | 2701698.0128 | 1235821.2399 | 2701701.017 | 1235821.1584
49 | 2701721.8989 | 1235820.5918 | 2701712.7119 | 1235820.8411
50 | 2701786.1518 | 1235821.4493 | 2701780.2101 | 1235820.558 | 2701774.4578 | 1235820.1036 | 2701767.8192 | 1235819.6895 | 2701759.0957 | 1235819.4733 | 2701745.9277 | 1235819.8775
51 | 2701712.7119 | 1235820.8411 | 2701701.017 | 1235821.1584
52 | 2701943.1352 | 1235667.1911 | 2701939.5756 | 1235670.8327 | 2701936.0807 | 1235673.7972 | 2701931.3773 | 1235676.6076 | 2701924.5078 | 1235679.4919 | 2701917.8061 | 1235681.4228 | 2701910.6998 | 1235683.1133 | 2701900.5455 | 1235685.541 | 2701892.4044 | 1235687.981 | 2701885.2104 | 1235690.8153 | 2701877.3862 | 1235694.6396 | 2701870.3588 | 1235699.2337 | 2701863.7665 | 1235704.4913 | 2701853.8621 | 1235713.5394 | 2701841.6909 | 1235725.8846 | 2701833.5797 | 1235734.5298 | 2701825.4121 | 1235744.2639 | 2701819.1736 | 1235752.73 | 2701813.2129 | 1235761.7791 | 2701807.8968 | 1235770.7503 | 2701802.9045 | 1235779.8272 | 2701798.8871 | 1235787.6643 | 2701795.3957 | 1235795.288 | 2701792.5706 | 1235802.4561 | 2701786.1518 | 1235821.4493
53 | 2701943.1352 | 1235667.1911 | 2701951.7539 | 1235671.3198 | 2701960.7293 | 1235675.8328 | 2701963.2331 | 1235677.2414
54 | 2701943.1352 | 1235667.1911 | 2701935.9871 | 1235663.3767 | 2701930.3176 | 1235659.8545 | 2701923.9238 | 1235655.3081 | 2701917.0753 | 1235649.4751 | 2701910.8902 | 1235643.3533 | 2701904.2155 | 1235636.2112 | 2701897.2266 | 1235627.5292 | 2701877.6973 | 1235598.3398
55 | 2701963.2331 | 1235677.2414 | 2701966.5394 | 1235679.1016 | 2701966.9794 | 1235679.3803
56 | 2701875.6878 | 1235595.3363 | 2701877.6973 | 1235598.3398
57 | 2702009.2104 | 1235964.8497 | 2702010.5756 | 1235958.0791 | 2702011.3474 | 1235952.8106 | 2702011.9104 | 1235946.4711 | 2702012.0417 | 1235942.3591 | 2702011.6918 | 1235938.4946 | 2702010.9387 | 1235935.1903 | 2702009.2713 | 1235930.914 | 2702038.981 | 1235861.2494 | 2702040.9772 | 1235846.8394 | 2702032.7438 | 1235814.14 | 2702031.8145 | 1235809.1981 | 2702031.9144 | 1235793.2545 | 2702044.4411 | 1235756.275 | 2702054.1136 | 1235728.1533
58 | 2702054.1136 | 1235728.1533 | 2702045.0103 | 1235724.483 | 2702035.3723 | 1235720.2143 | 2702023.7601 | 1235714.0992 | 2702012.6473 | 1235707.9927 | 2702002.586 | 1235701.9265 | 2701996.8211 | 1235698.2761
59 | 2702054.1136 | 1235728.1533 | 2702062.4247 | 1235731.2317 | 2702071.0805 | 1235734.0714 | 2702081.2998 | 1235736.6712 | 2702089.8285 | 1235738.0965 | 2702107.729 | 1235739.9055 | 2702139.3852 | 1235743.1587
60 | 2701996.8211 | 1235698.2761 | 2701966.9794 | 1235679.3803
61 | 2702298.1694 | 1235722.4754 | 2702291.5233 | 1235725.9897 | 2702283.1217 | 1235729.9258 | 2702274.9747 | 1235733.1436 | 2702267.0229 | 1235735.5752 | 2702249.5047 | 1235739.699 | 2702235.7884 | 1235742.8209 | 2702223.0337 | 1235745.4924 | 2702211.6722 | 1235747.2538 | 2702200.4202 | 1235747.9274 | 2702186.6419 | 1235747.6235 | 2702173.4879 | 1235746.6633 | 2702139.3852 | 1235743.1587
62 | 2703065.2059 | 1235761.3536 | 2703053.7172 | 1235769.9965
63 | 2703025.0164 | 1235787.1758 | 2703048.8519 | 1235773.6567 | 2703053.7172 | 1235769.9965
64 | 2703025.0164 | 1235787.1758 | 2703027.3417 | 1235788.8285
65 | 2703027.3417 | 1235788.8285 | 2703019.1503 | 1235793.7124
66 | 2703027.3417 | 1235788.8285 | 2703046.9433 | 1235777.6489 | 2703063.0647 | 1235765.9498
67 | 2703019.1503 | 1235793.7124 | 2703018.7873 | 1235799.3659 | 2703018.7188 | 1235803.3122 | 2703019.0974 | 1235807.2328 | 2703019.8533 | 1235811.2156 | 2703021.4362 | 1235815.9578 | 2703023.6957 | 1235821.8459 | 2703024.5334 | 1235825.0406 | 2703024.6211 | 1235827.3994 | 2703024.2471 | 1235830.1951
68 | 2702842.9541 | 1235864.4913 | 2702983.8371 | 1235810.891 | 2702997.495 | 1235805.0455 | 2703009.0248 | 1235799.2633 | 2703019.1503 | 1235793.7124
69 | 2703095.3227 | 1235743.55 | 2703094.1431 | 1235744.1979 | 2703086.0314 | 1235749.2832 | 2703063.0647 | 1235765.9498
70 | 2702842.9541 | 1235864.4913 | 2702795.3095 | 1235882.8643
71 | 2702778.8145 | 1235889.2252 | 2702795.3095 | 1235882.8643
72 | 2703008.9012 | 1235870.0814 | 2703022.9644 | 1235833.8867 | 2703024.2471 | 1235830.1951
73 | 2703060.2219 | 1236440.6819 | 2703060.3155 | 1236454.4611
74 | 2702778.8145 | 1235889.2252 | 2702771.501 | 1235892.0455
75 | 2702753.0319 | 1235900.4504 | 2702749.7412 | 1235902.0515 | 2702741.0051 | 1235907.8159 | 2702733.8564 | 1235912.9555
76 | 2702755.0096 | 1235899.4881 | 2702753.0319 | 1235900.4504
77 | 2702765.7407 | 1235894.2668 | 2702755.0096 | 1235899.4881
78 | 2702765.7407 | 1235894.2668 | 2702771.501 | 1235892.0455
79 | 2702762.6683 | 1235869.3058 | 2702765.7407 | 1235894.2668
80 | 2702762.6683 | 1235869.3058 | 2702754.4159 | 1235864.6151 | 2702747.9188 | 1235862.7123
81 | 2702762.6683 | 1235869.3058 | 2702765.7537 | 1235865.0392
82 | 2702713.623 | 1235852.6682 | 2702747.9188 | 1235862.7123
83 | 2702765.7537 | 1235865.0392 | 2702773.8739 | 1235853.8102 | 2702783.5723 | 1235840.1231 | 2702787.0871 | 1235836.5457
84 | 2702787.0871 | 1235836.5457 | 2702805.7009 | 1235817.6 | 2702807.284 | 1235816.0776
85 | 2702810.812 | 1235812.6848 | 2702807.284 | 1235816.0776
86 | 2702810.812 | 1235812.6848 | 2702798.1992 | 1235803.6486 | 2702793.9341 | 1235802.5887
87 | 2702810.812 | 1235812.6848 | 2702847.0241 | 1235777.8828
88 | 2702713.623 | 1235852.6682 | 2702709.9079 | 1235851.5801 | 2702696.4558 | 1235850.3689 | 2702692.7618 | 1235850.3256
89 | 2702793.9341 | 1235802.5887 | 2702783.0058 | 1235799.873
90 | 2702756.6072 | 1235792.2316 | 2702776.6516 | 1235798.294 | 2702783.0058 | 1235799.873
91 | 2702692.7618 | 1235850.3256 | 2702682.8984 | 1235850.2099
92 | 2702682.8984 | 1235850.2099 | 2702676.2746 | 1235850.1323
93 | 2702665.9418 | 1235850.0111 | 2702676.2746 | 1235850.1323
94 | 2702756.6072 | 1235792.2316 | 2702762.1458 | 1235774.425
95 | 2702665.9418 | 1235850.0111 | 2702646.9511 | 1235849.7884
96 | 2702646.9511 | 1235849.7884 | 2702630.0658 | 1235849.5904
97 | 2702630.0658 | 1235849.5904 | 2702630.0014 | 1235849.5897
98 | 2702630.0014 | 1235849.5897 | 2702618.5418 | 1235849.4553
99 | 2702612.7677 | 1235849.3876 | 2702618.5418 | 1235849.4553
100 | 2702612.7677 | 1235849.3876 | 2702610.5256 | 1235849.3613 | 2702608.7194 | 1235848.5376
101 | 2702394.08 | 1235752.732 | 2702608.7194 | 1235848.5376
102 | 2702361.0009 | 1235824.8165 | 2702377.8533 | 1235784.2317 | 2702394.08 | 1235752.732
103 | 2702361.0009 | 1235824.8165 | 2702358.5532 | 1235841.6648 | 2702354.9488 | 1235865.8988 | 2702350.3168 | 1235911.5424 | 2702344.5315 | 1235973.6007
104 | 2702361.0009 | 1235824.8165 | 2702352.7619 | 1235795.6191 | 2702346.5248 | 1235775.8634 | 2702336.7801 | 1235747.1067
105 | 2702344.5315 | 1235973.6007 | 2702343.3697 | 1235982.5986 | 2702339.0397 | 1236008.0989 | 2702338.4951 | 1236015.9843 | 2702338.5389 | 1236022.2231 | 2702339.2052 | 1236033.1874 | 2702339.4279 | 1236036.0609
106 | 2702323.655 | 1235707.0954 | 2702327.1723 | 1235715.1398 | 2702329.1624 | 1235720.8895 | 2702334.0135 | 1235738.9423 | 2702336.7801 | 1235747.1067
107 | 2702355.9232 | 1235664.052 | 2702323.655 | 1235707.0954
108 | 2702323.655 | 1235707.0954 | 2702317.4856 | 1235711.9483 | 2702311.7663 | 1235715.2857 | 2702298.1694 | 1235722.4754
109 | 2702355.9232 | 1235664.052 | 2702345.0628 | 1235603.7972
110 | 2702355.9232 | 1235664.052 | 2702371.1466 | 1235643.9004
111 | 2702339.0005 | 1236048.5732 | 2702339.7113 | 1236045.5387 | 2702339.9173 | 1236042.3732 | 2702339.4279 | 1236036.0609
112 | 2702371.1466 | 1235643.9004 | 2702376.1416 | 1235637.2885
113 | 2702383.2484 | 1235627.881 | 2702376.1416 | 1235637.2885
114 | 2702383.2484 | 1235627.881 | 2702384.5375 | 1235626.1746
115 | 2702414.3548 | 1235605.5718 | 2702409.6793 | 1235612.3615 | 2702389.1002 | 1235620.1349 | 2702384.5375 | 1235626.1746
116 | 2702415.7227 | 1235603.5854 | 2702414.3548 | 1235605.5718
117 | 2702320.8208 | 1236059.5816 | 2702322.5745 | 1236058.7647 | 2702328.7383 | 1236055.9782
118 | 2702280.87 | 1236200.2313 | 2702281.0397 | 1236197.4099 | 2702281.7989 | 1236194.1983 | 2702283.7233 | 1236190.5732 | 2702287.2868 | 1236186.6982 | 2702305.7832 | 1236169.2146 | 2702310.0007 | 1236164.2835 | 2702313.705 | 1236158.3873 | 2702315.0599 | 1236153.5514 | 2702315.4071 | 1236148.776 | 2702314.7778 | 1236144.4508 | 2702299.8032 | 1236098.1023 | 2702297.3445 | 1236089.6869 | 2702296.8885 | 1236084.9644 | 2702297.0544 | 1236080.6084 | 2702298.1862 | 1236075.98 | 2702300.6562 | 1236071.8749 | 2702304.4789 | 1236068.3381 | 2702310.3969 | 1236064.437 | 2702320.8208 | 1236059.5816
119 | 2702339.0005 | 1236048.5732 | 2702337.6581 | 1236050.9297 | 2702335.3214 | 1236053.0021 | 2702328.7383 | 1236055.9782
120 | 2702280.87 | 1236200.2313 | 2702281.3965 | 1236203.4984 | 2702282.5206 | 1236206.7869 | 2702282.9233 | 1236207.718
121 | 2702280.87 | 1236200.2313 | 2702276.6518 | 1236203.45 | 2702271.5221 | 1236207.728
122 | 2702339.0005 | 1236048.5732 | 2702344.6897 | 1236056.1881 | 2702351.2835 | 1236066.2093 | 2702351.6863 | 1236066.6405
123 | 2702287.7901 | 1236218.9689 | 2702282.9233 | 1236207.718
124 | 2702271.5221 | 1236207.728 | 2702270.0939 | 1236208.9191 | 2702264.1868 | 1236213.5209 | 2702257.581 | 1236218.2552 | 2702250.8641 | 1236222.8542 | 2702242.6061 | 1236227.7268 | 2702235.6689 | 1236231.4811
125 | 2702364.4545 | 1236071.653 | 2702364.3067 | 1236071.6377 | 2702359.8726 | 1236071.1276 | 2702355.9439 | 1236069.8367 | 2702352.9408 | 1236067.9836 | 2702351.6863 | 1236066.6405
126 | 2702345.298 | 1236306.2766 | 2702341.0779 | 1236301.2668 | 2702312.404 | 1236272.529 | 2702304.6548 | 1236257.9734 | 2702293.4969 | 1236232.1618 | 2702287.7901 | 1236218.9689
127 | 2702234.8707 | 1236231.9131 | 2702235.6689 | 1236231.4811
128 | 2702366.5942 | 1236071.8732 | 2702364.4545 | 1236071.653
129 | 2702366.5942 | 1236071.8732 | 2702377.5438 | 1236073.0002 | 2702381.2307 | 1236073.5129
130 | 2702218.1981 | 1236239.457 | 2702233.3466 | 1236232.738 | 2702234.8707 | 1236231.9131
131 | 2702218.1981 | 1236239.457 | 2702191.0175 | 1236251.5128 | 2702183.4123 | 1236254.5176 | 2702176.4006 | 1236256.8988 | 2702164.088 | 1236260.3341 | 2702161.9978 | 1236261.4318
132 | 2702150.1322 | 1236280.9653 | 2702151.6754 | 1236274.8539 | 2702153.1569 | 1236270.565 | 2702154.827 | 1236267.6359 | 2702157.3746 | 1236264.7331 | 2702160.5823 | 1236262.1752 | 2702161.9978 | 1236261.4318
133 | 2702150.1322 | 1236280.9653 | 2702148.733 | 1236287.5064
134 | 2702146.3234 | 1236296.4671 | 2702148.1486 | 1236290.2382 | 2702148.733 | 1236287.5064

## bus_geodata
| x | y | coords
0 | 2703019.1157 | 1237161.106
1 | 2703014.3439 | 1237163.4044
2 | 2703039.4779 | 1237150.4059
3 | 2703011.1514 | 1237164.8426
4 | 2703048.0223 | 1237146.0063
5 | 2702983.8739 | 1237100.6959
6 | 2703077.8563 | 1237176.1248
7 | 2703066.6815 | 1237134.4725
8 | 2702982.9602 | 1237099.5515
9 | 2703068.6375 | 1237133.2635
10 | 2703121.1749 | 1237100.946
11 | 2703125.0743 | 1237098.5716
12 | 2702968.5806 | 1237084.5661
13 | 2702977.5955 | 1237092.9147
14 | 2702967.4753 | 1237083.7793
15 | 2703040.347 | 1236501.3054
16 | 2703124.7005 | 1237200.4774
17 | 2702755.7635 | 1236369.1766
18 | 2702771.6605 | 1236375.8852
19 | 2702752.2663 | 1236367.7007
20 | 2702787.2403 | 1236382.6037
21 | 2702731.84 | 1236355.2074
22 | 2702931.5454 | 1236458.0532
23 | 2702726.3719 | 1236363.825
24 | 2702725.1554 | 1236340.5984
25 | 2702926.8534 | 1236386.0061
26 | 2702920.9529 | 1236360.5179
27 | 2702921.131 | 1236358.7608
28 | 2702922.6146 | 1236344.1231
29 | 2702944.2873 | 1236377.525
30 | 2703032.0942 | 1236340.5847
31 | 2702723.9485 | 1236334.768
32 | 2702719.8553 | 1236312.1231
33 | 2702652.1864 | 1236297.1532
34 | 2703004.0956 | 1236305.2753
35 | 2701633.2517 | 1235938.3518
36 | 2701657.2578 | 1235953.6874
37 | 2701691.2672 | 1235983.5023
38 | 2701867.7137 | 1235970.7375
39 | 2701848.6478 | 1235937.1854
40 | 2701998.7415 | 1235964.8206
41 | 2701714.1415 | 1235767.1328
42 | 2701689.7931 | 1235796.9142
43 | 2701730.2894 | 1235803.8525
44 | 2701728.4094 | 1235820.4152
45 | 2701698.0128 | 1235821.2399
46 | 2701721.8989 | 1235820.5918
47 | 2701745.9277 | 1235819.8775
48 | 2701701.017 | 1235821.1584
49 | 2701712.7119 | 1235820.8411
50 | 2701786.1518 | 1235821.4493
51 | 2701943.1352 | 1235667.1911
52 | 2701963.2331 | 1235677.2414
53 | 2701877.6973 | 1235598.3398
54 | 2702009.2104 | 1235964.8497
55 | 2702054.1136 | 1235728.1533
56 | 2701996.8211 | 1235698.2761
57 | 2702139.3852 | 1235743.1587
58 | 2701841.9532 | 1235941.8074
59 | 2703053.7172 | 1235769.9965
60 | 2703065.2058 | 1235761.3536
61 | 2703025.0164 | 1235787.1758
62 | 2703027.3417 | 1235788.8285
63 | 2703019.1503 | 1235793.7124
64 | 2703063.0647 | 1235765.9498
65 | 2702842.9541 | 1235864.4913
66 | 2702795.3095 | 1235882.8643
67 | 2703095.3227 | 1235743.55
68 | 2703024.2471 | 1235830.1951
69 | 2701875.6878 | 1235595.3363
70 | 2701966.9794 | 1235679.3803
71 | 2703060.3155 | 1236454.4611
72 | 2703060.2219 | 1236440.6819
73 | 2702778.8145 | 1235889.2252
74 | 2702733.8564 | 1235912.9555
75 | 2702753.0319 | 1235900.4504
76 | 2702755.0096 | 1235899.4881
77 | 2702765.7407 | 1235894.2668
78 | 2702771.501 | 1235892.0455
79 | 2702762.6683 | 1235869.3058
80 | 2702747.9188 | 1235862.7123
81 | 2702765.7537 | 1235865.0392
82 | 2702787.0871 | 1235836.5457
83 | 2702807.284 | 1235816.0776
84 | 2702810.812 | 1235812.6848
85 | 2702713.623 | 1235852.6682
86 | 2702793.9341 | 1235802.5887
87 | 2702847.0241 | 1235777.8828
88 | 2702783.0058 | 1235799.873
89 | 2702692.7618 | 1235850.3256
90 | 2702682.8984 | 1235850.2099
91 | 2702676.2746 | 1235850.1323
92 | 2702756.6072 | 1235792.2316
93 | 2702762.1458 | 1235774.425
94 | 2702665.9418 | 1235850.0111
95 | 2702646.9511 | 1235849.7884
96 | 2702630.0658 | 1235849.5904
97 | 2702630.0014 | 1235849.5897
98 | 2702618.5418 | 1235849.4553
99 | 2702612.7677 | 1235849.3876
100 | 2702608.7194 | 1235848.5376
101 | 2702394.08 | 1235752.732
102 | 2702361.0009 | 1235824.8164
103 | 2702344.5315 | 1235973.6007
104 | 2702336.7801 | 1235747.1067
105 | 2702323.655 | 1235707.0954
106 | 2702355.9232 | 1235664.052
107 | 2702298.1694 | 1235722.4754
108 | 2702339.4279 | 1236036.0609
109 | 2702345.0628 | 1235603.7972
110 | 2702371.1466 | 1235643.9004
111 | 2702376.1416 | 1235637.2885
112 | 2702383.2484 | 1235627.881
113 | 2702384.5375 | 1235626.1746
114 | 2702414.3548 | 1235605.5718
115 | 2702415.7227 | 1235603.5854
116 | 2702320.8208 | 1236059.5816
117 | 2702328.7383 | 1236055.9782
118 | 2702280.87 | 1236200.2313
119 | 2702339.0005 | 1236048.5732
120 | 2702282.9233 | 1236207.718
121 | 2702271.5221 | 1236207.728
122 | 2702351.6863 | 1236066.6405
123 | 2702287.7901 | 1236218.9689
124 | 2702235.6689 | 1236231.4811
125 | 2702364.4545 | 1236071.653
126 | 2702366.5942 | 1236071.8732
127 | 2702381.2307 | 1236073.5129
128 | 2702345.298 | 1236306.2766
129 | 2702234.8707 | 1236231.9131
130 | 2702218.1981 | 1236239.457
131 | 2702161.9978 | 1236261.4318
132 | 2702150.1322 | 1236280.9653
133 | 2702148.733 | 1236287.5064
134 | 2702146.3234 | 1236296.4671
135 | 2703008.9012 | 1235870.0814
136 | 2702339.0005 | 1236048.5732

## line_std_types
| c_nf_per_km | r_ohm_per_km | x_ohm_per_km | max_i_ka | type | q_mm2 | alpha | voltage_rating
NAYY 4x50 SE | 210 | 0.642 | 0.083 | 0.142 | cs | 50 | 0.00403 | LV
NAYY 4x120 SE | 264 | 0.225 | 0.08 | 0.242 | cs | 120 | 0.00403 | LV
NAYY 4x150 SE | 261 | 0.208 | 0.08 | 0.27 | cs | 150 | 0.00403 | LV
NA2XS2Y 1x95 RM/25 12/20 kV | 216 | 0.313 | 0.132 | 0.252 | cs | 95 | 0.00403 | MV
NA2XS2Y 1x185 RM/25 12/20 kV | 273 | 0.161 | 0.117 | 0.362 | cs | 185 | 0.00403 | MV
NA2XS2Y 1x240 RM/25 12/20 kV | 304 | 0.122 | 0.112 | 0.421 | cs | 240 | 0.00403 | MV
NA2XS2Y 1x95 RM/25 6/10 kV | 315 | 0.313 | 0.123 | 0.249 | cs | 95 | 0.00403 | MV
NA2XS2Y 1x185 RM/25 6/10 kV | 406 | 0.161 | 0.11 | 0.358 | cs | 185 | 0.00403 | MV
NA2XS2Y 1x240 RM/25 6/10 kV | 456 | 0.122 | 0.105 | 0.416 | cs | 240 | 0.00403 | MV
NA2XS2Y 1x150 RM/25 12/20 kV | 250 | 0.206 | 0.116 | 0.319 | cs | 150 | 0.00403 | MV
NA2XS2Y 1x120 RM/25 12/20 kV | 230 | 0.253 | 0.119 | 0.283 | cs | 120 | 0.00403 | MV
NA2XS2Y 1x70 RM/25 12/20 kV | 190 | 0.443 | 0.132 | 0.22 | cs | 70 | 0.00403 | MV
NA2XS2Y 1x150 RM/25 6/10 kV | 360 | 0.206 | 0.11 | 0.315 | cs | 150 | 0.00403 | MV
NA2XS2Y 1x120 RM/25 6/10 kV | 340 | 0.253 | 0.113 | 0.28 | cs | 120 | 0.00403 | MV
NA2XS2Y 1x70 RM/25 6/10 kV | 280 | 0.443 | 0.123 | 0.217 | cs | 70 | 0.00403 | MV
N2XS(FL)2Y 1x120 RM/35 64/110 kV | 112 | 0.153 | 0.166 | 0.366 | cs | 120 | 0.00393 | HV
N2XS(FL)2Y 1x185 RM/35 64/110 kV | 125 | 0.099 | 0.156 | 0.457 | cs | 185 | 0.00393 | HV
N2XS(FL)2Y 1x240 RM/35 64/110 kV | 135 | 0.075 | 0.149 | 0.526 | cs | 240 | 0.00393 | HV
N2XS(FL)2Y 1x300 RM/35 64/110 kV | 144 | 0.06 | 0.144 | 0.588 | cs | 300 | 0.00393 | HV
15-AL1/3-ST1A 0.4 | 11 | 1.8769 | 0.35 | 0.105 | ol | 16 | 0.00403 | LV
24-AL1/4-ST1A 0.4 | 11.25 | 1.2012 | 0.335 | 0.14 | ol | 24 | 0.00403 | LV
48-AL1/8-ST1A 0.4 | 12.2 | 0.5939 | 0.3 | 0.21 | ol | 48 | 0.00403 | LV
94-AL1/15-ST1A 0.4 | 13.2 | 0.306 | 0.29 | 0.35 | ol | 94 | 0.00403 | LV
34-AL1/6-ST1A 10.0 | 9.7 | 0.8342 | 0.36 | 0.17 | ol | 34 | 0.00403 | MV
48-AL1/8-ST1A 10.0 | 10.1 | 0.5939 | 0.35 | 0.21 | ol | 48 | 0.00403 | MV
70-AL1/11-ST1A 10.0 | 10.4 | 0.4132 | 0.339 | 0.29 | ol | 70 | 0.00403 | MV
94-AL1/15-ST1A 10.0 | 10.75 | 0.306 | 0.33 | 0.35 | ol | 94 | 0.00403 | MV
122-AL1/20-ST1A 10.0 | 11.1 | 0.2376 | 0.323 | 0.41 | ol | 122 | 0.00403 | MV
149-AL1/24-ST1A 10.0 | 11.25 | 0.194 | 0.315 | 0.47 | ol | 149 | 0.00403 | MV
34-AL1/6-ST1A 20.0 | 9.15 | 0.8342 | 0.382 | 0.17 | ol | 34 | 0.00403 | MV
48-AL1/8-ST1A 20.0 | 9.5 | 0.5939 | 0.372 | 0.21 | ol | 48 | 0.00403 | MV
70-AL1/11-ST1A 20.0 | 9.7 | 0.4132 | 0.36 | 0.29 | ol | 70 | 0.00403 | MV
94-AL1/15-ST1A 20.0 | 10 | 0.306 | 0.35 | 0.35 | ol | 94 | 0.00403 | MV
122-AL1/20-ST1A 20.0 | 10.3 | 0.2376 | 0.344 | 0.41 | ol | 122 | 0.00403 | MV
149-AL1/24-ST1A 20.0 | 10.5 | 0.194 | 0.337 | 0.47 | ol | 149 | 0.00403 | MV
184-AL1/30-ST1A 20.0 | 10.75 | 0.1571 | 0.33 | 0.535 | ol | 184 | 0.00403 | MV
243-AL1/39-ST1A 20.0 | 11 | 0.1188 | 0.32 | 0.645 | ol | 243 | 0.00403 | MV
48-AL1/8-ST1A 110.0 | 8 | 0.5939 | 0.46 | 0.21 | ol | 48 | 0.00403 | HV
70-AL1/11-ST1A 110.0 | 8.4 | 0.4132 | 0.45 | 0.29 | ol | 70 | 0.00403 | HV
94-AL1/15-ST1A 110.0 | 8.65 | 0.306 | 0.44 | 0.35 | ol | 94 | 0.00403 | HV
122-AL1/20-ST1A 110.0 | 8.5 | 0.2376 | 0.43 | 0.41 | ol | 122 | 0.00403 | HV
149-AL1/24-ST1A 110.0 | 8.75 | 0.194 | 0.41 | 0.47 | ol | 149 | 0.00403 | HV
184-AL1/30-ST1A 110.0 | 8.8 | 0.1571 | 0.4 | 0.535 | ol | 184 | 0.00403 | HV
243-AL1/39-ST1A 110.0 | 9 | 0.1188 | 0.39 | 0.645 | ol | 243 | 0.00403 | HV
305-AL1/39-ST1A 110.0 | 9.2 | 0.0949 | 0.38 | 0.74 | ol | 305 | 0.00403 | HV
490-AL1/64-ST1A 110.0 | 9.75 | 0.059 | 0.37 | 0.96 | ol | 490 | 0.00403 | HV
679-AL1/86-ST1A 110.0 | 9.95 | 0.042 | 0.36 | 1.15 | ol | 679 | 0.00403 | HV
490-AL1/64-ST1A 220.0 | 10 | 0.059 | 0.285 | 0.96 | ol | 490 | 0.00403 | HV
679-AL1/86-ST1A 220.0 | 11.7 | 0.042 | 0.275 | 1.15 | ol | 679 | 0.00403 | HV
490-AL1/64-ST1A 380.0 | 11 | 0.059 | 0.253 | 0.96 | ol | 490 | 0.00403 | HV
679-AL1/86-ST1A 380.0 | 14.6 | 0.042 | 0.25 | 1.15 | ol | 679 | 0.00403 | HV

## trafo_std_types
| i0_percent | pfe_kw | vkr_percent | sn_mva | vn_lv_kv | vn_hv_kv | vk_percent | shift_degree | vector_group | tap_side | tap_neutral | tap_min | tap_max | tap_step_degree | tap_step_percent | tap_phase_shifter
160 MVA 380/110 kV | 0.06 | 60 | 0.25 | 160 | 110 | 380 | 12.2 | 0 | Yy0 | hv | 0 | -9 | 9 | 0 | 1.5 | FALSE
100 MVA 220/110 kV | 0.06 | 55 | 0.26 | 100 | 110 | 220 | 12 | 0 | Yy0 | hv | 0 | -9 | 9 | 0 | 1.5 | FALSE
63 MVA 110/20 kV | 0.04 | 22 | 0.32 | 63 | 20 | 110 | 18 | 150 | YNd5 | hv | 0 | -9 | 9 | 0 | 1.5 | FALSE
40 MVA 110/20 kV | 0.05 | 18 | 0.34 | 40 | 20 | 110 | 16.2 | 150 | YNd5 | hv | 0 | -9 | 9 | 0 | 1.5 | FALSE
25 MVA 110/20 kV | 0.07 | 14 | 0.41 | 25 | 20 | 110 | 12 | 150 | YNd5 | hv | 0 | -9 | 9 | 0 | 1.5 | FALSE
63 MVA 110/10 kV | 0.04 | 22 | 0.32 | 63 | 10 | 110 | 18 | 150 | YNd5 | hv | 0 | -9 | 9 | 0 | 1.5 | FALSE
40 MVA 110/10 kV | 0.05 | 18 | 0.34 | 40 | 10 | 110 | 16.2 | 150 | YNd5 | hv | 0 | -9 | 9 | 0 | 1.5 | FALSE
25 MVA 110/10 kV | 0.07 | 14 | 0.41 | 25 | 10 | 110 | 12 | 150 | YNd5 | hv | 0 | -9 | 9 | 0 | 1.5 | FALSE
0.25 MVA 20/0.4 kV | 0.32 | 0.8 | 1.44 | 0.25 | 0.4 | 20 | 6 | 150 | Yzn5 | hv | 0 | -2 | 2 | 0 | 2.5 | FALSE
0.4 MVA 20/0.4 kV | 0.3375 | 1.35 | 1.425 | 0.4 | 0.4 | 20 | 6 | 150 | Dyn5 | hv | 0 | -2 | 2 | 0 | 2.5 | FALSE
0.63 MVA 20/0.4 kV | 0.2619 | 1.65 | 1.206 | 0.63 | 0.4 | 20 | 6 | 150 | Dyn5 | hv | 0 | -2 | 2 | 0 | 2.5 | FALSE
0.25 MVA 10/0.4 kV | 0.24 | 0.6 | 1.2 | 0.25 | 0.4 | 10 | 4 | 150 | Dyn5 | hv | 0 | -2 | 2 | 0 | 2.5 | FALSE
0.4 MVA 10/0.4 kV | 0.2375 | 0.95 | 1.325 | 0.4 | 0.4 | 10 | 4 | 150 | Dyn5 | hv | 0 | -2 | 2 | 0 | 2.5 | FALSE
0.63 MVA 10/0.4 kV | 0.1873 | 1.18 | 1.0794 | 0.63 | 0.4 | 10 | 4 | 150 | Dyn5 | hv | 0 | -2 | 2 | 0 | 2.5 | FALSE

## trafo3w_std_types
| sn_hv_mva | sn_mv_mva | sn_lv_mva | vn_hv_kv | vn_mv_kv | vn_lv_kv | vk_hv_percent | vk_mv_percent | vk_lv_percent | vkr_hv_percent | vkr_mv_percent | vkr_lv_percent | pfe_kw | i0_percent | shift_mv_degree | shift_lv_degree | vector_group | tap_side | tap_neutral | tap_min | tap_max | tap_step_percent
63/25/38 MVA 110/20/10 kV | 63 | 25 | 38 | 110 | 20 | 10 | 10.4 | 10.4 | 10.4 | 0.28 | 0.32 | 0.35 | 35 | 0.89 | 0 | 0 | YN0yn0yn0 | hv | 0 | -10 | 10 | 1.2
63/25/38 MVA 110/10/10 kV | 63 | 25 | 38 | 110 | 10 | 10 | 10.4 | 10.4 | 10.4 | 0.28 | 0.32 | 0.35 | 35 | 0.89 | 0 | 0 | YN0yn0yn0 | hv | 0 | -10 | 10 | 1.2

## fuse_std_types
| fuse_type | i_rated_a | t_avg | t_min | t_total | x_avg | x_min | x_total
HV 100A | HV 100A | 100 | 0 | [10.0, 3.64, 0.854, 0.281, 0.1, 0.0531, 0.022, 0.01] | [10.0, 4.267, 1.21, 0.403, 0.1, 0.058, 0.022, 0.01] | 0 | [300.0, 350.0, 450.0, 550.0, 700.0, 850.0, 1200.0, 1752.0] | [600.0, 700.0, 900.0, 1150.0, 1665.0, 2000.0, 3000.0, 4313.0]
HV 10A | HV 10A | 10 | 0 | [10.0, 1675.0, 0.344, 0.156, 0.1, 0.0417, 0.0171, 0.01] | [10.0, 1.3, 0.3, 0.155, 0.1, 0.0555, 0.023, 0.01] | 0 | [30.0, 32.0, 35.0, 37.0, 39.0, 50.0, 70.0, 88.0] | [60.0, 70.0, 80.0, 87.0, 94.0, 110.0, 150.0, 216.0]
HV 125A | HV 125A | 125 | 0 | [10.0, 1.82, 0.344, 0.1, 0.0467, 0.0269, 0.01] | [10.0, 2.478, 0.426, 0.1, 0.0427, 0.0211, 0.01] | 0 | [375.0, 500.0, 700.0, 925.0, 1200.0, 1500.0, 2341.0] | [750.0, 1000.0, 1500.0, 2200.0, 3000.0, 4000.0, 5765.0]
HV 160A | HV 160A | 160 | 0 | [10.0, 4.15, 1.03, 0.198, 0.1, 0.051, 0.0172, 0.01] | [10.0, 2.3, 0.734, 0.274, 0.1, 0.046, 0.0177, 0.01] | 0 | [480.0, 550.0, 700.0, 1000.0, 1260.0, 1600.0, 2500.0, 3227.0] | [960.0, 1300.0, 1700.0, 2200.0, 2996.0, 4000.0, 6000.0, 7946.0]
HV 16A | HV 16A | 16 | 0 | [10.0, 0.352, 0.164, 0.1, 0.0649, 0.0342, 0.01] | [10.0, 2.34, 0.722, 0.181, 0.1, 0.055, 0.0296, 0.01] | 0 | [48.0, 60.0, 65.0, 71.0, 80.0, 100.0, 162.0] | [96.0, 110.0, 125.0, 150.0, 168.0, 200.0, 250.0, 398.0]
HV 200A | HV 200A | 200 | 0 | [10.0, 4.267, 1.21, 0.403, 0.1, 0.058, 0.022, 0.01] | [10.0, 3.73, 1.654, 0.328, 0.1, 0.0531, 0.019, 0.01] | 0 | [600.0, 700.0, 900.0, 1150.0, 1665.0, 2000.0, 3000.0, 4313.0] | [1200.0, 1500.0, 1800.0, 2700.0, 3960.0, 5000.0, 7500.0, 10620.0]
HV 20A | HV 20A | 20 | 0 | [10.0, 1.3, 0.3, 0.155, 0.1, 0.0555, 0.023, 0.01] | [10.0, 1.3, 0.161, 0.1, 0.0611, 0.0399, 0.0141, 0.01] | 0 | [60.0, 70.0, 80.0, 87.0, 94.0, 110.0, 150.0, 216.0] | [120.0, 150.0, 200.0, 223.0, 260.0, 300.0, 450.0, 532.0]
HV 25A | HV 25A | 25 | 0 | [10.0, 2.512, 0.833, 0.299, 0.1, 0.0372, 0.0223, 0.01] | [10.0, 3.125, 0.597, 0.198, 0.1, 0.0378, 0.022, 0.01] | 0 | [75.0, 82.0, 90.0, 100.0, 124.0, 170.0, 200.0, 289.0] | [150.0, 170.0, 210.0, 250.0, 294.0, 400.0, 500.0, 711.0]
HV 31.5A | HV 31.5A | 31.5 | 0 | [10.0, 2.34, 0.722, 0.181, 0.1, 0.055, 0.0296, 0.01] | [10.0, 2.84, 0.368, 0.164, 0.1, 0.0621, 0.0378, 0.0195, 0.01] | 0 | [95.0, 110.0, 125.0, 150.0, 165.0, 200.0, 250.0, 390.0] | [189.0, 220.0, 300.0, 350.0, 393.0, 450.0, 530.0, 700.0, 960.0]
HV 40A | HV 40A | 40 | 0 | [10.0, 1.3, 0.161, 0.1, 0.0611, 0.0399, 0.0141, 0.01] | [10.0, 2.05, 0.369, 0.198, 0.1, 0.051, 0.0298, 0.01] | 0 | [120.0, 150.0, 200.0, 223.0, 260.0, 300.0, 450.0, 532.0] | [240.0, 300.0, 400.0, 450.0, 530.0, 650.0, 800.0, 1311.0]
HV 50A | HV 50A | 50 | 0 | [10.0, 3.215, 0.597, 0.198, 0.1, 0.0378, 0.022, 0.01] | [10.0, 3.64, 0.854, 0.281, 0.1, 0.0531, 0.022, 0.01] | 0 | [150.0, 170.0, 210.0, 250.0, 294.0, 400.0, 500.0, 711.0] | [300.0, 350.0, 450.0, 550.0, 700.0, 850.0, 1200.0, 1752.0]
HV 6.3A | HV 6.3A | 6.3 | 0 | [10.0, 1.39, 0.344, 0.168, 0.1, 0.056, 0.0263, 0.01] | [10.0, 1.711, 0.516, 0.198, 0.1, 0.0634, 0.0303, 0.01] | 0 | [19.0, 19.5, 20.4, 20.8, 22.0, 25.0, 32.0, 48.0] | [38.0, 40.0, 43.0, 48.0, 53.0, 60.0, 75.0, 118.0]
HV 63A | HV 63A | 63 | 0 | [10.0, 2.84, 0.368, 0.164, 0.1, 0.0621, 0.0378, 0.0195, 0.01] | [10.0, 1.82, 0.344, 0.1, 0.0467, 0.0269, 0.01] | 0 | [189.0, 220.0, 300.0, 350.0, 393.0, 450.0, 530.0, 700.0, 961.0] | [378.0, 500.0, 700.0, 934.0, 1200.0, 1500.0, 2366.0]
HV 80A | HV 80A | 80 | 0 | [10.0, 2.05, 0.369, 0.198, 0.1, 0.051, 0.0298, 0.01] | [10.0, 4.15, 1.03, 0.198, 0.1, 0.051, 0.0172, 0.01] | 0 | [240.0, 300.0, 400.0, 450.0, 530.0, 650.0, 800.0, 1311.0] | [480.0, 550.0, 700.0, 1000.0, 1260.0, 1600.0, 2500.0, 3227.0]
Siemens NH-1-100 | Siemens NH-1-100 | 100 | [5400.0, 2000.0, 400.0, 20.0, 1.0, 0.2, 0.012, 0.004] | 0 | 0 | [150.0, 190.0, 250.0, 430.0, 900.0, 1250.0, 2700.0, 3600.0] | 0 | 0
Siemens NH-1-125 | Siemens NH-1-125 | 125 | [4800.0, 120.0, 7.0, 0.1, 0.004] | 0 | 0 | [180.0, 400.0, 740.0, 2000.0, 4250.0] | 0 | 0
Siemens NH-1-16 | Siemens NH-1-16 | 16 | [4000.0, 400.0, 2.0, 0.1, 0.04, 0.01] | 0 | 0 | [26.0, 35.0, 75.0, 150.0, 200.0, 300.0] | 0 | 0
Siemens NH-1-160 | Siemens NH-1-160 | 160 | [4800.0, 120.0, 7.0, 0.1, 0.004] | 0 | 0 | [210.0, 500.0, 900.0, 2300.0, 5000.0] | 0 | 0
Siemens NH-1-25 | Siemens NH-1-25 | 25 | [4000.0, 1000.0, 10.0, 0.2, 0.02, 0.01] | 0 | 0 | [40.0, 50.0, 100.0, 210.0, 400.0, 500.0] | 0 | 0
Siemens NH-1-50 | Siemens NH-1-50 | 50 | [4000.0, 40.0, 4.0, 1.0, 0.02, 0.01] | 0 | 0 | [86.0, 200.0, 300.0, 400.0, 1000.0, 1280.0] | 0 | 0
Siemens NH-1-63 | Siemens NH-1-63 | 63 | [4000.0, 100.0, 10.0, 2.0, 0.04, 0.01] | 0 | 0 | [100.0, 200.0, 300.0, 400.0, 1000.0, 1500.0] | 0 | 0
Siemens NH-1-80 | Siemens NH-1-80 | 80 | [4800.0, 120.0, 7.0, 0.1, 0.01] | 0 | 0 | [150.58, 250.0, 450.0, 1150.0, 2470.0] | 0 | 0
Siemens NH-2-1000 | Siemens NH-2-1000 | 1000 | [4800.0, 120.0, 7.0, 0.1, 0.004] | 0 | 0 | [1900.0, 3500.0, 8400.0, 24000.0, 52000.0] | 0 | 0
Siemens NH-2-200 | Siemens NH-2-200 | 200 | [4800.0, 120.0, 7.0, 0.1, 0.004] | 0 | 0 | [280.0, 650.0, 1200.0, 3000.0, 7000.0] | 0 | 0
Siemens NH-2-224 | Siemens NH-2-224 | 224 | [4800.0, 120.0, 7.0, 0.2, 0.04, 0.004] | 0 | 0 | [400.0, 750.0, 1453.0, 3025.0, 4315.0, 7600.0] | 0 | 0
Siemens NH-2-250 | Siemens NH-2-250 | 250 | [4800.0, 120.0, 7.0, 0.1, 0.004] | 0 | 0 | [450.0, 800.0, 1650.0, 4000.0, 8500.0] | 0 | 0
Siemens NH-2-315 | Siemens NH-2-315 | 315 | [4800.0, 120.0, 7.0, 0.1, 0.004] | 0 | 0 | [550.0, 920.0, 1900.0, 5000.0, 11000.0] | 0 | 0
Siemens NH-2-355 | Siemens NH-2-355 | 355 | [4800.0, 120.0, 6.0, 0.1, 0.004] | 0 | 0 | [650.0, 1116.27, 2350.0, 5840.0, 12790.0] | 0 | 0
Siemens NH-2-400 | Siemens NH-2-400 | 400 | [4800.0, 120.0, 7.0, 0.1, 0.004] | 0 | 0 | [720.0, 1350.0, 2800.0, 6500.0, 15000.0] | 0 | 0
Siemens NH-2-425 | Siemens NH-2-425 | 425 | [4800.0, 120.0, 7.0, 0.1, 0.004] | 0 | 0 | [850.0, 1500.0, 3050.0, 7500.0, 16500.0] | 0 | 0
Siemens NH-2-630 | Siemens NH-2-630 | 630 | [4800.0, 120.0, 7.0, 0.1, 0.004] | 0 | 0 | [1200.0, 2000.0, 4800.0, 12000.0, 26000.0] | 0 | 0

## res_bus
| vm_pu | va_degree | p_mw | q_mvar
0 | 0.9704 | -0.57167 | 0.0010975 | 0.00027505
1 | 0.9704 | -0.57174 | 0.00031607 | 7.9214e-05
2 | 0.97044 | -0.57087 | 0 | 0
3 | 0.9704 | -0.57177 | 0.0004494 | 0.00011263
4 | 0.9704 | -0.57165 | 0 | 0
5 | 0.97088 | -0.56221 | 0.00062703 | 0.00015715
6 | 0.97034 | -0.57299 | 0.001169 | 0.00029299
7 | 0.97035 | -0.57272 | 0.00048121 | 0.0001206
8 | 0.97089 | -0.56203 | 0.0021881 | 0.00054839
9 | 0.97034 | -0.57281 | 0.00070503 | 0.0001767
10 | 0.97026 | -0.57447 | 0.0008598 | 0.00021549
11 | 0.97026 | -0.57452 | 0.00059398 | 0.00014886
12 | 0.97107 | -0.55835 | 0.001369 | 0.0003431
13 | 0.97096 | -0.5606 | 0.00086543 | 0.0002169
14 | 0.97109 | -0.55806 | 0.0017021 | 0.00042658
15 | 0.9782 | -0.41817 | 0 | 0
16 | 0.97031 | -0.57354 | 0.00054499 | 0.00013659
17 | 0.98364 | -0.31219 | 0.00036488 | 9.1448e-05
18 | 0.98332 | -0.31838 | 0.00026701 | 6.6918e-05
19 | 0.98371 | -0.3108 | 0.00035483 | 8.8928e-05
20 | 0.98301 | -0.3244 | 0.00025128 | 6.2978e-05
21 | 0.98417 | -0.30183 | 0 | 0
22 | 0.98006 | -0.3819 | 0 | 0
23 | 0.98417 | -0.30186 | 0.00015802 | 3.9604e-05
24 | 0.98449 | -0.29577 | 8.0467e-05 | 2.0167e-05
25 | 0.97988 | -0.38536 | 0 | 0
26 | 0.97983 | -0.3864 | 0.00068082 | 0.00017063
27 | 0.97982 | -0.38645 | 0.00099099 | 0.00024837
28 | 0.97982 | -0.38658 | 0.0004947 | 0.00012398
29 | 0.97987 | -0.38552 | 0.0003455 | 8.6591e-05
30 | 0.97987 | -0.38567 | 0 | 0
31 | 0.9846 | -0.29353 | 0.00019199 | 4.8118e-05
32 | 0.98505 | -0.28481 | 0 | 0
33 | 0.98643 | -0.25827 | 0 | 0
34 | 0.97986 | -0.38574 | 8.3737e-05 | 2.0986e-05
35 | 0.9714 | -0.55175 | 0.0012528 | 0.00031397
36 | 0.97144 | -0.55109 | 0.0034385 | 0.00086178
37 | 0.97164 | -0.54716 | 0 | 0
38 | 0.97241 | -0.5318 | 0 | 0
39 | 0.97237 | -0.53258 | 0 | 0
40 | 0.97312 | -0.5178 | 0.0068609 | 0.0017195
41 | 0.9725 | -0.53017 | 0.00078482 | 0.0001967
42 | 0.97253 | -0.52957 | 0 | 0
43 | 0.97255 | -0.52903 | 0.003206 | 0.0008035
44 | 0.9726 | -0.52805 | 0 | 0
45 | 0.97254 | -0.5292 | 0 | 0
46 | 0.97258 | -0.52847 | 0.0011323 | 0.00028378
47 | 0.97271 | -0.52587 | 0.00033105 | 8.297e-05
48 | 0.97255 | -0.52916 | 0.0004951 | 0.00012408
49 | 0.97256 | -0.52888 | 0.0011263 | 0.00028229
50 | 0.97298 | -0.52061 | 0 | 0
51 | 0.9745 | -0.4905 | 0 | 0
52 | 0.97474 | -0.48587 | 0.0024554 | 0.00061539
53 | 0.97413 | -0.49785 | 0.0029739 | 0.00074533
54 | 0.97324 | -0.51537 | 0 | 0
55 | 0.97617 | -0.45768 | 0 | 0
56 | 0.97526 | -0.47556 | 0.00083806 | 0.00021004
57 | 0.97841 | -0.41364 | 0.0010197 | 0.00025557
58 | 0.97236 | -0.53275 | 0.0010909 | 0.00027341
59 | 0.97101 | -0.55948 | 0.00079235 | 0.00019858
60 | 0.97099 | -0.55971 | 0.00086495 | 0.00021678
61 | 0.97106 | -0.55845 | 0 | 0
62 | 0.97106 | -0.55836 | 0 | 0
63 | 0.97111 | -0.55746 | 0 | 0
64 | 0.97092 | -0.56109 | 0.0024272 | 0.00060831
65 | 0.97324 | -0.51523 | 0 | 0
66 | 0.97382 | -0.50391 | 0.0022344 | 0.00055999
67 | 0.97089 | -0.56185 | 0.0010429 | 0.00026136
68 | 0.97087 | -0.56224 | 0.0020769 | 0.00052053
69 | 0.97413 | -0.49793 | 0.0011766 | 0.00029489
70 | 0.97479 | -0.48478 | 0.00054377 | 0.00013628
71 | 0.97802 | -0.42172 | 0.0035722 | 0.00089528
72 | 0.97802 | -0.42177 | 0.00022401 | 5.6143e-05
73 | 0.97405 | -0.49927 | 0.0019936 | 0.00049965
74 | 0.97411 | -0.49825 | 0.0038653 | 0.00096875
75 | 0.97419 | -0.49663 | 0.00010898 | 2.7313e-05
76 | 0.9742 | -0.49646 | 0.0031925 | 0.00080013
77 | 0.97428 | -0.49489 | 0 | 0
78 | 0.97417 | -0.49692 | 0.0016136 | 0.0004044
79 | 0.97486 | -0.48332 | 0 | 0
80 | 0.97533 | -0.47413 | 0.00056196 | 0.00014084
81 | 0.97483 | -0.48388 | 0.00063561 | 0.0001593
82 | 0.97466 | -0.48725 | 0.0016282 | 0.00040806
83 | 0.97457 | -0.4891 | 0.00055467 | 0.00013901
84 | 0.97456 | -0.48937 | 0 | 0
85 | 0.97637 | -0.45358 | 0.00062267 | 0.00015606
86 | 0.97451 | -0.4903 | 0.00025245 | 6.3271e-05
87 | 0.97454 | -0.48973 | 0.00039587 | 9.9213e-05
88 | 0.97449 | -0.49078 | 0.0015837 | 0.00039692
89 | 0.977 | -0.44125 | 0.0019694 | 0.00049357
90 | 0.97732 | -0.43513 | 0.0015763 | 0.00039507
91 | 0.97754 | -0.43083 | 0.0014104 | 0.00035347
92 | 0.97447 | -0.49114 | 0 | 0
93 | 0.97445 | -0.49139 | 0.00072249 | 0.00018107
94 | 0.97789 | -0.42386 | 0.0030416 | 0.0007623
95 | 0.9786 | -0.41001 | 0.0011451 | 0.00028699
96 | 0.97925 | -0.39737 | 0.0028106 | 0.0007044
97 | 0.97925 | -0.39731 | 0.0014895 | 0.0003733
98 | 0.97973 | -0.38785 | 0.0019394 | 0.00048605
99 | 0.97999 | -0.38287 | 0.0036671 | 0.00091907
100 | 0.98019 | -0.37896 | 0.0009963 | 0.0002497
101 | 0.98588 | -0.26854 | 0 | 0
102 | 0.9878 | -0.23155 | 0 | 0
103 | 0.994 | -0.11314 | 0 | 0
104 | 0.985 | -0.28548 | 0.0013163 | 0.00032989
105 | 0.98361 | -0.31254 | 0 | 0
106 | 0.98332 | -0.31813 | 0 | 0
107 | 0.98278 | -0.32863 | 0.0011122 | 0.00027875
108 | 0.99661 | -0.063797 | 0.0003011 | 7.5463e-05
109 | 0.98328 | -0.31894 | 0.00073289 | 0.00018368
110 | 0.9832 | -0.32043 | 0.00078019 | 0.00019553
111 | 0.98317 | -0.32106 | 0.00046801 | 0.00011729
112 | 0.98313 | -0.32187 | 0.00056295 | 0.00014109
113 | 0.98312 | -0.32199 | 0.00048498 | 0.00012155
114 | 0.98303 | -0.32386 | 0.00080837 | 0.0002026
115 | 0.98303 | -0.32394 | 0.0019294 | 0.00048354
116 | 0.99687 | -0.05892 | 0.0011679 | 0.00029269
117 | 0.99698 | -0.056934 | 0.00042444 | 0.00010638
118 | 0.99493 | -0.095744 | 0 | 0
119 | 0.99714 | -0.053903 | 0 | 0
120 | 0.99477 | -0.098807 | 0.00079962 | 0.0002004
121 | 0.9949 | -0.096283 | 0.00018912 | 4.7398e-05
122 | 0.99832 | -0.031494 | 0.0003043 | 7.6265e-05
123 | 0.99452 | -0.10345 | 0.00040845 | 0.00010237
124 | 0.99481 | -0.09808 | 0.00019989 | 5.0096e-05
125 | 0.99909 | -0.017167 | 0.00020034 | 5.0209e-05
126 | 0.9992 | -0.014982 | 0.00023985 | 6.0113e-05
127 | 1 | 0 | -0.12065 | -0.030748
128 | 0.99244 | -0.14299 | 0 | 0
129 | 0.99481 | -0.098115 | 0.00032732 | 8.2034e-05
130 | 0.99478 | -0.098708 | 0.0010068 | 0.00025233
131 | 0.99473 | -0.099593 | 0.00039887 | 9.9966e-05
132 | 0.99472 | -0.099773 | 0 | 0
133 | 0.99472 | -0.099824 | 0.0003038 | 7.6139e-05
134 | 0.99472 | -0.099845 | 0.00012619 | 3.1625e-05
135 | 0.97067 | -0.56607 | 0.0048363 | 0.0012121
136 | 0.99998 | 149.9956 | 0 | 0

## res_line
| p_from_mw | q_from_mvar | p_to_mw | q_to_mvar | pl_mw | ql_mvar | i_from_ka | i_to_ka | i_ka | vm_from_pu | va_from_degree | vm_to_pu | va_to_degree | loading_percent
0 | 0.00076547 | 0.00019174 | -0.00076547 | -0.0001918 | 2.7365e-09 | -6.3687e-08 | 0.0011737 | 0.0011738 | 0.0011738 | 0.9704 | -0.57167 | 0.9704 | -0.57174 | 0.32246
1 | -0.0018629 | -0.00046679 | 0.001863 | 0.00046655 | 7.0388e-08 | -2.3915e-07 | 0.0028566 | 0.0028565 | 0.0028566 | 0.9704 | -0.57167 | 0.97044 | -0.57087 | 0.78477
2 | 0.0004494 | 0.00011259 | -0.0004494 | -0.00011263 | 6.2355e-10 | -4.2859e-08 | 0.0006891 | 0.00068911 | 0.00068911 | 0.9704 | -0.57174 | 0.9704 | -0.57177 | 0.18932
3 | 0.0043546 | 0.0010892 | -0.0043544 | -0.0010892 | 1.6028e-07 | -1.5891e-08 | 0.0066763 | 0.0066763 | 0.0066763 | 0.97044 | -0.57087 | 0.9704 | -0.57165 | 1.8342
4 | -0.0062176 | -0.0015557 | 0.0062202 | 0.0015564 | 2.5628e-06 | 7.1058e-07 | 0.0095328 | 0.0095324 | 0.0095328 | 0.97044 | -0.57087 | 0.97088 | -0.56221 | 2.6189
5 | 0.0017142 | 0.00042847 | -0.001714 | -0.00042892 | 1.0981e-07 | -4.5342e-07 | 0.0026281 | 0.0026283 | 0.0026283 | 0.9704 | -0.57165 | 0.97034 | -0.57299 | 0.72205
6 | 0.0026403 | 0.0006607 | -0.0026401 | -0.00066089 | 1.3481e-07 | -1.8471e-07 | 0.0040482 | 0.0040483 | 0.0040483 | 0.9704 | -0.57165 | 0.97035 | -0.57272 | 1.1122
7 | -0.0068472 | -0.0017136 | 0.0068473 | 0.0017136 | 6.0469e-08 | 2.059e-08 | 0.010493 | 0.010493 | 0.010493 | 0.97088 | -0.56221 | 0.97089 | -0.56203 | 2.8828
8 | 0.00054501 | 0.00013593 | -0.00054499 | -0.00013659 | 1.4084e-08 | -6.5532e-07 | 0.00083553 | 0.00083577 | 0.00083577 | 0.97034 | -0.57299 | 0.97031 | -0.57354 | 0.22961
9 | 0.0021589 | 0.00054028 | -0.0021589 | -0.0005403 | 9.4498e-09 | -2.2357e-08 | 0.0033104 | 0.0033104 | 0.0033104 | 0.97035 | -0.57272 | 0.97034 | -0.57281 | 0.90946
10 | -0.0090353 | -0.002262 | 0.009036 | 0.0022623 | 6.1361e-07 | 2.8717e-07 | 0.013847 | 0.013847 | 0.013847 | 0.97089 | -0.56203 | 0.97096 | -0.5606 | 3.8041
11 | 0.0014539 | 0.00036361 | -0.0014538 | -0.0003643 | 1.1496e-07 | -6.8829e-07 | 0.0022293 | 0.0022295 | 0.0022295 | 0.97034 | -0.57281 | 0.97026 | -0.57447 | 0.61251
12 | 0.00059398 | 0.00014881 | -0.00059398 | -0.00014886 | 1.4206e-09 | -5.5476e-08 | 0.00091092 | 0.00091094 | 0.00091094 | 0.97026 | -0.57447 | 0.97026 | -0.57452 | 0.25026
13 | 0.0099024 | 0.0024797 | -0.0099014 | -0.0024792 | 1.0627e-06 | 5.2787e-07 | 0.015173 | 0.015173 | 0.015173 | 0.97107 | -0.55835 | 0.97096 | -0.5606 | 4.1685
14 | -0.011271 | -0.0028228 | 0.011272 | 0.0028229 | 1.5182e-07 | 8.0373e-08 | 0.017271 | 0.017271 | 0.017271 | 0.97107 | -0.55835 | 0.97109 | -0.55806 | 4.7448
15 | -0.012974 | -0.0032494 | 0.013061 | 0.0032978 | 8.6979e-05 | 4.8351e-05 | 0.019879 | 0.019876 | 0.019879 | 0.97109 | -0.55806 | 0.9782 | -0.41817 | 5.4613
16 | -0.016858 | -0.0042488 | 0.016887 | 0.0042661 | 2.9308e-05 | 1.7263e-05 | 0.025652 | 0.025651 | 0.025652 | 0.9782 | -0.41817 | 0.98006 | -0.3819 | 7.0472
17 | 0.0037969 | 0.00095102 | -0.0037962 | -0.00095125 | 6.4173e-07 | -2.3317e-07 | 0.0057755 | 0.0057758 | 0.0057758 | 0.9782 | -0.41817 | 0.97802 | -0.42172 | 1.5867
18 | 0.020067 | 0.0050828 | -0.020061 | -0.0050792 | 5.9702e-06 | 3.602e-06 | 0.030376 | 0.030376 | 0.030376 | 0.98364 | -0.31219 | 0.98332 | -0.31838 | 8.345
19 | -0.020432 | -0.0051742 | 0.020433 | 0.0051751 | 1.3616e-06 | 8.2322e-07 | 0.030928 | 0.030928 | 0.030928 | 0.98364 | -0.31219 | 0.98371 | -0.3108 | 8.4966
20 | 0.019794 | 0.0050123 | -0.019788 | -0.0050088 | 5.7161e-06 | 3.4431e-06 | 0.029972 | 0.029972 | 0.029972 | 0.98332 | -0.31838 | 0.98301 | -0.3244 | 8.234
21 | -0.020788 | -0.005264 | 0.020797 | 0.0052694 | 8.9588e-06 | 5.4271e-06 | 0.031464 | 0.031464 | 0.031464 | 0.98371 | -0.3108 | 0.98417 | -0.30183 | 8.644
22 | 0.019537 | 0.0049458 | -0.019483 | -0.0049135 | 5.3773e-05 | 3.2345e-05 | 0.029591 | 0.029592 | 0.029592 | 0.98301 | -0.3244 | 0.98006 | -0.3819 | 8.1297
23 | 0.00015802 | 3.9474e-05 | -0.00015802 | -3.9604e-05 | 2.1895e-10 | -1.2986e-07 | 0.00023887 | 0.00023892 | 0.00023892 | 0.98417 | -0.30183 | 0.98417 | -0.30186 | 0.065637
24 | -0.020955 | -0.0053089 | 0.020961 | 0.0053126 | 6.1026e-06 | 3.6999e-06 | 0.031703 | 0.031703 | 0.031703 | 0.98417 | -0.30183 | 0.98449 | -0.29577 | 8.7096
25 | 0.0025963 | 0.00064743 | -0.0025959 | -0.00064808 | 4.2746e-07 | -6.5112e-07 | 0.0039408 | 0.0039411 | 0.0039411 | 0.98006 | -0.3819 | 0.97988 | -0.38536 | 1.0827
26 | -0.021041 | -0.0053328 | 0.021044 | 0.0053341 | 2.2616e-06 | 1.3717e-06 | 0.031825 | 0.031825 | 0.031825 | 0.98449 | -0.29577 | 0.9846 | -0.29353 | 8.743
27 | 0.00042924 | 0.00010557 | -0.00042924 | -0.00010581 | 3.0835e-09 | -2.4231e-07 | 0.00065112 | 0.00065121 | 0.00065121 | 0.97988 | -0.38536 | 0.97987 | -0.38552 | 0.1789
28 | 0.0021666 | 0.00054251 | -0.0021665 | -0.00054278 | 1.0723e-07 | -2.6411e-07 | 0.00329 | 0.0032901 | 0.0032901 | 0.97988 | -0.38536 | 0.97983 | -0.3864 | 0.90388
29 | 0.0014857 | 0.00037215 | -0.0014857 | -0.00037217 | 3.3712e-09 | -2.0086e-08 | 0.0022562 | 0.0022562 | 0.0022562 | 0.97983 | -0.3864 | 0.97982 | -0.38645 | 0.61984
30 | 0.00049471 | 0.0001238 | -0.0004947 | -0.00012398 | 3.1139e-09 | -1.8332e-07 | 0.00075122 | 0.00075129 | 0.00075129 | 0.97982 | -0.38645 | 0.97982 | -0.38658 | 0.2064
31 | 8.3738e-05 | 1.9218e-05 | -8.3737e-05 | -2.0417e-05 | 5.7402e-10 | -1.1997e-06 | 0.00012655 | 0.00012696 | 0.00012696 | 0.97987 | -0.38552 | 0.97987 | -0.38567 | 0.03488
32 | 8.3737e-05 | 2.0417e-05 | -8.3737e-05 | -2.0986e-05 | 2.7355e-10 | -5.6896e-07 | 0.00012696 | 0.00012716 | 0.00012716 | 0.97987 | -0.38567 | 0.97986 | -0.38574 | 0.034935
33 | -0.021236 | -0.0053822 | 0.021245 | 0.0053876 | 8.9e-06 | 5.4032e-06 | 0.032115 | 0.032115 | 0.032115 | 0.9846 | -0.29353 | 0.98505 | -0.28481 | 8.8227
34 | -0.021245 | -0.0053876 | 0.021272 | 0.0054041 | 2.7147e-05 | 1.6479e-05 | 0.032115 | 0.032114 | 0.032115 | 0.98505 | -0.28481 | 0.98643 | -0.25827 | 8.8227
35 | -0.021272 | -0.0054041 | 0.021391 | 0.0054762 | 0.00011874 | 7.2048e-05 | 0.032114 | 0.032113 | 0.032114 | 0.98643 | -0.25827 | 0.99244 | -0.14299 | 8.8226
36 | -0.0012528 | -0.00031397 | 0.0012528 | 0.00031365 | 3.9339e-08 | -3.2751e-07 | 0.001919 | 0.0019189 | 0.001919 | 0.9714 | -0.55175 | 0.97144 | -0.55109 | 0.5272
37 | -0.0046914 | -0.0011754 | 0.0046922 | 0.0011754 | 8.7823e-07 | 4.3938e-10 | 0.007186 | 0.0071857 | 0.007186 | 0.97144 | -0.55109 | 0.97164 | -0.54716 | 1.9742
38 | -0.0046922 | -0.0011754 | 0.0046957 | 0.0011754 | 3.4321e-06 | -7.8956e-10 | 0.0071857 | 0.007185 | 0.0071857 | 0.97164 | -0.54716 | 0.97241 | -0.5318 | 1.9741
39 | 0.001091 | 0.00027286 | -0.0010909 | -0.00027332 | 4.0455e-08 | -4.5433e-07 | 0.0016693 | 0.0016694 | 0.0016694 | 0.97241 | -0.5318 | 0.97237 | -0.53258 | 0.45863
40 | -0.0057867 | -0.0014483 | 0.0057905 | 0.0014491 | 3.8564e-06 | 8.3952e-07 | 0.0088542 | 0.0088536 | 0.0088542 | 0.97241 | -0.5318 | 0.97312 | -0.5178 | 2.4325
41 | 0.0010909 | 0.00027332 | -0.0010909 | -0.00027341 | 8.4866e-09 | -9.5291e-08 | 0.0016694 | 0.0016695 | 0.0016695 | 0.97237 | -0.53258 | 0.97236 | -0.53275 | 0.45864
42 | -0.012651 | -0.0031686 | 0.012653 | 0.0031694 | 1.4691e-06 | 8.1016e-07 | 0.019345 | 0.019345 | 0.019345 | 0.97312 | -0.5178 | 0.97324 | -0.51537 | 5.3145
43 | -0.00078482 | -0.0001967 | 0.00078484 | 0.0001962 | 2.2168e-08 | -4.9452e-07 | 0.0012009 | 0.0012007 | 0.0012009 | 0.9725 | -0.53017 | 0.97253 | -0.52957 | 0.32991
44 | -0.00078484 | -0.0001962 | 0.00078486 | 0.00019589 | 1.3877e-08 | -3.0967e-07 | 0.0012007 | 0.0012006 | 0.0012007 | 0.97253 | -0.52957 | 0.97254 | -0.5292 | 0.32986
45 | -0.003206 | -0.0008035 | 0.0032061 | 0.00080339 | 1.504e-07 | -1.106e-07 | 0.0049052 | 0.0049051 | 0.0049052 | 0.97255 | -0.52903 | 0.9726 | -0.52805 | 1.3476
46 | 0.0035387 | 0.00088576 | -0.0035387 | -0.00088579 | 7.1579e-08 | -3.5014e-08 | 0.0054136 | 0.0054137 | 0.0054137 | 0.9726 | -0.52805 | 0.97258 | -0.52847 | 1.4873
47 | -0.0067449 | -0.0016891 | 0.0067456 | 0.0016894 | 6.9981e-07 | 2.3034e-07 | 0.010319 | 0.010319 | 0.010319 | 0.9726 | -0.52805 | 0.97271 | -0.52587 | 2.8348
48 | -0.00078486 | -0.00019589 | 0.00078486 | 0.00019585 | 1.6244e-09 | -3.6253e-08 | 0.0012006 | 0.0012005 | 0.0012006 | 0.97254 | -0.5292 | 0.97255 | -0.52916 | 0.32982
49 | 0.0024064 | 0.00060201 | -0.0024063 | -0.00060209 | 4.6706e-08 | -8.4157e-08 | 0.0036813 | 0.0036813 | 0.0036813 | 0.97258 | -0.52847 | 0.97256 | -0.52888 | 1.0113
50 | -0.0070766 | -0.0017723 | 0.0070784 | 0.001773 | 1.7722e-06 | 6.3347e-07 | 0.010825 | 0.010825 | 0.010825 | 0.97271 | -0.52587 | 0.97298 | -0.52061 | 2.9739
51 | -0.00128 | -0.00031994 | 0.00128 | 0.00031981 | 1.682e-08 | -1.3441e-07 | 0.0019581 | 0.001958 | 0.0019581 | 0.97255 | -0.52916 | 0.97256 | -0.52888 | 0.53793
52 | -0.0070784 | -0.001773 | 0.0070886 | 0.0017766 | 1.0157e-05 | 3.6251e-06 | 0.010825 | 0.010824 | 0.010825 | 0.97298 | -0.52061 | 0.9745 | -0.4905 | 2.9739
53 | -0.011241 | -0.0028165 | 0.011243 | 0.0028178 | 2.4829e-06 | 1.3089e-06 | 0.017164 | 0.017163 | 0.017164 | 0.9745 | -0.4905 | 0.97474 | -0.48587 | 4.7153
54 | 0.004152 | 0.0010399 | -0.0041505 | -0.0010402 | 1.4524e-06 | -2.7054e-07 | 0.0063396 | 0.0063401 | 0.0063401 | 0.9745 | -0.4905 | 0.97413 | -0.49785 | 1.7418
55 | -0.013698 | -0.0034332 | 0.013699 | 0.0034336 | 7.0753e-07 | 3.9904e-07 | 0.020912 | 0.020912 | 0.020912 | 0.97474 | -0.48587 | 0.97479 | -0.48478 | 5.745
56 | 0.0011766 | 0.00029485 | -0.0011766 | -0.00029489 | 4.3776e-09 | -4.2187e-08 | 0.0017973 | 0.0017973 | 0.0017973 | 0.97413 | -0.49785 | 0.97413 | -0.49793 | 0.49377
57 | -0.012653 | -0.0031694 | 0.012688 | 0.0031886 | 3.4846e-05 | 1.9206e-05 | 0.019345 | 0.019344 | 0.019345 | 0.97324 | -0.51537 | 0.97617 | -0.45768 | 5.3145
58 | 0.0151 | 0.0037909 | -0.015087 | -0.0037835 | 1.2864e-05 | 7.4244e-06 | 0.02302 | 0.02302 | 0.02302 | 0.97617 | -0.45768 | 0.97526 | -0.47556 | 6.3243
59 | -0.027788 | -0.0069796 | 0.027846 | 0.0070159 | 5.8537e-05 | 3.6374e-05 | 0.042364 | 0.042363 | 0.042364 | 0.97617 | -0.45768 | 0.97841 | -0.41364 | 11.6384
60 | 0.014249 | 0.0035735 | -0.014243 | -0.0035699 | 6.2612e-06 | 3.5666e-06 | 0.021742 | 0.021742 | 0.021742 | 0.97526 | -0.47556 | 0.97479 | -0.48478 | 5.973
61 | -0.028866 | -0.0072715 | 0.028984 | 0.0073449 | 0.00011787 | 7.3378e-05 | 0.043914 | 0.043913 | 0.043914 | 0.97841 | -0.41364 | 0.98278 | -0.32863 | 12.0643
62 | 0.00086496 | 0.0002166 | -0.00086495 | -0.00021678 | 9.4717e-09 | -1.7177e-07 | 0.0013254 | 0.0013255 | 0.0013255 | 0.97101 | -0.55948 | 0.97099 | -0.55971 | 0.36415
63 | -0.0016573 | -0.00041519 | 0.0016574 | 0.00041482 | 8.1001e-08 | -3.6245e-07 | 0.0025397 | 0.0025395 | 0.0025397 | 0.97101 | -0.55948 | 0.97106 | -0.55845 | 0.69771
64 | -0.0016574 | -0.00041482 | 0.0016574 | 0.00041479 | 6.8853e-09 | -3.0813e-08 | 0.0025395 | 0.0025395 | 0.0025395 | 0.97106 | -0.55845 | 0.97106 | -0.55836 | 0.69767
65 | -0.0051279 | -0.0012838 | 0.0051281 | 0.0012838 | 2.2033e-07 | 2.3272e-08 | 0.0078573 | 0.0078573 | 0.0078573 | 0.97106 | -0.55836 | 0.97111 | -0.55746 | 2.1586
66 | 0.0034705 | 0.00086897 | -0.0034701 | -0.00086921 | 4.5055e-07 | -2.3715e-07 | 0.0053178 | 0.005318 | 0.005318 | 0.97106 | -0.55836 | 0.97092 | -0.56109 | 1.461
67 | 0.0069157 | 0.0017332 | -0.0069141 | -0.0017327 | 1.5747e-06 | 5.4528e-07 | 0.010597 | 0.010597 | 0.010597 | 0.97111 | -0.55746 | 0.97087 | -0.56224 | 2.9113
68 | -0.012044 | -0.003017 | 0.012068 | 0.0030302 | 2.4268e-05 | 1.3175e-05 | 0.018454 | 0.018453 | 0.018454 | 0.97111 | -0.55746 | 0.97324 | -0.51523 | 5.0698
69 | 0.0010429 | 0.0002609 | -0.0010429 | -0.00026136 | 3.7641e-08 | -4.6189e-07 | 0.0015981 | 0.0015983 | 0.0015983 | 0.97092 | -0.56109 | 0.97089 | -0.56185 | 0.4391
70 | -0.012068 | -0.0030302 | 0.012075 | 0.0030337 | 6.5206e-06 | 3.5383e-06 | 0.018453 | 0.018453 | 0.018453 | 0.97324 | -0.51523 | 0.97382 | -0.50391 | 5.0696
71 | -0.014309 | -0.0035937 | 0.014312 | 0.0035955 | 3.1701e-06 | 1.8089e-06 | 0.021867 | 0.021867 | 0.021867 | 0.97382 | -0.50391 | 0.97405 | -0.49927 | 6.0075
72 | 0.0048372 | 0.0012121 | -0.0048363 | -0.0012121 | 8.8093e-07 | 3.5391e-08 | 0.0074137 | 0.0074139 | 0.0074139 | 0.97087 | -0.56224 | 0.97067 | -0.56607 | 2.0368
73 | 0.00022402 | 5.5971e-05 | -0.00022401 | -5.6143e-05 | 6.0014e-10 | -1.7253e-07 | 0.00034077 | 0.00034083 | 0.00034083 | 0.97802 | -0.42172 | 0.97802 | -0.42177 | 0.093635
74 | -0.016306 | -0.0040952 | 0.016308 | 0.0040962 | 1.8243e-06 | 1.07e-06 | 0.024913 | 0.024913 | 0.024913 | 0.97405 | -0.49927 | 0.97417 | -0.49692 | 6.8442
75 | -0.0038653 | -0.00096875 | 0.0038656 | 0.00096865 | 2.9979e-07 | -9.3612e-08 | 0.0059046 | 0.0059045 | 0.0059046 | 0.97411 | -0.49825 | 0.97419 | -0.49663 | 1.6221
76 | -0.0039746 | -0.00099597 | 0.0039747 | 0.00099596 | 3.0398e-08 | -7.9296e-09 | 0.0060709 | 0.0060709 | 0.0060709 | 0.97419 | -0.49663 | 0.9742 | -0.49646 | 1.6678
77 | -0.0071672 | -0.0017961 | 0.0071677 | 0.0017963 | 5.3633e-07 | 1.9465e-07 | 0.010947 | 0.010947 | 0.010947 | 0.9742 | -0.49646 | 0.97428 | -0.49489 | 3.0075
78 | 0.017923 | 0.0045017 | -0.017921 | -0.0045006 | 1.7352e-06 | 1.0337e-06 | 0.027377 | 0.027377 | 0.027377 | 0.97428 | -0.49489 | 0.97417 | -0.49692 | 7.5212
79 | -0.025091 | -0.0062979 | 0.025105 | 0.0063065 | 1.3853e-05 | 8.5528e-06 | 0.038325 | 0.038324 | 0.038325 | 0.97428 | -0.49489 | 0.97486 | -0.48332 | 10.5287
80 | -0.030879 | -0.0077518 | 0.030893 | 0.0077603 | 1.3551e-05 | 8.4695e-06 | 0.047138 | 0.047138 | 0.047138 | 0.97486 | -0.48332 | 0.97533 | -0.47413 | 12.95
81 | 0.0057745 | 0.0014453 | -0.0057744 | -0.0014453 | 1.5338e-07 | 3.2513e-08 | 0.0088134 | 0.0088135 | 0.0088135 | 0.97486 | -0.48332 | 0.97483 | -0.48388 | 2.4213
82 | -0.031455 | -0.0079011 | 0.031485 | 0.0079204 | 3.087e-05 | 1.931e-05 | 0.047995 | 0.047995 | 0.047995 | 0.97533 | -0.47413 | 0.97637 | -0.45358 | 13.1855
83 | 0.0051388 | 0.001286 | -0.0051379 | -0.0012859 | 8.2236e-07 | 8.1961e-08 | 0.0078433 | 0.0078434 | 0.0078434 | 0.97483 | -0.48388 | 0.97466 | -0.48725 | 2.1548
84 | 0.0035098 | 0.00087783 | -0.0035094 | -0.00087799 | 3.0955e-07 | -1.6024e-07 | 0.0053577 | 0.0053578 | 0.0053578 | 0.97466 | -0.48725 | 0.97457 | -0.4891 | 1.4719
85 | 0.0029548 | 0.00073898 | -0.0029547 | -0.00073901 | 3.735e-08 | -3.7085e-08 | 0.0045109 | 0.0045109 | 0.0045109 | 0.97457 | -0.4891 | 0.97456 | -0.48937 | 1.2393
86 | 0.0025589 | 0.00064042 | -0.0025588 | -0.0006406 | 1.1396e-07 | -1.7514e-07 | 0.0039067 | 0.0039068 | 0.0039068 | 0.97456 | -0.48937 | 0.97451 | -0.4903 | 1.0733
87 | 0.00039587 | 9.8592e-05 | -0.00039587 | -9.9213e-05 | 6.8786e-09 | -6.2139e-07 | 0.00060422 | 0.00060444 | 0.00060444 | 0.97456 | -0.48937 | 0.97454 | -0.48973 | 0.16606
88 | -0.032108 | -0.0080765 | 0.032127 | 0.0080883 | 1.8929e-05 | 1.1851e-05 | 0.048944 | 0.048944 | 0.048944 | 0.97637 | -0.45358 | 0.977 | -0.44125 | 13.4462
89 | 0.0023063 | 0.00057733 | -0.0023062 | -0.00057743 | 5.2362e-08 | -1.0678e-07 | 0.0035213 | 0.0035214 | 0.0035214 | 0.97451 | -0.4903 | 0.97449 | -0.49078 | 0.96741
90 | 0.00072251 | 0.00018051 | -0.0007225 | -0.00018085 | 1.2544e-08 | -3.3443e-07 | 0.0011031 | 0.0011032 | 0.0011032 | 0.97449 | -0.49078 | 0.97447 | -0.49114 | 0.30307
91 | -0.034096 | -0.0085819 | 0.034106 | 0.0085882 | 9.9804e-06 | 6.2639e-06 | 0.051943 | 0.051943 | 0.051943 | 0.977 | -0.44125 | 0.97732 | -0.43513 | 14.2701
92 | -0.035683 | -0.0089832 | 0.03569 | 0.0089878 | 7.336e-06 | 4.612e-06 | 0.054343 | 0.054343 | 0.054343 | 0.97732 | -0.43513 | 0.97754 | -0.43083 | 14.9295
93 | -0.0371 | -0.0093413 | 0.037113 | 0.0093491 | 1.2366e-05 | 7.7846e-06 | 0.05649 | 0.05649 | 0.05649 | 0.97754 | -0.43083 | 0.97789 | -0.42386 | 15.5193
94 | 0.0007225 | 0.00018085 | -0.00072249 | -0.00018107 | 8.5111e-09 | -2.2687e-07 | 0.0011032 | 0.0011033 | 0.0011033 | 0.97447 | -0.49114 | 0.97445 | -0.49139 | 0.30309
95 | -0.040154 | -0.010111 | 0.040181 | 0.010128 | 2.6604e-05 | 1.6788e-05 | 0.061118 | 0.061118 | 0.061118 | 0.97789 | -0.42386 | 0.9786 | -0.41001 | 16.7908
96 | -0.041326 | -0.010415 | 0.041351 | 0.010431 | 2.5021e-05 | 1.5801e-05 | 0.06286 | 0.06286 | 0.06286 | 0.9786 | -0.41001 | 0.97925 | -0.39737 | 17.2691
97 | -0.044162 | -0.011135 | 0.044162 | 0.011135 | 1.09e-07 | 6.895e-08 | 0.06713 | 0.06713 | 0.06713 | 0.97925 | -0.39737 | 0.97925 | -0.39731 | 18.4424
98 | -0.045651 | -0.011509 | 0.045672 | 0.011522 | 2.0695e-05 | 1.3101e-05 | 0.069394 | 0.069394 | 0.069394 | 0.97925 | -0.39731 | 0.97973 | -0.38785 | 19.0642
99 | -0.047611 | -0.012008 | 0.047623 | 0.012015 | 1.1332e-05 | 7.1795e-06 | 0.072339 | 0.072339 | 0.072339 | 0.97973 | -0.38785 | 0.97999 | -0.38287 | 19.8734
100 | -0.05129 | -0.012934 | 0.051299 | 0.01294 | 9.6217e-06 | 6.1046e-06 | 0.077907 | 0.077907 | 0.077907 | 0.97999 | -0.38287 | 0.98019 | -0.37896 | 21.4031
101 | -0.052296 | -0.01319 | 0.052574 | 0.013362 | 0.00027798 | 0.00017194 | 0.07942 | 0.079418 | 0.07942 | 0.98019 | -0.37896 | 0.98588 | -0.26854 | 10.9093
102 | -0.052574 | -0.013362 | 0.052668 | 0.01342 | 9.3838e-05 | 5.8029e-05 | 0.079418 | 0.079417 | 0.079418 | 0.98588 | -0.26854 | 0.9878 | -0.23155 | 10.909
103 | -0.090016 | -0.022923 | 0.090533 | 0.02325 | 0.00051726 | 0.00032719 | 0.13573 | 0.13573 | 0.13573 | 0.9878 | -0.23155 | 0.994 | -0.11314 | 18.6441
104 | 0.037349 | 0.0095027 | -0.037252 | -0.0094418 | 9.6819e-05 | 6.0925e-05 | 0.056313 | 0.056313 | 0.056313 | 0.9878 | -0.23155 | 0.985 | -0.28548 | 15.4706
105 | -0.090533 | -0.02325 | 0.090751 | 0.023387 | 0.00021743 | 0.00013752 | 0.13573 | 0.13573 | 0.13573 | 0.994 | -0.11314 | 0.99661 | -0.063797 | 18.644
106 | 0.035936 | 0.0091119 | -0.035889 | -0.0090826 | 4.6678e-05 | 2.9338e-05 | 0.054324 | 0.054325 | 0.054325 | 0.985 | -0.28548 | 0.98361 | -0.31254 | 14.9244
107 | 0.0057694 | 0.0014444 | -0.0057679 | -0.0014441 | 1.5352e-06 | 3.0056e-07 | 0.0087275 | 0.0087277 | 0.0087277 | 0.98361 | -0.31254 | 0.98332 | -0.31813 | 2.3977
108 | 0.030119 | 0.0076381 | -0.030096 | -0.0076236 | 2.3275e-05 | 1.4517e-05 | 0.045597 | 0.045597 | 0.045597 | 0.98361 | -0.31254 | 0.98278 | -0.32863 | 12.5267
109 | 0.00073292 | 0.00018292 | -0.00073289 | -0.00018368 | 2.8236e-08 | -7.5859e-07 | 0.0011088 | 0.0011091 | 0.0011091 | 0.98332 | -0.31813 | 0.98328 | -0.31894 | 0.3047
110 | 0.005035 | 0.0012612 | -0.0050344 | -0.0012612 | 5.4977e-07 | 3.1516e-08 | 0.0076189 | 0.007619 | 0.007619 | 0.98332 | -0.31813 | 0.9832 | -0.32043 | 2.0931
111 | -0.091052 | -0.023463 | 0.091096 | 0.023491 | 4.388e-05 | 2.7754e-05 | 0.13618 | 0.13618 | 0.13618 | 0.99661 | -0.063797 | 0.99714 | -0.053903 | 18.7056
112 | 0.0042542 | 0.0010656 | -0.0042541 | -0.0010656 | 1.2881e-07 | -2.2652e-08 | 0.0064383 | 0.0064383 | 0.0064383 | 0.9832 | -0.32043 | 0.98317 | -0.32106 | 1.7688
113 | 0.0037861 | 0.00094836 | -0.0037859 | -0.00094841 | 1.4517e-07 | -5.6605e-08 | 0.00573 | 0.00573 | 0.00573 | 0.98317 | -0.32106 | 0.98313 | -0.32187 | 1.5742
114 | 0.003223 | 0.00080732 | -0.003223 | -0.00080734 | 1.9082e-08 | -1.4904e-08 | 0.004878 | 0.004878 | 0.004878 | 0.98313 | -0.32187 | 0.98312 | -0.32199 | 1.3401
115 | 0.002738 | 0.00068579 | -0.0027377 | -0.00068611 | 2.435e-07 | -3.2357e-07 | 0.0041439 | 0.0041441 | 0.0041441 | 0.98312 | -0.32199 | 0.98303 | -0.32386 | 1.1385
116 | 0.0019294 | 0.00048352 | -0.0019294 | -0.00048354 | 7.714e-09 | -2.5639e-08 | 0.0029205 | 0.0029205 | 0.0029205 | 0.98303 | -0.32386 | 0.98303 | -0.32394 | 0.80233
117 | -0.026413 | -0.0067635 | 0.026416 | 0.0067649 | 2.542e-06 | 1.4e-06 | 0.039478 | 0.039478 | 0.039478 | 0.99687 | -0.05892 | 0.99698 | -0.056934 | 5.4228
118 | 0.025245 | 0.0064708 | -0.0252 | -0.0064464 | 4.499e-05 | 2.4408e-05 | 0.037734 | 0.037736 | 0.037736 | 0.99687 | -0.05892 | 0.99493 | -0.095744 | 5.1835
119 | -0.02684 | -0.0068713 | 0.026844 | 0.0068735 | 3.9397e-06 | 2.1808e-06 | 0.040111 | 0.040111 | 0.040111 | 0.99698 | -0.056934 | 0.99714 | -0.053903 | 5.5098
120 | 0.022648 | 0.0058089 | -0.022645 | -0.0058068 | 3.3649e-06 | 2.0523e-06 | 0.03392 | 0.03392 | 0.03392 | 0.99493 | -0.095744 | 0.99477 | -0.098807 | 9.3186
121 | 0.0025523 | 0.00063755 | -0.0025523 | -0.00063767 | 6.5468e-08 | -1.1375e-07 | 0.0038165 | 0.0038166 | 0.0038166 | 0.99493 | -0.095744 | 0.9949 | -0.096283 | 1.0485
122 | -0.11794 | -0.030364 | 0.11807 | 0.030446 | 0.00012873 | 8.1808e-05 | 0.17629 | 0.17629 | 0.17629 | 0.99714 | -0.053903 | 0.99832 | -0.031494 | 24.2153
123 | 0.021845 | 0.0056064 | -0.02184 | -0.0056034 | 4.9225e-06 | 2.9913e-06 | 0.032723 | 0.032724 | 0.032724 | 0.99477 | -0.098807 | 0.99452 | -0.10345 | 8.99
124 | 0.0023632 | 0.00059027 | -0.002363 | -0.0005907 | 2.018e-07 | -4.3038e-07 | 0.0035337 | 0.0035339 | 0.0035339 | 0.9949 | -0.096283 | 0.99481 | -0.09808 | 0.97086
125 | -0.11837 | -0.030522 | 0.11846 | 0.030575 | 8.2666e-05 | 5.2537e-05 | 0.17674 | 0.17674 | 0.17674 | 0.99832 | -0.031494 | 0.99909 | -0.017167 | 24.2776
126 | 0.021432 | 0.0055011 | -0.021391 | -0.0054762 | 4.1042e-05 | 2.4892e-05 | 0.032112 | 0.032113 | 0.032113 | 0.99452 | -0.10345 | 0.99244 | -0.14299 | 8.8222
127 | 0.0021631 | 0.0005406 | -0.0021631 | -0.00054061 | 3.5619e-09 | -9.5048e-09 | 0.0032349 | 0.003235 | 0.003235 | 0.99481 | -0.09808 | 0.99481 | -0.098115 | 0.88872
128 | -0.11866 | -0.030625 | 0.11867 | 0.030633 | 1.2641e-05 | 8.0338e-06 | 0.17704 | 0.17704 | 0.17704 | 0.99909 | -0.017167 | 0.9992 | -0.014982 | 24.3186
129 | -0.11891 | -0.030693 | 0.119 | 0.030748 | 8.6913e-05 | 5.5238e-05 | 0.1774 | 0.1774 | 0.1774 | 0.9992 | -0.014982 | 1 | 0 | 24.3676
130 | 0.0018357 | 0.00045858 | -0.0018357 | -0.00045878 | 5.1737e-08 | -2.0454e-07 | 0.0027454 | 0.0027454 | 0.0027454 | 0.99481 | -0.098115 | 0.99478 | -0.098708 | 0.75424
131 | 0.00082889 | 0.00020645 | -0.00082886 | -0.00020722 | 3.4837e-08 | -7.626e-07 | 0.0012394 | 0.0012397 | 0.0012397 | 0.99478 | -0.098708 | 0.99473 | -0.099593 | 0.34058
132 | 0.00042999 | 0.00010725 | -0.00042998 | -0.00010756 | 3.6874e-09 | -3.0629e-07 | 0.00064303 | 0.00064314 | 0.00064314 | 0.99473 | -0.099593 | 0.99472 | -0.099773 | 0.17669
133 | 0.00042998 | 0.00010756 | -0.00042998 | -0.00010764 | 1.0376e-09 | -8.6168e-08 | 0.00064314 | 0.00064317 | 0.00064317 | 0.99472 | -0.099773 | 0.99472 | -0.099824 | 0.1767
134 | 0.00012619 | 3.1505e-05 | -0.00012619 | -3.1625e-05 | 1.2403e-10 | -1.2044e-07 | 0.00018872 | 0.00018876 | 0.00018876 | 0.99472 | -0.099824 | 0.99472 | -0.099845 | 0.051858

## res_trafo
| p_hv_mw | q_hv_mvar | p_lv_mw | q_lv_mvar | pl_mw | ql_mvar | i_hv_ka | i_lv_ka | vm_hv_pu | va_hv_degree | vm_lv_pu | va_lv_degree | loading_percent
0 | -1.2729e-15 | -1.3162e-15 | 0.00165 | 1.2699e-07 | 0.00165 | 1.2699e-07 | 5.2857e-17 | 0.0023815 | 0.99998 | 149.9956 | 1 | 0 | 0.2619

## res_ext_grid
| p_mw | q_mvar
0 | 0.12112 | 0.030868

## res_load
| p_mw | q_mvar
0 | 0.0010975 | 0.00027505
1 | 0.00031607 | 7.9214e-05
2 | 0.0004494 | 0.00011263
3 | 0.00062703 | 0.00015715
4 | 0.001169 | 0.00029299
5 | 0.00048121 | 0.0001206
6 | 0.0021881 | 0.00054839
7 | 0.00070503 | 0.0001767
8 | 0.0008598 | 0.00021549
9 | 0.00059398 | 0.00014886
10 | 0.001369 | 0.0003431
11 | 0.00086543 | 0.0002169
12 | 0.0017021 | 0.00042658
13 | 0.00054499 | 0.00013659
14 | 0.00036488 | 9.1448e-05
15 | 0.00026701 | 6.6918e-05
16 | 0.00035483 | 8.8928e-05
17 | 0.00025128 | 6.2978e-05
18 | 0.00015802 | 3.9604e-05
19 | 8.0467e-05 | 2.0167e-05
20 | 0.00068082 | 0.00017063
21 | 0.00099099 | 0.00024837
22 | 0.0004947 | 0.00012398
23 | 0.0003455 | 8.6591e-05
24 | 0.00019199 | 4.8118e-05
25 | 8.3737e-05 | 2.0986e-05
26 | 0.0012528 | 0.00031397
27 | 0.0034385 | 0.00086178
28 | 0.0068609 | 0.0017195
29 | 0.00078482 | 0.0001967
30 | 0.003206 | 0.0008035
31 | 0.0011323 | 0.00028378
32 | 0.00033105 | 8.297e-05
33 | 0.0004951 | 0.00012408
34 | 0.0011263 | 0.00028229
35 | 0.0024554 | 0.00061539
36 | 0.0029739 | 0.00074533
37 | 0.00083806 | 0.00021004
38 | 0.0010197 | 0.00025557
39 | 0.0010909 | 0.00027341
40 | 0.00079235 | 0.00019858
41 | 0.00086495 | 0.00021678
42 | 0.0024272 | 0.00060831
43 | 0.0022344 | 0.00055999
44 | 0.0010429 | 0.00026136
45 | 0.0020769 | 0.00052053
46 | 0.0011766 | 0.00029489
47 | 0.00054377 | 0.00013628
48 | 0.0035722 | 0.00089528
49 | 0.00022401 | 5.6143e-05
50 | 0.0019936 | 0.00049965
51 | 0.0038653 | 0.00096875
52 | 0.00010898 | 2.7313e-05
53 | 0.0031925 | 0.00080013
54 | 0.0016136 | 0.0004044
55 | 0.00056196 | 0.00014084
56 | 0.00063561 | 0.0001593
57 | 0.0016282 | 0.00040806
58 | 0.00055467 | 0.00013901
59 | 0.00062267 | 0.00015606
60 | 0.00025245 | 6.3271e-05
61 | 0.00039587 | 9.9213e-05
62 | 0.0015837 | 0.00039692
63 | 0.0019694 | 0.00049357
64 | 0.0015763 | 0.00039507
65 | 0.0014104 | 0.00035347
66 | 0.00072249 | 0.00018107
67 | 0.0030416 | 0.0007623
68 | 0.0011451 | 0.00028699
69 | 0.0028106 | 0.0007044
70 | 0.0014895 | 0.0003733
71 | 0.0019394 | 0.00048605
72 | 0.0036671 | 0.00091907
73 | 0.0009963 | 0.0002497
74 | 0.0013163 | 0.00032989
75 | 0.0011122 | 0.00027875
76 | 0.0003011 | 7.5463e-05
77 | 0.00073289 | 0.00018368
78 | 0.00078019 | 0.00019553
79 | 0.00046801 | 0.00011729
80 | 0.00056295 | 0.00014109
81 | 0.00048498 | 0.00012155
82 | 0.00080837 | 0.0002026
83 | 0.0019294 | 0.00048354
84 | 0.0011679 | 0.00029269
85 | 0.00042444 | 0.00010638
86 | 0.00079962 | 0.0002004
87 | 0.00018912 | 4.7398e-05
88 | 0.0003043 | 7.6265e-05
89 | 0.00040845 | 0.00010237
90 | 0.00019989 | 5.0096e-05
91 | 0.00020034 | 5.0209e-05
92 | 0.00023985 | 6.0113e-05
93 | 0.00047766 | 0.00011971
94 | 0.00032732 | 8.2034e-05
95 | 0.0010068 | 0.00025233
96 | 0.00039887 | 9.9966e-05
97 | 0.0003038 | 7.6139e-05
98 | 0.00012619 | 3.1625e-05
99 | 0.0048363 | 0.0012121

## dtypes
| element | column | dtype
0 | bus | name | object
1 | bus | vn_kv | float64
2 | bus | type | object
3 | bus | zone | object
4 | bus | in_service | bool
5 | load | name | object
6 | load | bus | uint32
7 | load | p_mw | float64
8 | load | q_mvar | float64
9 | load | const_z_percent | float64
10 | load | const_i_percent | float64
11 | load | sn_mva | float64
12 | load | scaling | float64
13 | load | in_service | bool
14 | load | type | object
15 | ext_grid | name | object
16 | ext_grid | bus | uint32
17 | ext_grid | vm_pu | float64
18 | ext_grid | va_degree | float64
19 | ext_grid | slack_weight | float64
20 | ext_grid | in_service | bool
21 | line | name | object
22 | line | std_type | object
23 | line | from_bus | uint32
24 | line | to_bus | uint32
25 | line | length_km | float64
26 | line | r_ohm_per_km | float64
27 | line | x_ohm_per_km | float64
28 | line | c_nf_per_km | float64
29 | line | g_us_per_km | float64
30 | line | max_i_ka | float64
31 | line | df | float64
32 | line | parallel | uint32
33 | line | type | object
34 | line | in_service | bool
35 | trafo | name | object
36 | trafo | std_type | object
37 | trafo | hv_bus | uint32
38 | trafo | lv_bus | uint32
39 | trafo | sn_mva | float64
40 | trafo | vn_hv_kv | float64
41 | trafo | vn_lv_kv | float64
42 | trafo | vk_percent | float64
43 | trafo | vkr_percent | float64
44 | trafo | pfe_kw | float64
45 | trafo | i0_percent | float64
46 | trafo | shift_degree | float64
47 | trafo | tap_side | object
48 | trafo | tap_neutral | int32
49 | trafo | tap_min | int32
50 | trafo | tap_max | int32
51 | trafo | tap_step_percent | float64
52 | trafo | tap_step_degree | float64
53 | trafo | tap_pos | int32
54 | trafo | tap_phase_shifter | bool
55 | trafo | parallel | uint32
56 | trafo | df | float64
57 | trafo | in_service | bool
58 | line_geodata | coords | object
59 | bus_geodata | x | float64
60 | bus_geodata | y | float64
61 | bus_geodata | coords | object
62 | res_bus | vm_pu | float64
63 | res_bus | va_degree | float64
64 | res_bus | p_mw | float64
65 | res_bus | q_mvar | float64
66 | res_line | p_from_mw | float64
67 | res_line | q_from_mvar | float64
68 | res_line | p_to_mw | float64
69 | res_line | q_to_mvar | float64
70 | res_line | pl_mw | float64
71 | res_line | ql_mvar | float64
72 | res_line | i_from_ka | float64
73 | res_line | i_to_ka | float64
74 | res_line | i_ka | float64
75 | res_line | vm_from_pu | float64
76 | res_line | va_from_degree | float64
77 | res_line | vm_to_pu | float64
78 | res_line | va_to_degree | float64
79 | res_line | loading_percent | float64
80 | res_trafo | p_hv_mw | float64
81 | res_trafo | q_hv_mvar | float64
82 | res_trafo | p_lv_mw | float64
83 | res_trafo | q_lv_mvar | float64
84 | res_trafo | pl_mw | float64
85 | res_trafo | ql_mvar | float64
86 | res_trafo | i_hv_ka | float64
87 | res_trafo | i_lv_ka | float64
88 | res_trafo | vm_hv_pu | float64
89 | res_trafo | va_hv_degree | float64
90 | res_trafo | vm_lv_pu | float64
91 | res_trafo | va_lv_degree | float64
92 | res_trafo | loading_percent | float64
93 | res_ext_grid | p_mw | float64
94 | res_ext_grid | q_mvar | float64
95 | res_load | p_mw | float64
96 | res_load | q_mvar | float64

## parameters
| version | format_version | converged | OPF_converged | name | f_hz | sn_mva
0 | 2.14.6 | 2.14.0 | TRUE | FALSE |  | 50 | 1