## bus
| name | vn_kv | type | zone | in_service
0 | bus_LV_115-17_0_7_node_0 | 0.4 | n |  | TRUE
1 | bus_LV_115-17_0_7_node_1 | 0.4 | n |  | TRUE
2 | bus_LV_115-17_0_7_node_2 | 0.4 | n |  | TRUE
3 | bus_LV_115-17_0_7_node_3 | 0.4 | n |  | TRUE
4 | bus_LV_115-17_0_7_node_4 | 0.4 | n |  | TRUE
5 | bus_LV_115-17_0_7_node_5 | 0.4 | n |  | TRUE
6 | bus_LV_115-17_0_7_node_6 | 0.4 | n |  | TRUE
7 | bus_LV_115-17_0_7_node_44 | 0.4 | n |  | TRUE
8 | bus_LV_115-17_0_7_node_7 | 0.4 | n |  | TRUE
9 | bus_LV_115-17_0_7_node_43 | 0.4 | n |  | TRUE
10 | bus_LV_115-17_0_7_node_8 | 0.4 | n |  | TRUE
11 | bus_LV_115-17_0_7_node_9 | 0.4 | n |  | TRUE
12 | bus_LV_115-17_0_7_node_10 | 0.4 | n |  | TRUE
13 | bus_LV_115-17_0_7_node_11 | 0.4 | n |  | TRUE
14 | bus_LV_115-17_0_7_node_15 | 0.4 | n |  | TRUE
15 | bus_LV_115-17_0_7_node_16 | 0.4 | n |  | TRUE
16 | bus_LV_115-17_0_7_node_12 | 0.4 | n |  | TRUE
17 | bus_LV_115-17_0_7_node_45 | 0.4 | n |  | TRUE
18 | bus_LV_115-17_0_7_node_13 | 0.4 | n |  | TRUE
19 | bus_LV_115-17_0_7_node_14 | 0.4 | n |  | TRUE
20 | bus_LV_115-17_0_7_node_17 | 0.4 | n |  | TRUE
21 | bus_LV_115-17_0_7_node_18 | 0.4 | n |  | TRUE
22 | bus_LV_115-17_0_7_node_19 | 0.4 | n |  | TRUE
23 | bus_LV_115-17_0_7_node_50 | 0.4 | n |  | TRUE
24 | bus_LV_115-17_0_7_node_47 | 0.4 | n |  | TRUE
25 | bus_LV_115-17_0_7_node_46 | 0.4 | n |  | TRUE
26 | bus_LV_115-17_0_7_node_55 | 0.4 | n |  | TRUE
27 | bus_LV_115-17_0_7_node_35 | 0.4 | n |  | TRUE
28 | bus_LV_115-17_0_7_node_118 | 0.4 | n |  | TRUE
29 | bus_LV_115-17_0_7_node_120 | 0.4 | n |  | TRUE
30 | bus_LV_115-17_0_7_node_117 | 0.4 | n |  | TRUE
31 | bus_LV_115-17_0_7_node_141 | 0.4 | n |  | TRUE
32 | bus_LV_115-17_0_7_node_147 | 0.4 | n |  | TRUE
33 | bus_LV_115-17_0_7_node_20 | 0.4 | n |  | TRUE
34 | bus_LV_115-17_0_7_node_21 | 0.4 | n |  | TRUE
35 | bus_LV_115-17_0_7_node_22 | 0.4 | n |  | TRUE
36 | bus_LV_115-17_0_7_node_23 | 0.4 | n |  | TRUE
37 | bus_LV_115-17_0_7_node_24 | 0.4 | n |  | TRUE
38 | bus_LV_115-17_0_7_node_25 | 0.4 | n |  | TRUE
39 | bus_LV_115-17_0_7_node_26 | 0.4 | n |  | TRUE
40 | bus_LV_115-17_0_7_node_27 | 0.4 | n |  | TRUE
41 | bus_LV_115-17_0_7_node_28 | 0.4 | n |  | TRUE
42 | bus_LV_115-17_0_7_node_31 | 0.4 | n |  | TRUE
43 | bus_LV_115-17_0_7_node_58 | 0.4 | n |  | TRUE
44 | bus_LV_115-17_0_7_node_56 | 0.4 | n |  | TRUE
45 | bus_LV_115-17_0_7_node_33 | 0.4 | n |  | TRUE
46 | bus_LV_115-17_0_7_node_29 | 0.4 | n |  | TRUE
47 | bus_LV_115-17_0_7_node_59 | 0.4 | n |  | TRUE
48 | bus_LV_115-17_0_7_node_57 | 0.4 | n |  | TRUE
49 | bus_LV_115-17_0_7_node_30 | 0.4 | n |  | TRUE
50 | bus_LV_115-17_0_7_node_32 | 0.4 | n |  | TRUE
51 | bus_LV_115-17_0_7_node_34 | 0.4 | n |  | TRUE
52 | bus_LV_115-17_0_7_node_36 | 0.4 | n |  | TRUE
53 | bus_LV_115-17_0_7_node_37 | 0.4 | n |  | TRUE
54 | bus_LV_115-17_0_7_node_38 | 0.4 | n |  | TRUE
55 | bus_LV_115-17_0_7_node_39 | 0.4 | n |  | TRUE
56 | bus_LV_115-17_0_7_node_40 | 0.4 | n |  | TRUE
57 | bus_LV_115-17_0_7_node_41 | 0.4 | n |  | TRUE
58 | bus_LV_115-17_0_7_node_42 | 0.4 | n |  | TRUE
59 | bus_LV_115-17_0_7_node_49 | 0.4 | n |  | TRUE
60 | bus_LV_115-17_0_7_node_51 | 0.4 | n |  | TRUE
61 | bus_LV_115-17_0_7_node_48 | 0.4 | n |  | TRUE
62 | bus_LV_115-17_0_7_node_52 | 0.4 | n |  | TRUE
63 | bus_LV_115-17_0_7_node_210 | 0.4 | n |  | TRUE
64 | bus_LV_115-17_0_7_node_209 | 0.4 | n |  | TRUE
65 | bus_LV_115-17_0_7_node_53 | 0.4 | n |  | TRUE
66 | bus_LV_115-17_0_7_node_54 | 0.4 | n |  | TRUE
67 | bus_LV_115-17_0_7_node_82 | 0.4 | n |  | TRUE
68 | bus_LV_115-17_0_7_node_80 | 0.4 | n |  | TRUE
69 | bus_LV_115-17_0_7_node_211 | 0.4 | n |  | TRUE
70 | bus_LV_115-17_0_7_node_212 | 0.4 | n |  | TRUE
71 | bus_LV_115-17_0_7_node_208 | 0.4 | n |  | TRUE
72 | bus_LV_115-17_0_7_node_109 | 0.4 | n |  | TRUE
73 | bus_LV_115-17_0_7_node_107 | 0.4 | n |  | TRUE
74 | bus_LV_115-17_0_7_node_60 | 0.4 | n |  | TRUE
75 | bus_LV_115-17_0_7_node_61 | 0.4 | n |  | TRUE
76 | bus_LV_115-17_0_7_node_62 | 0.4 | n |  | TRUE
77 | bus_LV_115-17_0_7_node_63 | 0.4 | n |  | TRUE
78 | bus_LV_115-17_0_7_node_64 | 0.4 | n |  | TRUE
79 | bus_LV_115-17_0_7_node_65 | 0.4 | n |  | TRUE
80 | bus_LV_115-17_0_7_node_66 | 0.4 | n |  | TRUE
81 | bus_LV_115-17_0_7_node_67 | 0.4 | n |  | TRUE
82 | bus_LV_115-17_0_7_node_68 | 0.4 | n |  | TRUE
83 | bus_LV_115-17_0_7_node_69 | 0.4 | n |  | TRUE
84 | bus_LV_115-17_0_7_node_195 | 0.4 | n |  | TRUE
85 | bus_LV_115-17_0_7_node_194 | 0.4 | n |  | TRUE
86 | bus_LV_115-17_0_7_node_70 | 0.4 | n |  | TRUE
87 | bus_LV_115-17_0_7_node_71 | 0.4 | n |  | TRUE
88 | bus_LV_115-17_0_7_node_72 | 0.4 | n |  | TRUE
89 | bus_LV_115-17_0_7_node_73 | 0.4 | n |  | TRUE
90 | bus_LV_115-17_0_7_node_74 | 0.4 | n |  | TRUE
91 | bus_LV_115-17_0_7_node_75 | 0.4 | n |  | TRUE
92 | bus_LV_115-17_0_7_node_76 | 0.4 | n |  | TRUE
93 | bus_LV_115-17_0_7_node_77 | 0.4 | n |  | TRUE
94 | bus_LV_115-17_0_7_node_139 | 0.4 | n |  | TRUE
95 | bus_LV_115-17_0_7_node_97 | 0.4 | n |  | TRUE
96 | bus_LV_115-17_0_7_node_84 | 0.4 | n |  | TRUE
97 | bus_LV_115-17_0_7_node_140 | 0.4 | n |  | TRUE
98 | bus_LV_115-17_0_7_node_94 | 0.4 | n |  | TRUE
99 | bus_LV_115-17_0_7_node_85 | 0.4 | n |  | TRUE
100 | bus_LV_115-17_0_7_node_78 | 0.4 | n |  | TRUE
101 | bus_LV_115-17_0_7_node_79 | 0.4 | n |  | TRUE
102 | bus_LV_115-17_0_7_node_81 | 0.4 | n |  | TRUE
103 | bus_LV_115-17_0_7_node_83 | 0.4 | n |  | TRUE
104 | bus_LV_115-17_0_7_node_88 | 0.4 | n |  | TRUE
105 | bus_LV_115-17_0_7_node_121 | 0.4 | n |  | TRUE
106 | bus_LV_115-17_0_7_node_86 | 0.4 | n |  | TRUE
107 | bus_LV_115-17_0_7_node_87 | 0.4 | n |  | TRUE
108 | bus_LV_115-17_0_7_node_122 | 0.4 | n |  | TRUE
109 | bus_LV_115-17_0_7_node_123 | 0.4 | n |  | TRUE
110 | bus_LV_115-17_0_7_node_89 | 0.4 | n |  | TRUE
111 | bus_LV_115-17_0_7_node_90 | 0.4 | n |  | TRUE
112 | bus_LV_115-17_0_7_node_91 | 0.4 | n |  | TRUE
113 | bus_LV_115-17_0_7_node_92 | 0.4 | n |  | TRUE
114 | bus_LV_115-17_0_7_node_93 | 0.4 | n |  | TRUE
115 | bus_LV_115-17_0_7_node_95 | 0.4 | n |  | TRUE
116 | bus_LV_115-17_0_7_node_96 | 0.4 | n |  | TRUE
117 | bus_LV_115-17_0_7_node_124 | 0.4 | n |  | TRUE
118 | bus_LV_115-17_0_7_node_125 | 0.4 | n |  | TRUE
119 | bus_LV_115-17_0_7_node_116 | 0.4 | n |  | TRUE
120 | bus_LV_115-17_0_7_node_98 | 0.4 | n |  | TRUE
121 | bus_LV_115-17_0_7_node_99 | 0.4 | n |  | TRUE
122 | bus_LV_115-17_0_7_node_100 | 0.4 | n |  | TRUE
123 | bus_LV_115-17_0_7_node_101 | 0.4 | n |  | TRUE
124 | bus_LV_115-17_0_7_node_102 | 0.4 | n |  | TRUE
125 | bus_LV_115-17_0_7_node_103 | 0.4 | n |  | TRUE
126 | bus_LV_115-17_0_7_node_104 | 0.4 | n |  | TRUE
127 | bus_LV_115-17_0_7_node_105 | 0.4 | n |  | TRUE
128 | bus_LV_115-17_0_7_node_108 | 0.4 | n |  | TRUE
129 | bus_LV_115-17_0_7_node_110 | 0.4 | n |  | TRUE
130 | bus_LV_115-17_0_7_node_106 | 0.4 | n |  | TRUE
131 | bus_LV_115-17_0_7_node_115 | 0.4 | n |  | TRUE
132 | bus_LV_115-17_0_7_node_111 | 0.4 | n |  | TRUE
133 | bus_LV_115-17_0_7_node_126 | 0.4 | n |  | TRUE
134 | bus_LV_115-17_0_7_node_112 | 0.4 | n |  | TRUE
135 | bus_LV_115-17_0_7_node_113 | 0.4 | n |  | TRUE
136 | bus_LV_115-17_0_7_node_114 | 0.4 | n |  | TRUE
137 | bus_LV_115-17_0_7_node_142 | 0.4 | n |  | TRUE
138 | bus_LV_115-17_0_7_node_127 | 0.4 | n |  | TRUE
139 | bus_LV_115-17_0_7_node_143 | 0.4 | n |  | TRUE
140 | bus_LV_115-17_0_7_node_144 | 0.4 | n |  | TRUE
141 | bus_LV_115-17_0_7_node_145 | 0.4 | n |  | TRUE
142 | bus_LV_115-17_0_7_node_128 | 0.4 | n |  | TRUE
143 | bus_LV_115-17_0_7_node_149 | 0.4 | n |  | TRUE
144 | bus_LV_115-17_0_7_node_150 | 0.4 | n |  | TRUE
145 | bus_LV_115-17_0_7_node_129 | 0.4 | n |  | TRUE
146 | bus_LV_115-17_0_7_node_130 | 0.4 | n |  | TRUE
147 | bus_LV_115-17_0_7_node_131 | 0.4 | n |  | TRUE
148 | bus_LV_115-17_0_7_node_133 | 0.4 | n |  | TRUE
149 | bus_LV_115-17_0_7_node_134 | 0.4 | n |  | TRUE
150 | bus_LV_115-17_0_7_node_135 | 0.4 | n |  | TRUE
151 | bus_LV_115-17_0_7_node_138 | 0.4 | n |  | TRUE
152 | bus_LV_115-17_0_7_node_312 | 0.4 | n |  | TRUE
153 | bus_LV_115-17_0_7_node_362 | 0.4 | n |  | TRUE
154 | bus_LV_115-17_0_7_node_137 | 0.4 | n |  | TRUE
155 | bus_LV_115-17_0_7_node_220 | 0.4 | n |  | TRUE
156 | bus_LV_115-17_0_7_node_310 | 0.4 | n |  | TRUE
157 | bus_LV_115-17_0_7_node_363 | 0.4 | n |  | TRUE
158 | bus_LV_115-17_0_7_node_294 | 0.4 | n |  | TRUE
159 | bus_LV_115-17_0_7_node_295 | 0.4 | n |  | TRUE
160 | bus_LV_115-17_0_7_node_219 | 0.4 | n |  | TRUE
161 | bus_LV_115-17_0_7_node_307 | 0.4 | n |  | TRUE
162 | bus_LV_115-17_0_7_node_162 | 0.4 | n |  | TRUE
163 | bus_LV_115-17_0_7_node_148 | 0.4 | n |  | TRUE
164 | bus_LV_115-17_0_7_node_168 | 0.4 | n |  | TRUE
165 | bus_LV_115-17_0_7_node_170 | 0.4 | n |  | TRUE
166 | bus_LV_115-17_0_7_node_167 | 0.4 | n |  | TRUE
167 | bus_LV_115-17_0_7_node_163 | 0.4 | n |  | TRUE
168 | bus_LV_115-17_0_7_node_151 | 0.4 | n |  | TRUE
169 | bus_LV_115-17_0_7_node_152 | 0.4 | n |  | TRUE
170 | bus_LV_115-17_0_7_node_153 | 0.4 | n |  | TRUE
171 | bus_LV_115-17_0_7_node_154 | 0.4 | n |  | TRUE
172 | bus_LV_115-17_0_7_node_155 | 0.4 | n |  | TRUE
173 | bus_LV_115-17_0_7_node_156 | 0.4 | n |  | TRUE
174 | bus_LV_115-17_0_7_node_157 | 0.4 | n |  | TRUE
175 | bus_LV_115-17_0_7_node_158 | 0.4 | n |  | TRUE
176 | bus_LV_115-17_0_7_node_172 | 0.4 | n |  | TRUE
177 | bus_LV_115-17_0_7_node_171 | 0.4 | n |  | TRUE
178 | bus_LV_115-17_0_7_node_160 | 0.4 | n |  | TRUE
179 | bus_LV_115-17_0_7_node_169 | 0.4 | n |  | TRUE
180 | bus_LV_115-17_0_7_node_164 | 0.4 | n |  | TRUE
181 | bus_LV_115-17_0_7_node_165 | 0.4 | n |  | TRUE
182 | bus_LV_115-17_0_7_node_166 | 0.4 | n |  | TRUE
183 | bus_LV_115-17_0_7_node_173 | 0.4 | n |  | TRUE
184 | bus_LV_115-17_0_7_node_174 | 0.4 | n |  | TRUE
185 | bus_LV_115-17_0_7_node_178 | 0.4 | n |  | TRUE
186 | bus_LV_115-17_0_7_node_175 | 0.4 | n |  | TRUE
187 | bus_LV_115-17_0_7_node_182 | 0.4 | n |  | TRUE
188 | bus_LV_115-17_0_7_node_176 | 0.4 | n |  | TRUE
189 | bus_LV_115-17_0_7_node_177 | 0.4 | n |  | TRUE
190 | bus_LV_115-17_0_7_node_179 | 0.4 | n |  | TRUE
191 | bus_LV_115-17_0_7_node_196 | 0.4 | n |  | TRUE
192 | bus_LV_115-17_0_7_node_277 | 0.4 | n |  | TRUE
193 | bus_LV_115-17_0_7_node_197 | 0.4 | n |  | TRUE
194 | bus_LV_115-17_0_7_node_286 | 0.4 | n |  | TRUE
195 | bus_LV_115-17_0_7_node_280 | 0.4 | n |  | TRUE
196 | bus_LV_115-17_0_7_node_204 | 0.4 | n |  | TRUE
197 | bus_LV_115-17_0_7_node_205 | 0.4 | n |  | TRUE
198 | bus_LV_115-17_0_7_node_278 | 0.4 | n |  | TRUE
199 | bus_LV_115-17_0_7_node_183 | 0.4 | n |  | TRUE
200 | bus_LV_115-17_0_7_node_184 | 0.4 | n |  | TRUE
201 | bus_LV_115-17_0_7_node_186 | 0.4 | n |  | TRUE
202 | bus_LV_115-17_0_7_node_185 | 0.4 | n |  | TRUE
203 | bus_LV_115-17_0_7_node_187 | 0.4 | n |  | TRUE
204 | bus_LV_115-17_0_7_node_188 | 0.4 | n |  | TRUE
205 | bus_LV_115-17_0_7_node_189 | 0.4 | n |  | TRUE
206 | bus_LV_115-17_0_7_node_190 | 0.4 | n |  | TRUE
207 | bus_LV_115-17_0_7_node_191 | 0.4 | n |  | TRUE
208 | bus_LV_115-17_0_7_node_192 | 0.4 | n |  | TRUE
209 | bus_LV_115-17_0_7_node_193 | 0.4 | n |  | TRUE
210 | bus_LV_115-17_0_7_node_202 | 0.4 | n |  | TRUE
211 | bus_LV_115-17_0_7_node_361 | 0.4 | n |  | TRUE
212 | bus_LV_115-17_0_7_node_200 | 0.4 | n |  | TRUE
213 | bus_LV_115-17_0_7_node_198 | 0.4 | n |  | TRUE
214 | bus_LV_115-17_0_7_node_203 | 0.4 | n |  | TRUE
215 | bus_LV_115-17_0_7_node_201 | 0.4 | n |  | TRUE
216 | bus_LV_115-17_0_7_node_199 | 0.4 | n |  | TRUE
217 | bus_LV_115-17_0_7_node_206 | 0.4 | n |  | TRUE
218 | bus_LV_115-17_0_7_node_207 | 0.4 | n |  | TRUE
219 | bus_LV_115-17_0_7_node_213 | 0.4 | n |  | TRUE
220 | bus_LV_115-17_0_7_node_221 | 0.4 | n |  | TRUE
221 | bus_LV_115-17_0_7_node_218 | 0.4 | n |  | TRUE
222 | bus_LV_115-17_0_7_node_215 | 0.4 | n |  | TRUE
223 | bus_LV_115-17_0_7_node_214 | 0.4 | n |  | TRUE
224 | bus_LV_115-17_0_7_node_217 | 0.4 | n |  | TRUE
225 | bus_LV_115-17_0_7_node_216 | 0.4 | n |  | TRUE
226 | bus_LV_115-17_0_7_node_262 | 0.4 | n |  | TRUE
227 | bus_LV_115-17_0_7_node_263 | 0.4 | n |  | TRUE
228 | bus_LV_115-17_0_7_node_291 | 0.4 | n |  | TRUE
229 | bus_LV_115-17_0_7_node_293 | 0.4 | n |  | TRUE
230 | bus_LV_115-17_0_7_node_289 | 0.4 | n |  | TRUE
231 | bus_LV_115-17_0_7_node_279 | 0.4 | n |  | TRUE
232 | bus_LV_115-17_0_7_node_300 | 0.4 | n |  | TRUE
233 | bus_LV_115-17_0_7_node_301 | 0.4 | n |  | TRUE
234 | bus_LV_115-17_0_7_node_298 | 0.4 | n |  | TRUE
235 | bus_LV_115-17_0_7_node_281 | 0.4 | n |  | TRUE
236 | bus_LV_115-17_0_7_node_282 | 0.4 | n |  | TRUE
237 | bus_LV_115-17_0_7_node_284 | 0.4 | n |  | TRUE
238 | bus_LV_115-17_0_7_node_285 | 0.4 | n |  | TRUE
239 | bus_LV_115-17_0_7_node_302 | 0.4 | n |  | TRUE
240 | bus_LV_115-17_0_7_node_287 | 0.4 | n |  | TRUE
241 | bus_LV_115-17_0_7_node_288 | 0.4 | n |  | TRUE
242 | bus_LV_115-17_0_7_node_290 | 0.4 | n |  | TRUE
243 | bus_LV_115-17_0_7_node_292 | 0.4 | n |  | TRUE
244 | bus_LV_115-17_0_7_node_305 | 0.4 | n |  | TRUE
245 | bus_LV_115-17_0_7_node_304 | 0.4 | n |  | TRUE
246 | bus_LV_115-17_0_7_node_296 | 0.4 | n |  | TRUE
247 | bus_LV_115-17_0_7_node_297 | 0.4 | n |  | TRUE
248 | bus_LV_115-17_0_7_node_313 | 0.4 | n |  | TRUE
249 | bus_LV_115-17_0_7_node_311 | 0.4 | n |  | TRUE
250 | bus_LV_115-17_0_7_node_299 | 0.4 | n |  | TRUE
251 | bus_LV_115-17_0_7_node_303 | 0.4 | n |  | TRUE
252 | bus_LV_115-17_0_7_node_306 | 0.4 | n |  | TRUE
253 | bus_LV_115-17_0_7_node_308 | 0.4 | n |  | TRUE
254 | bus_LV_115-17_0_7_node_309 | 0.4 | n |  | TRUE
255 | bus_LV_115-17_0_7_node_364 | 0.4 | n |  | TRUE
256 | bus_LV_115-17_0_7_node_365 | 0.4 | n |  | TRUE
257 | bus_MV_357_0_node_136 | 20 | n |  | TRUE

## load
| name | bus | p_mw | q_mvar | const_z_percent | const_i_percent | sn_mva | scaling | in_service | type
0 | LV_115-17_0_7_load_0 | 0 | 0.0022751 | 0.00057019 | 0 | 0 |  | 1 | TRUE | wye
1 | LV_115-17_0_7_load_1 | 1 | 0.00072558 | 0.00018185 | 0 | 0 |  | 1 | TRUE | wye
2 | LV_115-17_0_7_load_2 | 2 | 0.00079874 | 0.00020018 | 0 | 0 |  | 1 | TRUE | wye
3 | LV_115-17_0_7_load_3 | 3 | 0.0013182 | 0.00033037 | 0 | 0 |  | 1 | TRUE | wye
4 | LV_115-17_0_7_load_4 | 4 | 0.0010846 | 0.00027182 | 0 | 0 |  | 1 | TRUE | wye
5 | LV_115-17_0_7_load_5 | 5 | 0.001014 | 0.00025414 | 0 | 0 |  | 1 | TRUE | wye
6 | LV_115-17_0_7_load_6 | 6 | 0.00083132 | 0.00020835 | 0 | 0 |  | 1 | TRUE | wye
7 | LV_115-17_0_7_load_44 | 7 | 0.00075384 | 0.00018893 | 0 | 0 |  | 1 | TRUE | wye
8 | LV_115-17_0_7_load_7 | 8 | 0.0008882 | 0.0002226 | 0 | 0 |  | 1 | TRUE | wye
9 | LV_115-17_0_7_load_43 | 9 | 0.0009778 | 0.00024506 | 0 | 0 |  | 1 | TRUE | wye
10 | LV_115-17_0_7_load_8 | 10 | 0.0010892 | 0.00027298 | 0 | 0 |  | 1 | TRUE | wye
11 | LV_115-17_0_7_load_11 | 13 | 0.00088628 | 0.00022212 | 0 | 0 |  | 1 | TRUE | wye
12 | LV_115-17_0_7_load_15 | 14 | 0.0024882 | 0.00062361 | 0 | 0 |  | 1 | TRUE | wye
13 | LV_115-17_0_7_load_16 | 15 | 0.00066486 | 0.00016663 | 0 | 0 |  | 1 | TRUE | wye
14 | LV_115-17_0_7_load_18 | 21 | 0.00052247 | 0.00013094 | 0 | 0 |  | 1 | TRUE | wye
15 | LV_115-17_0_7_load_19 | 22 | 0.0011036 | 0.00027659 | 0 | 0 |  | 1 | TRUE | wye
16 | LV_115-17_0_7_load_50 | 23 | 0.0019576 | 0.00049061 | 0 | 0 |  | 1 | TRUE | wye
17 | LV_115-17_0_7_load_47 | 24 | 0.0020686 | 0.00051844 | 0 | 0 |  | 1 | TRUE | wye
18 | LV_115-17_0_7_load_35 | 27 | 0.0015908 | 0.00039869 | 0 | 0 |  | 1 | TRUE | wye
19 | LV_115-17_0_7_load_118 | 28 | 0.0020199 | 0.00050624 | 0 | 0 |  | 1 | TRUE | wye
20 | LV_115-17_0_7_load_117 | 30 | 0.0030711 | 0.00076968 | 0 | 0 |  | 1 | TRUE | wye
21 | LV_115-17_0_7_load_147 | 32 | 0.00036835 | 9.2318e-05 | 0 | 0 |  | 1 | TRUE | wye
22 | LV_115-17_0_7_load_20 | 33 | 0.0028287 | 0.00070894 | 0 | 0 |  | 1 | TRUE | wye
23 | LV_115-17_0_7_load_21 | 34 | 0.0032515 | 0.0008149 | 0 | 0 |  | 1 | TRUE | wye
24 | LV_115-17_0_7_load_23 | 36 | 0.0034577 | 0.00086658 | 0 | 0 |  | 1 | TRUE | wye
25 | LV_115-17_0_7_load_24 | 37 | 0.0014089 | 0.00035309 | 0 | 0 |  | 1 | TRUE | wye
26 | LV_115-17_0_7_load_25 | 38 | 0.0034759 | 0.00087114 | 0 | 0 |  | 1 | TRUE | wye
27 | LV_115-17_0_7_load_26 | 39 | 0.0037787 | 0.00094702 | 0 | 0 |  | 1 | TRUE | wye
28 | LV_115-17_0_7_load_27 | 40 | 0.0020992 | 0.00052612 | 0 | 0 |  | 1 | TRUE | wye
29 | LV_115-17_0_7_load_58 | 43 | 0.0024366 | 0.00061066 | 0 | 0 |  | 1 | TRUE | wye
30 | LV_115-17_0_7_load_56 | 44 | 0.0031355 | 0.00078583 | 0 | 0 |  | 1 | TRUE | wye
31 | LV_115-17_0_7_load_33 | 45 | 0.0018244 | 0.00045724 | 0 | 0 |  | 1 | TRUE | wye
32 | LV_115-17_0_7_load_29 | 46 | 0.0038925 | 0.00097556 | 0 | 0 |  | 1 | TRUE | wye
33 | LV_115-17_0_7_load_59 | 47 | 0.0024388 | 0.00061122 | 0 | 0 |  | 1 | TRUE | wye
34 | LV_115-17_0_7_load_57 | 48 | 0.0034638 | 0.0008681 | 0 | 0 |  | 1 | TRUE | wye
35 | LV_115-17_0_7_load_30 | 49 | 0.0013345 | 0.00033446 | 0 | 0 |  | 1 | TRUE | wye
36 | LV_115-17_0_7_load_32 | 50 | 0.0012935 | 0.00032419 | 0 | 0 |  | 1 | TRUE | wye
37 | LV_115-17_0_7_load_34 | 51 | 0.0013503 | 0.00033843 | 0 | 0 |  | 1 | TRUE | wye
38 | LV_115-17_0_7_load_36 | 52 | 0.0012706 | 0.00031844 | 0 | 0 |  | 1 | TRUE | wye
39 | LV_115-17_0_7_load_37 | 53 | 0.0010977 | 0.0002751 | 0 | 0 |  | 1 | TRUE | wye
40 | LV_115-17_0_7_load_38 | 54 | 0.001864 | 0.00046716 | 0 | 0 |  | 1 | TRUE | wye
41 | LV_115-17_0_7_load_39 | 55 | 0.0017919 | 0.00044909 | 0 | 0 |  | 1 | TRUE | wye
42 | LV_115-17_0_7_load_40 | 56 | 0.001504 | 0.00037694 | 0 | 0 |  | 1 | TRUE | wye
43 | LV_115-17_0_7_load_41 | 57 | 0.0017049 | 0.00042729 | 0 | 0 |  | 1 | TRUE | wye
44 | LV_115-17_0_7_load_42 | 58 | 0.0012873 | 0.00032262 | 0 | 0 |  | 1 | TRUE | wye
45 | LV_115-17_0_7_load_49 | 59 | 0.0012362 | 0.00030982 | 0 | 0 |  | 1 | TRUE | wye
46 | LV_115-17_0_7_load_51 | 60 | 0.0014057 | 0.00035231 | 0 | 0 |  | 1 | TRUE | wye
47 | LV_115-17_0_7_load_48 | 61 | 0.0013092 | 0.00032812 | 0 | 0 |  | 1 | TRUE | wye
48 | LV_115-17_0_7_load_52 | 62 | 0.0023514 | 0.00058931 | 0 | 0 |  | 1 | TRUE | wye
49 | LV_115-17_0_7_load_209 | 64 | 0.0025217 | 0.000632 | 0 | 0 |  | 1 | TRUE | wye
50 | LV_115-17_0_7_load_53 | 65 | 0.0025701 | 0.00064413 | 0 | 0 |  | 1 | TRUE | wye
51 | LV_115-17_0_7_load_54 | 66 | 0.0023499 | 0.00058894 | 0 | 0 |  | 1 | TRUE | wye
52 | LV_115-17_0_7_load_82 | 67 | 0.0025703 | 0.00064417 | 0 | 0 |  | 1 | TRUE | wye
53 | LV_115-17_0_7_load_80 | 68 | 0.00091283 | 0.00022878 | 0 | 0 |  | 1 | TRUE | wye
54 | LV_115-17_0_7_load_211 | 69 | 0.0014899 | 0.00037341 | 0 | 0 |  | 1 | TRUE | wye
55 | LV_115-17_0_7_load_212 | 70 | 0.0033201 | 0.0008321 | 0 | 0 |  | 1 | TRUE | wye
56 | LV_115-17_0_7_load_208 | 71 | 0.0013526 | 0.00033899 | 0 | 0 |  | 1 | TRUE | wye
57 | LV_115-17_0_7_load_109 | 72 | 0.0025827 | 0.00064729 | 0 | 0 |  | 1 | TRUE | wye
58 | LV_115-17_0_7_load_107 | 73 | 0.002584 | 0.00064762 | 0 | 0 |  | 1 | TRUE | wye
59 | LV_115-17_0_7_load_60 | 74 | 0.00096226 | 0.00024116 | 0 | 0 |  | 1 | TRUE | wye
60 | LV_115-17_0_7_load_61 | 75 | 0.004057 | 0.0010168 | 0 | 0 |  | 1 | TRUE | wye
61 | LV_115-17_0_7_load_62 | 76 | 0.0029246 | 0.00073297 | 0 | 0 |  | 1 | TRUE | wye
62 | LV_115-17_0_7_load_63 | 77 | 0.0017798 | 0.00044606 | 0 | 0 |  | 1 | TRUE | wye
63 | LV_115-17_0_7_load_64 | 78 | 0.0017985 | 0.00045075 | 0 | 0 |  | 1 | TRUE | wye
64 | LV_115-17_0_7_load_65 | 79 | 0.0011329 | 0.00028392 | 0 | 0 |  | 1 | TRUE | wye
65 | LV_115-17_0_7_load_66 | 80 | 0.0069023 | 0.0017299 | 0 | 0 |  | 1 | TRUE | wye
66 | LV_115-17_0_7_load_67 | 81 | 0.0015844 | 0.0003971 | 0 | 0 |  | 1 | TRUE | wye
67 | LV_115-17_0_7_load_68 | 82 | 0.0024479 | 0.00061349 | 0 | 0 |  | 1 | TRUE | wye
68 | LV_115-17_0_7_load_69 | 83 | 0.0017931 | 0.0004494 | 0 | 0 |  | 1 | TRUE | wye
69 | LV_115-17_0_7_load_195 | 84 | 0.0022595 | 0.00056627 | 0 | 0 |  | 1 | TRUE | wye
70 | LV_115-17_0_7_load_194 | 85 | 0.0022412 | 0.0005617 | 0 | 0 |  | 1 | TRUE | wye
71 | LV_115-17_0_7_load_70 | 86 | 0.00069287 | 0.00017365 | 0 | 0 |  | 1 | TRUE | wye
72 | LV_115-17_0_7_load_71 | 87 | 0.00060897 | 0.00015262 | 0 | 0 |  | 1 | TRUE | wye
73 | LV_115-17_0_7_load_73 | 89 | 0.00071827 | 0.00018002 | 0 | 0 |  | 1 | TRUE | wye
74 | LV_115-17_0_7_load_74 | 90 | 0.0011232 | 0.00028149 | 0 | 0 |  | 1 | TRUE | wye
75 | LV_115-17_0_7_load_75 | 91 | 0.00026012 | 6.5192e-05 | 0 | 0 |  | 1 | TRUE | wye
76 | LV_115-17_0_7_load_77 | 93 | 0.00024196 | 6.064e-05 | 0 | 0 |  | 1 | TRUE | wye
77 | LV_115-17_0_7_load_139 | 94 | 0.0036769 | 0.00092152 | 0 | 0 |  | 1 | TRUE | wye
78 | LV_115-17_0_7_load_97 | 95 | 0.0016998 | 0.00042601 | 0 | 0 |  | 1 | TRUE | wye
79 | LV_115-17_0_7_load_84 | 96 | 0.00058457 | 0.00014651 | 0 | 0 |  | 1 | TRUE | wye
80 | LV_115-17_0_7_load_140 | 97 | 0.00103 | 0.00025814 | 0 | 0 |  | 1 | TRUE | wye
81 | LV_115-17_0_7_load_94 | 98 | 0.0024939 | 0.00062504 | 0 | 0 |  | 1 | TRUE | wye
82 | LV_115-17_0_7_load_85 | 99 | 0.00025199 | 6.3154e-05 | 0 | 0 |  | 1 | TRUE | wye
83 | LV_115-17_0_7_load_78 | 100 | 0.0012016 | 0.00030114 | 0 | 0 |  | 1 | TRUE | wye
84 | LV_115-17_0_7_load_79 | 101 | 0.001078 | 0.00027018 | 0 | 0 |  | 1 | TRUE | wye
85 | LV_115-17_0_7_load_81 | 102 | 0.00096779 | 0.00024255 | 0 | 0 |  | 1 | TRUE | wye
86 | LV_115-17_0_7_load_83 | 103 | 0.00080599 | 0.000202 | 0 | 0 |  | 1 | TRUE | wye
87 | LV_115-17_0_7_load_88 | 104 | 0.0014143 | 0.00035447 | 0 | 0 |  | 1 | TRUE | wye
88 | LV_115-17_0_7_load_86 | 106 | 0.00027222 | 6.8225e-05 | 0 | 0 |  | 1 | TRUE | wye
89 | LV_115-17_0_7_load_87 | 107 | 0.0002746 | 6.8822e-05 | 0 | 0 |  | 1 | TRUE | wye
90 | LV_115-17_0_7_load_122 | 108 | 0.0007748 | 0.00019418 | 0 | 0 |  | 1 | TRUE | wye
91 | LV_115-17_0_7_load_123 | 109 | 0.00080433 | 0.00020158 | 0 | 0 |  | 1 | TRUE | wye
92 | LV_115-17_0_7_load_89 | 110 | 0.0011642 | 0.00029177 | 0 | 0 |  | 1 | TRUE | wye
93 | LV_115-17_0_7_load_90 | 111 | 0.0011006 | 0.00027583 | 0 | 0 |  | 1 | TRUE | wye
94 | LV_115-17_0_7_load_92 | 113 | 0.0010661 | 0.00026719 | 0 | 0 |  | 1 | TRUE | wye
95 | LV_115-17_0_7_load_93 | 114 | 0.0011523 | 0.00028878 | 0 | 0 |  | 1 | TRUE | wye
96 | LV_115-17_0_7_load_95 | 115 | 0.00092388 | 0.00023155 | 0 | 0 |  | 1 | TRUE | wye
97 | LV_115-17_0_7_load_96 | 116 | 0.0033466 | 0.00083873 | 0 | 0 |  | 1 | TRUE | wye
98 | LV_115-17_0_7_load_124 | 117 | 0.0010075 | 0.00025251 | 0 | 0 |  | 1 | TRUE | wye
99 | LV_115-17_0_7_load_125 | 118 | 0.0045539 | 0.0011413 | 0 | 0 |  | 1 | TRUE | wye
100 | LV_115-17_0_7_load_98 | 120 | 0.0011253 | 0.00028204 | 0 | 0 |  | 1 | TRUE | wye
101 | LV_115-17_0_7_load_99 | 121 | 0.0013829 | 0.00034658 | 0 | 0 |  | 1 | TRUE | wye
102 | LV_115-17_0_7_load_101 | 123 | 0.0010195 | 0.00025551 | 0 | 0 |  | 1 | TRUE | wye
103 | LV_115-17_0_7_load_102 | 124 | 0.0027869 | 0.00069846 | 0 | 0 |  | 1 | TRUE | wye
104 | LV_115-17_0_7_load_103 | 125 | 0.0033148 | 0.00083077 | 0 | 0 |  | 1 | TRUE | wye
105 | LV_115-17_0_7_load_104 | 126 | 0.0020283 | 0.00050834 | 0 | 0 |  | 1 | TRUE | wye
106 | LV_115-17_0_7_load_105 | 127 | 0.0044848 | 0.001124 | 0 | 0 |  | 1 | TRUE | wye
107 | LV_115-17_0_7_load_110 | 129 | 0.0012652 | 0.0003171 | 0 | 0 |  | 1 | TRUE | wye
108 | LV_115-17_0_7_load_106 | 130 | 0.0020333 | 0.00050959 | 0 | 0 |  | 1 | TRUE | wye
109 | LV_115-17_0_7_load_115 | 131 | 0.0034777 | 0.00087159 | 0 | 0 |  | 1 | TRUE | wye
110 | LV_115-17_0_7_load_111 | 132 | 0.004017 | 0.0010068 | 0 | 0 |  | 1 | TRUE | wye
111 | LV_115-17_0_7_load_126 | 133 | 0.00069023 | 0.00017299 | 0 | 0 |  | 1 | TRUE | wye
112 | LV_115-17_0_7_load_112 | 134 | 0.001093 | 0.00027394 | 0 | 0 |  | 1 | TRUE | wye
113 | LV_115-17_0_7_load_113 | 135 | 0.0014301 | 0.00035842 | 0 | 0 |  | 1 | TRUE | wye
114 | LV_115-17_0_7_load_114 | 136 | 0.0037514 | 0.00094019 | 0 | 0 |  | 1 | TRUE | wye
115 | LV_115-17_0_7_load_142 | 137 | 0.0015978 | 0.00040045 | 0 | 0 |  | 1 | TRUE | wye
116 | LV_115-17_0_7_load_143 | 139 | 0.0016505 | 0.00041365 | 0 | 0 |  | 1 | TRUE | wye
117 | LV_115-17_0_7_load_144 | 140 | 0.0007424 | 0.00018606 | 0 | 0 |  | 1 | TRUE | wye
118 | LV_115-17_0_7_load_145 | 141 | 0.00081712 | 0.00020479 | 0 | 0 |  | 1 | TRUE | wye
119 | LV_115-17_0_7_load_128 | 142 | 0.00068002 | 0.00017043 | 0 | 0 |  | 1 | TRUE | wye
120 | LV_115-17_0_7_load_129 | 145 | 0.0012343 | 0.00030934 | 0 | 0 |  | 1 | TRUE | wye
121 | LV_115-17_0_7_load_130 | 146 | 0.00023003 | 5.7651e-05 | 0 | 0 |  | 1 | TRUE | wye
122 | LV_115-17_0_7_load_135 | 150 | 0.00040071 | 0.00010043 | 0 | 0 |  | 1 | TRUE | wye
123 | LV_115-17_0_7_load_312 | 152 | 8.4556e-05 | 2.1192e-05 | 0 | 0 |  | 1 | TRUE | wye
124 | LV_115-17_0_7_load_362 | 153 | 0.00030037 | 7.528e-05 | 0 | 0 |  | 1 | TRUE | wye
125 | LV_115-17_0_7_load_310 | 156 | 0.00079837 | 0.00020009 | 0 | 0 |  | 1 | TRUE | wye
126 | LV_115-17_0_7_load_363 | 157 | 0.00019746 | 4.9488e-05 | 0 | 0 |  | 1 | TRUE | wye
127 | LV_115-17_0_7_load_294 | 158 | 0.00020905 | 5.2394e-05 | 0 | 0 |  | 1 | TRUE | wye
128 | LV_115-17_0_7_load_295 | 159 | 0.0024903 | 0.00062412 | 0 | 0 |  | 1 | TRUE | wye
129 | LV_115-17_0_7_load_162 | 162 | 0.00027769 | 6.9596e-05 | 0 | 0 |  | 1 | TRUE | wye
130 | LV_115-17_0_7_load_148 | 163 | 0.00056254 | 0.00014098 | 0 | 0 |  | 1 | TRUE | wye
131 | LV_115-17_0_7_load_170 | 165 | 0.00067435 | 0.00016901 | 0 | 0 |  | 1 | TRUE | wye
132 | LV_115-17_0_7_load_167 | 166 | 0.00033979 | 8.5159e-05 | 0 | 0 |  | 1 | TRUE | wye
133 | LV_115-17_0_7_load_163 | 167 | 0.0024729 | 0.00061976 | 0 | 0 |  | 1 | TRUE | wye
134 | LV_115-17_0_7_load_151 | 168 | 0.0028764 | 0.00072088 | 0 | 0 |  | 1 | TRUE | wye
135 | LV_115-17_0_7_load_152 | 169 | 0.0013007 | 0.00032599 | 0 | 0 |  | 1 | TRUE | wye
136 | LV_115-17_0_7_load_153 | 170 | 0.0010517 | 0.00026359 | 0 | 0 |  | 1 | TRUE | wye
137 | LV_115-17_0_7_load_154 | 171 | 0.0012659 | 0.00031726 | 0 | 0 |  | 1 | TRUE | wye
138 | LV_115-17_0_7_load_155 | 172 | 0.00071732 | 0.00017978 | 0 | 0 |  | 1 | TRUE | wye
139 | LV_115-17_0_7_load_156 | 173 | 0.0021451 | 0.00053762 | 0 | 0 |  | 1 | TRUE | wye
140 | LV_115-17_0_7_load_157 | 174 | 0.00048416 | 0.00012134 | 0 | 0 |  | 1 | TRUE | wye
141 | LV_115-17_0_7_load_158 | 175 | 0.0011176 | 0.00028009 | 0 | 0 |  | 1 | TRUE | wye
142 | LV_115-17_0_7_load_172 | 176 | 0.00046738 | 0.00011714 | 0 | 0 |  | 1 | TRUE | wye
143 | LV_115-17_0_7_load_169 | 179 | 0.00097355 | 0.00024399 | 0 | 0 |  | 1 | TRUE | wye
144 | LV_115-17_0_7_load_165 | 181 | 0.0019214 | 0.00048156 | 0 | 0 |  | 1 | TRUE | wye
145 | LV_115-17_0_7_load_166 | 182 | 0.0011385 | 0.00028533 | 0 | 0 |  | 1 | TRUE | wye
146 | LV_115-17_0_7_load_173 | 183 | 0.0042538 | 0.0010661 | 0 | 0 |  | 1 | TRUE | wye
147 | LV_115-17_0_7_load_175 | 186 | 0.0024061 | 0.00060304 | 0 | 0 |  | 1 | TRUE | wye
148 | LV_115-17_0_7_load_182 | 187 | 0.00036727 | 9.2048e-05 | 0 | 0 |  | 1 | TRUE | wye
149 | LV_115-17_0_7_load_176 | 188 | 0.0014283 | 0.00035795 | 0 | 0 |  | 1 | TRUE | wye
150 | LV_115-17_0_7_load_177 | 189 | 0.0013201 | 0.00033084 | 0 | 0 |  | 1 | TRUE | wye
151 | LV_115-17_0_7_load_179 | 190 | 0.0044976 | 0.0011272 | 0 | 0 |  | 1 | TRUE | wye
152 | LV_115-17_0_7_load_196 | 191 | 0.0017091 | 0.00042833 | 0 | 0 |  | 1 | TRUE | wye
153 | LV_115-17_0_7_load_277 | 192 | 0.00046706 | 0.00011706 | 0 | 0 |  | 1 | TRUE | wye
154 | LV_115-17_0_7_load_197 | 193 | 0.00073142 | 0.00018331 | 0 | 0 |  | 1 | TRUE | wye
155 | LV_115-17_0_7_load_286 | 194 | 0.0045122 | 0.0011309 | 0 | 0 |  | 1 | TRUE | wye
156 | LV_115-17_0_7_load_204 | 196 | 0.00098496 | 0.00024685 | 0 | 0 |  | 1 | TRUE | wye
157 | LV_115-17_0_7_load_278 | 198 | 0.00067967 | 0.00017034 | 0 | 0 |  | 1 | TRUE | wye
158 | LV_115-17_0_7_load_183 | 199 | 0.002692 | 0.00067469 | 0 | 0 |  | 1 | TRUE | wye
159 | LV_115-17_0_7_load_184 | 200 | 0.0035053 | 0.00087852 | 0 | 0 |  | 1 | TRUE | wye
160 | LV_115-17_0_7_load_186 | 201 | 0.0030093 | 0.00075419 | 0 | 0 |  | 1 | TRUE | wye
161 | LV_115-17_0_7_load_187 | 203 | 0.0018244 | 0.00045724 | 0 | 0 |  | 1 | TRUE | wye
162 | LV_115-17_0_7_load_189 | 205 | 0.0023794 | 0.00059633 | 0 | 0 |  | 1 | TRUE | wye
163 | LV_115-17_0_7_load_190 | 206 | 0.001872 | 0.00046917 | 0 | 0 |  | 1 | TRUE | wye
164 | LV_115-17_0_7_load_191 | 207 | 0.0010893 | 0.000273 | 0 | 0 |  | 1 | TRUE | wye
165 | LV_115-17_0_7_load_192 | 208 | 0.001485 | 0.00037217 | 0 | 0 |  | 1 | TRUE | wye
166 | LV_115-17_0_7_load_193 | 209 | 0.0020496 | 0.00051367 | 0 | 0 |  | 1 | TRUE | wye
167 | LV_115-17_0_7_load_202 | 210 | 0.0015732 | 0.00039429 | 0 | 0 |  | 1 | TRUE | wye
168 | LV_115-17_0_7_load_361 | 211 | 0.0012202 | 0.0003058 | 0 | 0 |  | 1 | TRUE | wye
169 | LV_115-17_0_7_load_200 | 212 | 0.0018236 | 0.00045705 | 0 | 0 |  | 1 | TRUE | wye
170 | LV_115-17_0_7_load_198 | 213 | 0.00073104 | 0.00018322 | 0 | 0 |  | 1 | TRUE | wye
171 | LV_115-17_0_7_load_203 | 214 | 0.00073164 | 0.00018337 | 0 | 0 |  | 1 | TRUE | wye
172 | LV_115-17_0_7_load_201 | 215 | 0.00073164 | 0.00018337 | 0 | 0 |  | 1 | TRUE | wye
173 | LV_115-17_0_7_load_199 | 216 | 0.004232 | 0.0010606 | 0 | 0 |  | 1 | TRUE | wye
174 | LV_115-17_0_7_load_207 | 218 | 0.003526 | 0.00088371 | 0 | 0 |  | 1 | TRUE | wye
175 | LV_115-17_0_7_load_221 | 220 | 0.0023752 | 0.00059527 | 0 | 0 |  | 1 | TRUE | wye
176 | LV_115-17_0_7_load_218 | 221 | 0.0023095 | 0.00057881 | 0 | 0 |  | 1 | TRUE | wye
177 | LV_115-17_0_7_load_215 | 222 | 0.0011273 | 0.00028253 | 0 | 0 |  | 1 | TRUE | wye
178 | LV_115-17_0_7_load_214 | 223 | 0.0028543 | 0.00071536 | 0 | 0 |  | 1 | TRUE | wye
179 | LV_115-17_0_7_load_217 | 224 | 0.0022209 | 0.00055661 | 0 | 0 |  | 1 | TRUE | wye
180 | LV_115-17_0_7_load_216 | 225 | 0.0027328 | 0.0006849 | 0 | 0 |  | 1 | TRUE | wye
181 | LV_115-17_0_7_load_262 | 226 | 0.0012258 | 0.00030722 | 0 | 0 |  | 1 | TRUE | wye
182 | LV_115-17_0_7_load_293 | 229 | 0.0006327 | 0.00015857 | 0 | 0 |  | 1 | TRUE | wye
183 | LV_115-17_0_7_load_289 | 230 | 0.00056922 | 0.00014266 | 0 | 0 |  | 1 | TRUE | wye
184 | LV_115-17_0_7_load_279 | 231 | 0.00097376 | 0.00024405 | 0 | 0 |  | 1 | TRUE | wye
185 | LV_115-17_0_7_load_298 | 234 | 0.00031307 | 7.8464e-05 | 0 | 0 |  | 1 | TRUE | wye
186 | LV_115-17_0_7_load_281 | 235 | 0.00048476 | 0.00012149 | 0 | 0 |  | 1 | TRUE | wye
187 | LV_115-17_0_7_load_282 | 236 | 0.001358 | 0.00034035 | 0 | 0 |  | 1 | TRUE | wye
188 | LV_115-17_0_7_load_284 | 237 | 0.0013204 | 0.00033093 | 0 | 0 |  | 1 | TRUE | wye
189 | LV_115-17_0_7_load_285 | 238 | 0.00056467 | 0.00014152 | 0 | 0 |  | 1 | TRUE | wye
190 | LV_115-17_0_7_load_302 | 239 | 0.0013202 | 0.00033088 | 0 | 0 |  | 1 | TRUE | wye
191 | LV_115-17_0_7_load_287 | 240 | 0.0039627 | 0.00099314 | 0 | 0 |  | 1 | TRUE | wye
192 | LV_115-17_0_7_load_288 | 241 | 0.00061658 | 0.00015453 | 0 | 0 |  | 1 | TRUE | wye
193 | LV_115-17_0_7_load_290 | 242 | 0.00065119 | 0.0001632 | 0 | 0 |  | 1 | TRUE | wye
194 | LV_115-17_0_7_load_292 | 243 | 0.00061658 | 0.00015453 | 0 | 0 |  | 1 | TRUE | wye
195 | LV_115-17_0_7_load_305 | 244 | 0.0011478 | 0.00028766 | 0 | 0 |  | 1 | TRUE | wye
196 | LV_115-17_0_7_load_304 | 245 | 0.0020141 | 0.00050478 | 0 | 0 |  | 1 | TRUE | wye
197 | LV_115-17_0_7_load_296 | 246 | 6.7632e-05 | 1.695e-05 | 0 | 0 |  | 1 | TRUE | wye
198 | LV_115-17_0_7_load_297 | 247 | 0.00013254 | 3.3218e-05 | 0 | 0 |  | 1 | TRUE | wye
199 | LV_115-17_0_7_load_313 | 248 | 0.0001311 | 3.2856e-05 | 0 | 0 |  | 1 | TRUE | wye
200 | LV_115-17_0_7_load_311 | 249 | 0.0001306 | 3.2731e-05 | 0 | 0 |  | 1 | TRUE | wye
201 | LV_115-17_0_7_load_299 | 250 | 0.0033383 | 0.00083666 | 0 | 0 |  | 1 | TRUE | wye
202 | LV_115-17_0_7_load_303 | 251 | 0.0021439 | 0.00053731 | 0 | 0 |  | 1 | TRUE | wye
203 | LV_115-17_0_7_load_306 | 252 | 0.00066491 | 0.00016664 | 0 | 0 |  | 1 | TRUE | wye
204 | LV_115-17_0_7_load_308 | 253 | 9.99e-05 | 2.5037e-05 | 0 | 0 |  | 1 | TRUE | wye
205 | LV_115-17_0_7_load_309 | 254 | 0.00020454 | 5.1263e-05 | 0 | 0 |  | 1 | TRUE | wye
206 | LV_115-17_0_7_load_364 | 255 | 0.0004834 | 0.00012115 | 0 | 0 |  | 1 | TRUE | wye
207 | LV_115-17_0_7_load_365 | 256 | 0.00021037 | 5.2725e-05 | 0 | 0 |  | 1 | TRUE | wye

## ext_grid
| name | bus | vm_pu | va_degree | slack_weight | in_service
0 |  | 122 | 1 | 0 | 1 | TRUE

## line
| name | std_type | from_bus | to_bus | length_km | r_ohm_per_km | x_ohm_per_km | c_nf_per_km | g_us_per_km | max_i_ka | df | parallel | type | in_service
0 | LV_115-17_0_7_line_0 |  | 0 | 1 | 0.0083275 | 0.125 | 0.08 | 261 | 0 | 0.364 | 1 | 1 | cs | TRUE
1 | LV_115-17_0_7_line_1 |  | 0 | 2 | 0.026753 | 0.125 | 0.08 | 261 | 0 | 0.364 | 1 | 1 | cs | TRUE
2 | LV_115-17_0_7_line_2 |  | 1 | 3 | 0.025189 | 0.125 | 0.08 | 261 | 0 | 0.364 | 1 | 1 | cs | TRUE
3 | LV_115-17_0_7_line_3 |  | 2 | 4 | 0.0018202 | 0.125 | 0.08 | 261 | 0 | 0.364 | 1 | 1 | cs | TRUE
4 | LV_115-17_0_7_line_4 |  | 3 | 5 | 0.00049866 | 0.125 | 0.08 | 261 | 0 | 0.364 | 1 | 1 | cs | TRUE
5 | LV_115-17_0_7_line_5 |  | 4 | 6 | 0.017015 | 0.125 | 0.08 | 261 | 0 | 0.364 | 1 | 1 | cs | TRUE
6 | LV_115-17_0_7_line_6 |  | 5 | 7 | 0.013881 | 0.125 | 0.08 | 261 | 0 | 0.364 | 1 | 1 | cs | TRUE
7 | LV_115-17_0_7_line_7 |  | 6 | 8 | 0.0066932 | 0.125 | 0.08 | 261 | 0 | 0.364 | 1 | 1 | cs | TRUE
8 | LV_115-17_0_7_line_8 |  | 7 | 9 | 0.0037543 | 0.125 | 0.08 | 261 | 0 | 0.364 | 1 | 1 | cs | TRUE
9 | LV_115-17_0_7_line_9 |  | 9 | 16 | 0.10582 | 0.125 | 0.08 | 261 | 0 | 0.364 | 1 | 1 | cs | TRUE
10 | LV_115-17_0_7_line_10 |  | 10 | 11 | 0.017551 | 0.125 | 0.08 | 261 | 0 | 0.364 | 1 | 1 | cs | TRUE
11 | LV_115-17_0_7_line_11 |  | 10 | 12 | 0.011116 | 0.125 | 0.08 | 261 | 0 | 0.364 | 1 | 1 | cs | TRUE
12 | LV_115-17_0_7_line_12 |  | 11 | 13 | 0.029505 | 0.125 | 0.08 | 261 | 0 | 0.364 | 1 | 1 | cs | TRUE
13 | LV_115-17_0_7_line_13 |  | 12 | 14 | 0.027829 | 0.125 | 0.08 | 261 | 0 | 0.364 | 1 | 1 | cs | TRUE
14 | LV_115-17_0_7_line_14 |  | 13 | 15 | 0.023761 | 0.125 | 0.08 | 261 | 0 | 0.364 | 1 | 1 | cs | TRUE
15 | LV_115-17_0_7_line_15 |  | 14 | 22 | 0.019987 | 0.125 | 0.08 | 261 | 0 | 0.364 | 1 | 1 | cs | TRUE
16 | LV_115-17_0_7_line_16 |  | 15 | 18 | 0.029216 | 0.125 | 0.08 | 261 | 0 | 0.364 | 1 | 1 | cs | TRUE
17 | LV_115-17_0_7_line_17 |  | 16 | 17 | 0.13923 | 0.125 | 0.08 | 261 | 0 | 0.364 | 1 | 1 | cs | TRUE
18 | LV_115-17_0_7_line_18 |  | 16 | 18 | 0.12458 | 0.125 | 0.08 | 261 | 0 | 0.364 | 1 | 1 | cs | TRUE
19 | LV_115-17_0_7_line_19 |  | 17 | 23 | 0.015562 | 0.125 | 0.08 | 261 | 0 | 0.364 | 1 | 1 | cs | TRUE
20 | LV_115-17_0_7_line_20 |  | 17 | 24 | 0.011572 | 0.125 | 0.08 | 261 | 0 | 0.364 | 1 | 1 | cs | TRUE
21 | LV_115-17_0_7_line_21 |  | 19 | 20 | 0.19322 | 0.125 | 0.08 | 261 | 0 | 0.364 | 1 | 1 | cs | TRUE
22 | LV_115-17_0_7_line_22 |  | 19 | 21 | 0.06193 | 0.125 | 0.08 | 261 | 0 | 0.364 | 1 | 1 | cs | TRUE
23 | LV_115-17_0_7_line_23 |  | 20 | 28 | 0.031668 | 0.125 | 0.08 | 261 | 0 | 0.364 | 1 | 1 | cs | TRUE
24 | LV_115-17_0_7_line_24 |  | 20 | 29 | 0.017323 | 0.125 | 0.08 | 261 | 0 | 0.364 | 1 | 1 | cs | TRUE
25 | LV_115-17_0_7_line_25 |  | 21 | 30 | 0.047237 | 0.125 | 0.08 | 261 | 0 | 0.364 | 1 | 1 | cs | TRUE
26 | LV_115-17_0_7_line_26 |  | 24 | 61 | 0.024205 | 0.125 | 0.08 | 261 | 0 | 0.364 | 1 | 1 | cs | TRUE
27 | LV_115-17_0_7_line_27 |  | 25 | 26 | 0.086354 | 0.125 | 0.08 | 261 | 0 | 0.364 | 1 | 1 | cs | TRUE
28 | LV_115-17_0_7_line_28 |  | 25 | 27 | 0.085642 | 0.125 | 0.08 | 261 | 0 | 0.364 | 1 | 2 | cs | TRUE
29 | LV_115-17_0_7_line_29 |  | 26 | 63 | 0.067114 | 0.125 | 0.08 | 261 | 0 | 0.364 | 1 | 1 | cs | TRUE
30 | LV_115-17_0_7_line_30 |  | 26 | 64 | 0.092279 | 0.125 | 0.08 | 261 | 0 | 0.364 | 1 | 1 | cs | TRUE
31 | LV_115-17_0_7_line_31 |  | 27 | 45 | 0.010263 | 0.125 | 0.08 | 261 | 0 | 0.364 | 1 | 3 | cs | TRUE
32 | LV_115-17_0_7_line_32 |  | 28 | 31 | 0.031455 | 0.125 | 0.08 | 261 | 0 | 0.364 | 1 | 1 | cs | TRUE
33 | LV_115-17_0_7_line_33 |  | 29 | 32 | 0.055664 | 0.125 | 0.08 | 261 | 0 | 0.364 | 1 | 1 | cs | TRUE
34 | LV_115-17_0_7_line_34 |  | 31 | 137 | 0.009899 | 0.125 | 0.08 | 261 | 0 | 0.364 | 1 | 1 | cs | TRUE
35 | LV_115-17_0_7_line_35 |  | 31 | 138 | 0.002961 | 0.125 | 0.08 | 261 | 0 | 0.364 | 1 | 1 | cs | TRUE
36 | LV_115-17_0_7_line_36 |  | 32 | 141 | 0.0030916 | 0.125 | 0.08 | 261 | 0 | 0.364 | 1 | 1 | cs | TRUE
37 | LV_115-17_0_7_line_37 |  | 33 | 34 | 0.00090302 | 0.125 | 0.08 | 261 | 0 | 0.364 | 1 | 1 | cs | TRUE
38 | LV_115-17_0_7_line_38 |  | 33 | 35 | 0.024968 | 0.125 | 0.08 | 261 | 0 | 0.364 | 1 | 1 | cs | TRUE
39 | LV_115-17_0_7_line_39 |  | 34 | 36 | 0.025085 | 0.125 | 0.08 | 261 | 0 | 0.364 | 1 | 1 | cs | TRUE
40 | LV_115-17_0_7_line_40 |  | 35 | 37 | 0.044422 | 0.125 | 0.08 | 261 | 0 | 0.364 | 1 | 3 | cs | TRUE
41 | LV_115-17_0_7_line_41 |  | 35 | 38 | 0.033726 | 0.125 | 0.08 | 261 | 0 | 0.364 | 1 | 3 | cs | TRUE
42 | LV_115-17_0_7_line_42 |  | 36 | 39 | 0.005321 | 0.125 | 0.08 | 261 | 0 | 0.364 | 1 | 1 | cs | TRUE
43 | LV_115-17_0_7_line_43 |  | 37 | 40 | 0.022543 | 0.125 | 0.08 | 261 | 0 | 0.364 | 1 | 3 | cs | TRUE
44 | LV_115-17_0_7_line_44 |  | 38 | 41 | 0.017957 | 0.125 | 0.08 | 261 | 0 | 0.364 | 1 | 3 | cs | TRUE
45 | LV_115-17_0_7_line_45 |  | 40 | 42 | 0.0088131 | 0.125 | 0.08 | 261 | 0 | 0.364 | 1 | 3 | cs | TRUE
46 | LV_115-17_0_7_line_46 |  | 41 | 43 | 0.017139 | 0.125 | 0.08 | 261 | 0 | 0.364 | 1 | 3 | cs | TRUE
47 | LV_115-17_0_7_line_47 |  | 41 | 44 | 0.020971 | 0.125 | 0.08 | 261 | 0 | 0.364 | 1 | 1 | cs | TRUE
48 | LV_115-17_0_7_line_48 |  | 42 | 45 | 0.015012 | 0.125 | 0.08 | 261 | 0 | 0.364 | 1 | 3 | cs | TRUE
49 | LV_115-17_0_7_line_49 |  | 42 | 46 | 0.021696 | 0.125 | 0.08 | 261 | 0 | 0.364 | 1 | 1 | cs | TRUE
50 | LV_115-17_0_7_line_50 |  | 43 | 47 | 0.00021632 | 0.125 | 0.08 | 261 | 0 | 0.364 | 1 | 3 | cs | TRUE
51 | LV_115-17_0_7_line_51 |  | 44 | 48 | 0.0007769 | 0.125 | 0.08 | 261 | 0 | 0.364 | 1 | 1 | cs | TRUE
52 | LV_115-17_0_7_line_52 |  | 46 | 49 | 0.026566 | 0.125 | 0.08 | 261 | 0 | 0.364 | 1 | 1 | cs | TRUE
53 | LV_115-17_0_7_line_53 |  | 47 | 72 | 0.021662 | 0.125 | 0.08 | 261 | 0 | 0.364 | 1 | 3 | cs | TRUE
54 | LV_115-17_0_7_line_54 |  | 49 | 50 | 0.00098436 | 0.125 | 0.08 | 261 | 0 | 0.364 | 1 | 1 | cs | TRUE
55 | LV_115-17_0_7_line_55 |  | 50 | 51 | 0.00016279 | 0.125 | 0.08 | 261 | 0 | 0.364 | 1 | 1 | cs | TRUE
56 | LV_115-17_0_7_line_56 |  | 52 | 53 | 0.0037541 | 0.125 | 0.08 | 261 | 0 | 0.364 | 1 | 1 | cs | TRUE
57 | LV_115-17_0_7_line_57 |  | 52 | 54 | 0.0016197 | 0.125 | 0.08 | 261 | 0 | 0.364 | 1 | 1 | cs | TRUE
58 | LV_115-17_0_7_line_58 |  | 53 | 55 | 0.016775 | 0.125 | 0.08 | 261 | 0 | 0.364 | 1 | 1 | cs | TRUE
59 | LV_115-17_0_7_line_59 |  | 54 | 56 | 0.015439 | 0.125 | 0.08 | 261 | 0 | 0.364 | 1 | 1 | cs | TRUE
60 | LV_115-17_0_7_line_60 |  | 55 | 57 | 0.012883 | 0.125 | 0.08 | 261 | 0 | 0.364 | 1 | 1 | cs | TRUE
61 | LV_115-17_0_7_line_61 |  | 56 | 58 | 0.005363 | 0.125 | 0.08 | 261 | 0 | 0.364 | 1 | 1 | cs | TRUE
62 | LV_115-17_0_7_line_62 |  | 57 | 59 | 0.0036698 | 0.125 | 0.08 | 261 | 0 | 0.364 | 1 | 1 | cs | TRUE
63 | LV_115-17_0_7_line_63 |  | 58 | 60 | 0.0082358 | 0.125 | 0.08 | 261 | 0 | 0.364 | 1 | 1 | cs | TRUE
64 | LV_115-17_0_7_line_64 |  | 59 | 61 | 0.0016702 | 0.125 | 0.08 | 261 | 0 | 0.364 | 1 | 1 | cs | TRUE
65 | LV_115-17_0_7_line_65 |  | 60 | 62 | 0.052298 | 0.125 | 0.08 | 261 | 0 | 0.364 | 1 | 1 | cs | TRUE
66 | LV_115-17_0_7_line_66 |  | 62 | 65 | 0.0080526 | 0.125 | 0.08 | 261 | 0 | 0.364 | 1 | 1 | cs | TRUE
67 | LV_115-17_0_7_line_67 |  | 63 | 69 | 0.01351 | 0.125 | 0.08 | 261 | 0 | 0.364 | 1 | 1 | cs | TRUE
68 | LV_115-17_0_7_line_68 |  | 63 | 70 | 0.052717 | 0.125 | 0.08 | 261 | 0 | 0.364 | 1 | 1 | cs | TRUE
69 | LV_115-17_0_7_line_69 |  | 64 | 71 | 0.014156 | 0.125 | 0.08 | 261 | 0 | 0.364 | 1 | 1 | cs | TRUE
70 | LV_115-17_0_7_line_70 |  | 65 | 66 | 0.02031 | 0.125 | 0.08 | 261 | 0 | 0.364 | 1 | 2 | cs | TRUE
71 | LV_115-17_0_7_line_71 |  | 66 | 67 | 0.0080514 | 0.125 | 0.08 | 261 | 0 | 0.364 | 1 | 3 | cs | TRUE
72 | LV_115-17_0_7_line_72 |  | 67 | 68 | 0.021208 | 0.125 | 0.08 | 261 | 0 | 0.364 | 1 | 3 | cs | TRUE
73 | LV_115-17_0_7_line_73 |  | 68 | 100 | 0.039146 | 0.125 | 0.08 | 261 | 0 | 0.364 | 1 | 3 | cs | TRUE
74 | LV_115-17_0_7_line_74 |  | 69 | 79 | 0.0071992 | 0.125 | 0.08 | 261 | 0 | 0.364 | 1 | 1 | cs | TRUE
75 | LV_115-17_0_7_line_75 |  | 70 | 222 | 0.021549 | 0.125 | 0.08 | 261 | 0 | 0.364 | 1 | 1 | cs | TRUE
76 | LV_115-17_0_7_line_76 |  | 71 | 217 | 0.0023251 | 0.125 | 0.08 | 261 | 0 | 0.364 | 1 | 1 | cs | TRUE
77 | LV_115-17_0_7_line_77 |  | 72 | 73 | 2.7039e-05 | 0.125 | 0.08 | 261 | 0 | 0.364 | 1 | 3 | cs | TRUE
78 | LV_115-17_0_7_line_78 |  | 73 | 130 | 0.0029428 | 0.125 | 0.08 | 261 | 0 | 0.364 | 1 | 3 | cs | TRUE
79 | LV_115-17_0_7_line_79 |  | 74 | 75 | 0.015073 | 0.125 | 0.08 | 261 | 0 | 0.364 | 1 | 1 | cs | TRUE
80 | LV_115-17_0_7_line_80 |  | 74 | 76 | 0.019252 | 0.125 | 0.08 | 261 | 0 | 0.364 | 1 | 1 | cs | TRUE
81 | LV_115-17_0_7_line_81 |  | 75 | 77 | 0.0037909 | 0.125 | 0.08 | 261 | 0 | 0.364 | 1 | 1 | cs | TRUE
82 | LV_115-17_0_7_line_82 |  | 76 | 78 | 0.0062636 | 0.125 | 0.08 | 261 | 0 | 0.364 | 1 | 1 | cs | TRUE
83 | LV_115-17_0_7_line_83 |  | 77 | 79 | 0.0078819 | 0.125 | 0.08 | 261 | 0 | 0.364 | 1 | 1 | cs | TRUE
84 | LV_115-17_0_7_line_84 |  | 78 | 80 | 0.032721 | 0.125 | 0.08 | 261 | 0 | 0.364 | 1 | 1 | cs | TRUE
85 | LV_115-17_0_7_line_85 |  | 80 | 81 | 0.0032315 | 0.125 | 0.08 | 261 | 0 | 0.364 | 1 | 1 | cs | TRUE
86 | LV_115-17_0_7_line_86 |  | 81 | 82 | 0.028728 | 0.125 | 0.08 | 261 | 0 | 0.364 | 1 | 1 | cs | TRUE
87 | LV_115-17_0_7_line_87 |  | 82 | 83 | 0.00331 | 0.125 | 0.08 | 261 | 0 | 0.364 | 1 | 1 | cs | TRUE
88 | LV_115-17_0_7_line_88 |  | 83 | 84 | 0.017989 | 0.125 | 0.08 | 261 | 0 | 0.364 | 1 | 1 | cs | TRUE
89 | LV_115-17_0_7_line_89 |  | 84 | 85 | 0.016654 | 0.125 | 0.08 | 261 | 0 | 0.364 | 1 | 1 | cs | TRUE
90 | LV_115-17_0_7_line_90 |  | 85 | 209 | 0.012379 | 0.125 | 0.08 | 261 | 0 | 0.364 | 1 | 1 | cs | TRUE
91 | LV_115-17_0_7_line_91 |  | 86 | 87 | 0.0076518 | 0.125 | 0.08 | 261 | 0 | 0.364 | 1 | 1 | cs | TRUE
92 | LV_115-17_0_7_line_92 |  | 86 | 88 | 0.017662 | 0.125 | 0.08 | 261 | 0 | 0.364 | 1 | 1 | cs | TRUE
93 | LV_115-17_0_7_line_93 |  | 87 | 89 | 0.0045594 | 0.125 | 0.08 | 261 | 0 | 0.364 | 1 | 1 | cs | TRUE
94 | LV_115-17_0_7_line_94 |  | 88 | 90 | 0.012811 | 0.125 | 0.08 | 261 | 0 | 0.364 | 1 | 1 | cs | TRUE
95 | LV_115-17_0_7_line_95 |  | 88 | 91 | 0.0096312 | 0.125 | 0.08 | 261 | 0 | 0.364 | 1 | 1 | cs | TRUE
96 | LV_115-17_0_7_line_96 |  | 90 | 92 | 0.019775 | 0.125 | 0.08 | 261 | 0 | 0.364 | 1 | 1 | cs | TRUE
97 | LV_115-17_0_7_line_97 |  | 91 | 93 | 0.0047226 | 0.125 | 0.08 | 261 | 0 | 0.364 | 1 | 1 | cs | TRUE
98 | LV_115-17_0_7_line_98 |  | 92 | 94 | 0.00055303 | 0.125 | 0.08 | 261 | 0 | 0.364 | 1 | 3 | cs | TRUE
99 | LV_115-17_0_7_line_99 |  | 92 | 95 | 0.035589 | 0.125 | 0.08 | 261 | 0 | 0.364 | 1 | 3 | cs | TRUE
100 | LV_115-17_0_7_line_100 |  | 93 | 96 | 0.0011128 | 0.125 | 0.08 | 261 | 0 | 0.364 | 1 | 1 | cs | TRUE
101 | LV_115-17_0_7_line_101 |  | 94 | 97 | 0.028637 | 0.125 | 0.08 | 261 | 0 | 0.364 | 1 | 3 | cs | TRUE
102 | LV_115-17_0_7_line_102 |  | 95 | 98 | 0.014399 | 0.125 | 0.08 | 261 | 0 | 0.364 | 1 | 3 | cs | TRUE
103 | LV_115-17_0_7_line_103 |  | 96 | 99 | 0.0035329 | 0.125 | 0.08 | 261 | 0 | 0.364 | 1 | 1 | cs | TRUE
104 | LV_115-17_0_7_line_104 |  | 97 | 144 | 0.02557 | 0.125 | 0.08 | 261 | 0 | 0.364 | 1 | 3 | cs | TRUE
105 | LV_115-17_0_7_line_105 |  | 98 | 112 | 0.026364 | 0.125 | 0.08 | 261 | 0 | 0.364 | 1 | 3 | cs | TRUE
106 | LV_115-17_0_7_line_106 |  | 99 | 106 | 0.0049308 | 0.125 | 0.08 | 261 | 0 | 0.364 | 1 | 1 | cs | TRUE
107 | LV_115-17_0_7_line_107 |  | 100 | 101 | 0.031927 | 0.125 | 0.08 | 261 | 0 | 0.364 | 1 | 3 | cs | TRUE
108 | LV_115-17_0_7_line_108 |  | 101 | 102 | 0.031036 | 0.125 | 0.08 | 261 | 0 | 0.364 | 1 | 3 | cs | TRUE
109 | LV_115-17_0_7_line_109 |  | 102 | 103 | 0.030015 | 0.125 | 0.08 | 261 | 0 | 0.364 | 1 | 3 | cs | TRUE
110 | LV_115-17_0_7_line_110 |  | 103 | 104 | 0.077257 | 0.125 | 0.08 | 261 | 0 | 0.364 | 1 | 3 | cs | TRUE
111 | LV_115-17_0_7_line_111 |  | 104 | 105 | 0.018904 | 0.125 | 0.08 | 261 | 0 | 0.364 | 1 | 3 | cs | TRUE
112 | LV_115-17_0_7_line_112 |  | 105 | 108 | 0.019723 | 0.125 | 0.08 | 261 | 0 | 0.364 | 1 | 1 | cs | TRUE
113 | LV_115-17_0_7_line_113 |  | 105 | 109 | 0.045085 | 0.125 | 0.08 | 261 | 0 | 0.364 | 1 | 3 | cs | TRUE
114 | LV_115-17_0_7_line_114 |  | 106 | 107 | 0.0044725 | 0.125 | 0.08 | 261 | 0 | 0.364 | 1 | 1 | cs | TRUE
115 | LV_115-17_0_7_line_115 |  | 108 | 138 | 0.015258 | 0.125 | 0.08 | 261 | 0 | 0.364 | 1 | 1 | cs | TRUE
116 | LV_115-17_0_7_line_116 |  | 109 | 142 | 0.034788 | 0.125 | 0.08 | 261 | 0 | 0.364 | 1 | 3 | cs | TRUE
117 | LV_115-17_0_7_line_117 |  | 110 | 111 | 0.0079269 | 0.125 | 0.08 | 261 | 0 | 0.364 | 1 | 1 | cs | TRUE
118 | LV_115-17_0_7_line_118 |  | 110 | 112 | 0.019119 | 0.125 | 0.08 | 261 | 0 | 0.364 | 1 | 1 | cs | TRUE
119 | LV_115-17_0_7_line_119 |  | 111 | 113 | 0.00070961 | 0.125 | 0.08 | 261 | 0 | 0.364 | 1 | 1 | cs | TRUE
120 | LV_115-17_0_7_line_120 |  | 112 | 114 | 0.0032476 | 0.125 | 0.08 | 261 | 0 | 0.364 | 1 | 3 | cs | TRUE
121 | LV_115-17_0_7_line_121 |  | 113 | 115 | 0.020915 | 0.125 | 0.08 | 261 | 0 | 0.364 | 1 | 1 | cs | TRUE
122 | LV_115-17_0_7_line_122 |  | 114 | 116 | 0.028431 | 0.125 | 0.08 | 261 | 0 | 0.364 | 1 | 3 | cs | TRUE
123 | LV_115-17_0_7_line_123 |  | 115 | 117 | 0.026128 | 0.125 | 0.08 | 261 | 0 | 0.364 | 1 | 1 | cs | TRUE
124 | LV_115-17_0_7_line_124 |  | 116 | 118 | 0.026714 | 0.125 | 0.08 | 261 | 0 | 0.364 | 1 | 3 | cs | TRUE
125 | LV_115-17_0_7_line_125 |  | 118 | 119 | 0.011111 | 0.125 | 0.08 | 261 | 0 | 0.364 | 1 | 3 | cs | TRUE
126 | LV_115-17_0_7_line_126 |  | 119 | 131 | 0.017535 | 0.125 | 0.08 | 261 | 0 | 0.364 | 1 | 1 | cs | TRUE
127 | LV_115-17_0_7_line_127 |  | 119 | 127 | 0.018701 | 0.125 | 0.08 | 261 | 0 | 0.364 | 1 | 3 | cs | TRUE
128 | LV_115-17_0_7_line_128 |  | 120 | 121 | 0.0099122 | 0.125 | 0.08 | 261 | 0 | 0.364 | 1 | 1 | cs | TRUE
129 | LV_115-17_0_7_line_129 |  | 120 | 122 | 0.019231 | 0.125 | 0.08 | 261 | 0 | 0.364 | 1 | 1 | cs | TRUE
130 | LV_115-17_0_7_line_130 |  | 121 | 123 | 0.01649 | 0.125 | 0.08 | 261 | 0 | 0.364 | 1 | 1 | cs | TRUE
131 | LV_115-17_0_7_line_131 |  | 122 | 124 | 0.028209 | 0.125 | 0.08 | 261 | 0 | 0.364 | 1 | 3 | cs | TRUE
132 | LV_115-17_0_7_line_132 |  | 122 | 125 | 0.017827 | 0.125 | 0.08 | 261 | 0 | 0.364 | 1 | 3 | cs | TRUE
133 | LV_115-17_0_7_line_133 |  | 124 | 126 | 0.033941 | 0.125 | 0.08 | 261 | 0 | 0.364 | 1 | 3 | cs | TRUE
134 | LV_115-17_0_7_line_134 |  | 125 | 127 | 0.030315 | 0.125 | 0.08 | 261 | 0 | 0.364 | 1 | 3 | cs | TRUE
135 | LV_115-17_0_7_line_135 |  | 126 | 128 | 0.0034412 | 0.125 | 0.08 | 261 | 0 | 0.364 | 1 | 3 | cs | TRUE
136 | LV_115-17_0_7_line_136 |  | 128 | 129 | 0.028911 | 0.125 | 0.08 | 261 | 0 | 0.364 | 1 | 1 | cs | TRUE
137 | LV_115-17_0_7_line_137 |  | 128 | 130 | 0.020478 | 0.125 | 0.08 | 261 | 0 | 0.364 | 1 | 3 | cs | TRUE
138 | LV_115-17_0_7_line_138 |  | 129 | 132 | 0.014649 | 0.125 | 0.08 | 261 | 0 | 0.364 | 1 | 1 | cs | TRUE
139 | LV_115-17_0_7_line_139 |  | 131 | 136 | 0.0092051 | 0.125 | 0.08 | 261 | 0 | 0.364 | 1 | 1 | cs | TRUE
140 | LV_115-17_0_7_line_140 |  | 132 | 133 | 0.026336 | 0.125 | 0.08 | 261 | 0 | 0.364 | 1 | 1 | cs | TRUE
141 | LV_115-17_0_7_line_141 |  | 134 | 135 | 0.021171 | 0.125 | 0.08 | 261 | 0 | 0.364 | 1 | 1 | cs | TRUE
142 | LV_115-17_0_7_line_142 |  | 134 | 136 | 0.021159 | 0.125 | 0.08 | 261 | 0 | 0.364 | 1 | 1 | cs | TRUE
143 | LV_115-17_0_7_line_143 |  | 139 | 140 | 0.011843 | 0.125 | 0.08 | 261 | 0 | 0.364 | 1 | 1 | cs | TRUE
144 | LV_115-17_0_7_line_144 |  | 140 | 141 | 0.0038736 | 0.125 | 0.08 | 261 | 0 | 0.364 | 1 | 1 | cs | TRUE
145 | LV_115-17_0_7_line_145 |  | 142 | 143 | 0.01084 | 0.125 | 0.08 | 261 | 0 | 0.364 | 1 | 3 | cs | TRUE
146 | LV_115-17_0_7_line_146 |  | 143 | 144 | 0.084448 | 0.125 | 0.08 | 261 | 0 | 0.364 | 1 | 3 | cs | TRUE
147 | LV_115-17_0_7_line_147 |  | 144 | 162 | 0.029363 | 0.125 | 0.08 | 261 | 0 | 0.364 | 1 | 1 | cs | TRUE
148 | LV_115-17_0_7_line_148 |  | 145 | 146 | 0.012915 | 0.125 | 0.08 | 261 | 0 | 0.364 | 1 | 1 | cs | TRUE
149 | LV_115-17_0_7_line_149 |  | 145 | 147 | 0.062325 | 0.125 | 0.08 | 261 | 0 | 0.364 | 1 | 1 | cs | TRUE
150 | LV_115-17_0_7_line_150 |  | 147 | 148 | 0.065824 | 0.125 | 0.08 | 261 | 0 | 0.364 | 1 | 1 | cs | TRUE
151 | LV_115-17_0_7_line_151 |  | 148 | 149 | 0.071425 | 0.125 | 0.08 | 261 | 0 | 0.364 | 1 | 1 | cs | TRUE
152 | LV_115-17_0_7_line_152 |  | 148 | 150 | 0.018794 | 0.125 | 0.08 | 261 | 0 | 0.364 | 1 | 1 | cs | TRUE
153 | LV_115-17_0_7_line_153 |  | 148 | 151 | 0.14404 | 0.125 | 0.08 | 261 | 0 | 0.364 | 1 | 1 | cs | TRUE
154 | LV_115-17_0_7_line_154 |  | 149 | 152 | 0.033687 | 0.125 | 0.08 | 261 | 0 | 0.364 | 1 | 1 | cs | TRUE
155 | LV_115-17_0_7_line_155 |  | 150 | 153 | 0.0097019 | 0.125 | 0.08 | 261 | 0 | 0.364 | 1 | 1 | cs | TRUE
156 | LV_115-17_0_7_line_156 |  | 151 | 156 | 0.019472 | 0.125 | 0.08 | 261 | 0 | 0.364 | 1 | 1 | cs | TRUE
157 | LV_115-17_0_7_line_157 |  | 151 | 154 | 0.1305 | 0.125 | 0.08 | 261 | 0 | 0.364 | 1 | 1 | cs | TRUE
158 | LV_115-17_0_7_line_158 |  | 153 | 157 | 0.0061659 | 0.125 | 0.08 | 261 | 0 | 0.364 | 1 | 1 | cs | TRUE
159 | LV_115-17_0_7_line_159 |  | 154 | 155 | 0.1438 | 0.125 | 0.08 | 261 | 0 | 0.364 | 1 | 1 | cs | TRUE
160 | LV_115-17_0_7_line_160 |  | 155 | 160 | 0.24602 | 0.125 | 0.08 | 261 | 0 | 0.364 | 1 | 1 | cs | TRUE
161 | LV_115-17_0_7_line_161 |  | 156 | 161 | 0.041848 | 0.125 | 0.08 | 261 | 0 | 0.364 | 1 | 1 | cs | TRUE
162 | LV_115-17_0_7_line_162 |  | 157 | 255 | 0.0084329 | 0.125 | 0.08 | 261 | 0 | 0.364 | 1 | 1 | cs | TRUE
163 | LV_115-17_0_7_line_163 |  | 158 | 159 | 0.0059677 | 0.125 | 0.08 | 261 | 0 | 0.364 | 1 | 1 | cs | TRUE
164 | LV_115-17_0_7_line_164 |  | 159 | 246 | 0.054475 | 0.125 | 0.08 | 261 | 0 | 0.364 | 1 | 1 | cs | TRUE
165 | LV_115-17_0_7_line_165 |  | 160 | 224 | 0.085281 | 0.125 | 0.08 | 261 | 0 | 0.364 | 1 | 1 | cs | TRUE
166 | LV_115-17_0_7_line_166 |  | 161 | 254 | 0.016563 | 0.125 | 0.08 | 261 | 0 | 0.364 | 1 | 1 | cs | TRUE
167 | LV_115-17_0_7_line_167 |  | 161 | 252 | 0.025318 | 0.125 | 0.08 | 261 | 0 | 0.364 | 1 | 1 | cs | TRUE
168 | LV_115-17_0_7_line_168 |  | 162 | 167 | 0.0016209 | 0.125 | 0.08 | 261 | 0 | 0.364 | 1 | 1 | cs | TRUE
169 | LV_115-17_0_7_line_169 |  | 163 | 164 | 0.020728 | 0.125 | 0.08 | 261 | 0 | 0.364 | 1 | 1 | cs | TRUE
170 | LV_115-17_0_7_line_170 |  | 164 | 165 | 0.070171 | 0.125 | 0.08 | 261 | 0 | 0.364 | 1 | 1 | cs | TRUE
171 | LV_115-17_0_7_line_171 |  | 164 | 166 | 0.0017485 | 0.125 | 0.08 | 261 | 0 | 0.364 | 1 | 1 | cs | TRUE
172 | LV_115-17_0_7_line_172 |  | 165 | 177 | 0.026517 | 0.125 | 0.08 | 261 | 0 | 0.364 | 1 | 1 | cs | TRUE
173 | LV_115-17_0_7_line_173 |  | 166 | 178 | 0.031462 | 0.125 | 0.08 | 261 | 0 | 0.364 | 1 | 1 | cs | TRUE
174 | LV_115-17_0_7_line_174 |  | 167 | 180 | 0.031509 | 0.125 | 0.08 | 261 | 0 | 0.364 | 1 | 1 | cs | TRUE
175 | LV_115-17_0_7_line_175 |  | 168 | 169 | 0.012822 | 0.125 | 0.08 | 261 | 0 | 0.364 | 1 | 1 | cs | TRUE
176 | LV_115-17_0_7_line_176 |  | 168 | 170 | 0.12543 | 0.125 | 0.08 | 261 | 0 | 0.364 | 1 | 1 | cs | TRUE
177 | LV_115-17_0_7_line_177 |  | 169 | 171 | 0.0056109 | 0.125 | 0.08 | 261 | 0 | 0.364 | 1 | 1 | cs | TRUE
178 | LV_115-17_0_7_line_178 |  | 170 | 172 | 0.0053097 | 0.125 | 0.08 | 261 | 0 | 0.364 | 1 | 1 | cs | TRUE
179 | LV_115-17_0_7_line_179 |  | 171 | 173 | 0.0054137 | 0.125 | 0.08 | 261 | 0 | 0.364 | 1 | 1 | cs | TRUE
180 | LV_115-17_0_7_line_180 |  | 172 | 174 | 0.036738 | 0.125 | 0.08 | 261 | 0 | 0.364 | 1 | 1 | cs | TRUE
181 | LV_115-17_0_7_line_181 |  | 173 | 175 | 0.00070752 | 0.125 | 0.08 | 261 | 0 | 0.364 | 1 | 1 | cs | TRUE
182 | LV_115-17_0_7_line_182 |  | 174 | 176 | 0.049537 | 0.125 | 0.08 | 261 | 0 | 0.364 | 1 | 1 | cs | TRUE
183 | LV_115-17_0_7_line_183 |  | 176 | 177 | 0.014386 | 0.125 | 0.08 | 261 | 0 | 0.364 | 1 | 1 | cs | TRUE
184 | LV_115-17_0_7_line_184 |  | 177 | 183 | 0.044168 | 0.125 | 0.08 | 261 | 0 | 0.364 | 1 | 1 | cs | TRUE
185 | LV_115-17_0_7_line_185 |  | 178 | 179 | 0.091869 | 0.125 | 0.08 | 261 | 0 | 0.364 | 1 | 1 | cs | TRUE
186 | LV_115-17_0_7_line_186 |  | 180 | 181 | 0.024157 | 0.125 | 0.08 | 261 | 0 | 0.364 | 1 | 1 | cs | TRUE
187 | LV_115-17_0_7_line_187 |  | 180 | 182 | 0.01569 | 0.125 | 0.08 | 261 | 0 | 0.364 | 1 | 1 | cs | TRUE
188 | LV_115-17_0_7_line_188 |  | 181 | 183 | 0.003927 | 0.125 | 0.08 | 261 | 0 | 0.364 | 1 | 1 | cs | TRUE
189 | LV_115-17_0_7_line_189 |  | 182 | 184 | 0.018223 | 0.125 | 0.08 | 261 | 0 | 0.364 | 1 | 1 | cs | TRUE
190 | LV_115-17_0_7_line_190 |  | 184 | 185 | 0.093737 | 0.125 | 0.08 | 261 | 0 | 0.364 | 1 | 1 | cs | TRUE
191 | LV_115-17_0_7_line_191 |  | 184 | 186 | 0.03024 | 0.125 | 0.08 | 261 | 0 | 0.364 | 1 | 1 | cs | TRUE
192 | LV_115-17_0_7_line_192 |  | 185 | 187 | 0.05406 | 0.125 | 0.08 | 261 | 0 | 0.364 | 1 | 1 | cs | TRUE
193 | LV_115-17_0_7_line_193 |  | 186 | 188 | 0.055551 | 0.125 | 0.08 | 261 | 0 | 0.364 | 1 | 1 | cs | TRUE
194 | LV_115-17_0_7_line_194 |  | 187 | 192 | 0.022429 | 0.125 | 0.08 | 261 | 0 | 0.364 | 1 | 1 | cs | TRUE
195 | LV_115-17_0_7_line_195 |  | 188 | 189 | 0.029003 | 0.125 | 0.08 | 261 | 0 | 0.364 | 1 | 1 | cs | TRUE
196 | LV_115-17_0_7_line_196 |  | 189 | 190 | 0.029026 | 0.125 | 0.08 | 261 | 0 | 0.364 | 1 | 1 | cs | TRUE
197 | LV_115-17_0_7_line_197 |  | 190 | 191 | 0.02843 | 0.125 | 0.08 | 261 | 0 | 0.364 | 1 | 1 | cs | TRUE
198 | LV_115-17_0_7_line_198 |  | 191 | 193 | 0.028627 | 0.125 | 0.08 | 261 | 0 | 0.364 | 1 | 1 | cs | TRUE
199 | LV_115-17_0_7_line_199 |  | 192 | 198 | 0.0029271 | 0.125 | 0.08 | 261 | 0 | 0.364 | 1 | 1 | cs | TRUE
200 | LV_115-17_0_7_line_200 |  | 193 | 213 | 0.0010466 | 0.125 | 0.08 | 261 | 0 | 0.364 | 1 | 1 | cs | TRUE
201 | LV_115-17_0_7_line_201 |  | 194 | 195 | 0.039663 | 0.125 | 0.08 | 261 | 0 | 0.364 | 1 | 1 | cs | TRUE
202 | LV_115-17_0_7_line_202 |  | 195 | 232 | 0.050966 | 0.125 | 0.08 | 261 | 0 | 0.364 | 1 | 1 | cs | TRUE
203 | LV_115-17_0_7_line_203 |  | 195 | 231 | 0.0062342 | 0.125 | 0.08 | 261 | 0 | 0.364 | 1 | 1 | cs | TRUE
204 | LV_115-17_0_7_line_204 |  | 196 | 197 | 0.012679 | 0.125 | 0.08 | 261 | 0 | 0.364 | 1 | 1 | cs | TRUE
205 | LV_115-17_0_7_line_205 |  | 197 | 207 | 0.031325 | 0.125 | 0.08 | 261 | 0 | 0.364 | 1 | 1 | cs | TRUE
206 | LV_115-17_0_7_line_206 |  | 198 | 231 | 0.029347 | 0.125 | 0.08 | 261 | 0 | 0.364 | 1 | 1 | cs | TRUE
207 | LV_115-17_0_7_line_207 |  | 199 | 200 | 0.025882 | 0.125 | 0.08 | 261 | 0 | 0.364 | 1 | 1 | cs | TRUE
208 | LV_115-17_0_7_line_208 |  | 200 | 201 | 0.0042613 | 0.125 | 0.08 | 261 | 0 | 0.364 | 1 | 1 | cs | TRUE
209 | LV_115-17_0_7_line_209 |  | 201 | 205 | 0.024647 | 0.125 | 0.08 | 261 | 0 | 0.364 | 1 | 1 | cs | TRUE
210 | LV_115-17_0_7_line_210 |  | 202 | 203 | 0.022548 | 0.125 | 0.08 | 261 | 0 | 0.364 | 1 | 1 | cs | TRUE
211 | LV_115-17_0_7_line_211 |  | 202 | 204 | 0.025764 | 0.125 | 0.08 | 261 | 0 | 0.364 | 1 | 1 | cs | TRUE
212 | LV_115-17_0_7_line_212 |  | 203 | 206 | 0.00078299 | 0.125 | 0.08 | 261 | 0 | 0.364 | 1 | 1 | cs | TRUE
213 | LV_115-17_0_7_line_213 |  | 204 | 207 | 0.031535 | 0.125 | 0.08 | 261 | 0 | 0.364 | 1 | 1 | cs | TRUE
214 | LV_115-17_0_7_line_214 |  | 204 | 208 | 0.020976 | 0.125 | 0.08 | 261 | 0 | 0.364 | 1 | 1 | cs | TRUE
215 | LV_115-17_0_7_line_215 |  | 205 | 209 | 0.015954 | 0.125 | 0.08 | 261 | 0 | 0.364 | 1 | 1 | cs | TRUE
216 | LV_115-17_0_7_line_216 |  | 206 | 210 | 0.0096034 | 0.125 | 0.08 | 261 | 0 | 0.364 | 1 | 1 | cs | TRUE
217 | LV_115-17_0_7_line_217 |  | 208 | 211 | 0.015633 | 0.125 | 0.08 | 261 | 0 | 0.364 | 1 | 1 | cs | TRUE
218 | LV_115-17_0_7_line_218 |  | 210 | 212 | 0.0010203 | 0.125 | 0.08 | 261 | 0 | 0.364 | 1 | 1 | cs | TRUE
219 | LV_115-17_0_7_line_219 |  | 212 | 216 | 0.022731 | 0.125 | 0.08 | 261 | 0 | 0.364 | 1 | 1 | cs | TRUE
220 | LV_115-17_0_7_line_220 |  | 213 | 214 | 0.0010441 | 0.125 | 0.08 | 261 | 0 | 0.364 | 1 | 1 | cs | TRUE
221 | LV_115-17_0_7_line_221 |  | 214 | 215 | 0.0010403 | 0.125 | 0.08 | 261 | 0 | 0.364 | 1 | 1 | cs | TRUE
222 | LV_115-17_0_7_line_222 |  | 215 | 216 | 0.026394 | 0.125 | 0.08 | 261 | 0 | 0.364 | 1 | 1 | cs | TRUE
223 | LV_115-17_0_7_line_223 |  | 217 | 218 | 0.062839 | 0.125 | 0.08 | 261 | 0 | 0.364 | 1 | 1 | cs | TRUE
224 | LV_115-17_0_7_line_224 |  | 218 | 219 | 0.024281 | 0.125 | 0.08 | 261 | 0 | 0.364 | 1 | 1 | cs | TRUE
225 | LV_115-17_0_7_line_225 |  | 219 | 220 | 0.026405 | 0.125 | 0.08 | 261 | 0 | 0.364 | 1 | 1 | cs | TRUE
226 | LV_115-17_0_7_line_226 |  | 219 | 221 | 0.019137 | 0.125 | 0.08 | 261 | 0 | 0.364 | 1 | 1 | cs | TRUE
227 | LV_115-17_0_7_line_227 |  | 221 | 224 | 0.026801 | 0.125 | 0.08 | 261 | 0 | 0.364 | 1 | 1 | cs | TRUE
228 | LV_115-17_0_7_line_228 |  | 222 | 223 | 0.0031117 | 0.125 | 0.08 | 261 | 0 | 0.364 | 1 | 1 | cs | TRUE
229 | LV_115-17_0_7_line_229 |  | 223 | 225 | 0.014124 | 0.125 | 0.08 | 261 | 0 | 0.364 | 1 | 1 | cs | TRUE
230 | LV_115-17_0_7_line_230 |  | 226 | 227 | 0.044919 | 0.125 | 0.08 | 261 | 0 | 0.364 | 1 | 1 | cs | TRUE
231 | LV_115-17_0_7_line_231 |  | 227 | 228 | 0.037645 | 0.125 | 0.08 | 261 | 0 | 0.364 | 1 | 1 | cs | TRUE
232 | LV_115-17_0_7_line_232 |  | 228 | 229 | 0.012266 | 0.125 | 0.08 | 261 | 0 | 0.364 | 1 | 1 | cs | TRUE
233 | LV_115-17_0_7_line_233 |  | 228 | 230 | 0.02213 | 0.125 | 0.08 | 261 | 0 | 0.364 | 1 | 1 | cs | TRUE
234 | LV_115-17_0_7_line_234 |  | 229 | 239 | 0.017244 | 0.125 | 0.08 | 261 | 0 | 0.364 | 1 | 1 | cs | TRUE
235 | LV_115-17_0_7_line_235 |  | 230 | 240 | 0.008144 | 0.125 | 0.08 | 261 | 0 | 0.364 | 1 | 1 | cs | TRUE
236 | LV_115-17_0_7_line_236 |  | 232 | 233 | 0.026761 | 0.125 | 0.08 | 261 | 0 | 0.364 | 1 | 1 | cs | TRUE
237 | LV_115-17_0_7_line_237 |  | 232 | 234 | 0.020545 | 0.125 | 0.08 | 261 | 0 | 0.364 | 1 | 1 | cs | TRUE
238 | LV_115-17_0_7_line_238 |  | 233 | 239 | 0.025434 | 0.125 | 0.08 | 261 | 0 | 0.364 | 1 | 1 | cs | TRUE
239 | LV_115-17_0_7_line_239 |  | 233 | 238 | 0.012831 | 0.125 | 0.08 | 261 | 0 | 0.364 | 1 | 1 | cs | TRUE
240 | LV_115-17_0_7_line_240 |  | 234 | 250 | 0.022995 | 0.125 | 0.08 | 261 | 0 | 0.364 | 1 | 1 | cs | TRUE
241 | LV_115-17_0_7_line_241 |  | 235 | 236 | 0.017276 | 0.125 | 0.08 | 261 | 0 | 0.364 | 1 | 1 | cs | TRUE
242 | LV_115-17_0_7_line_242 |  | 236 | 237 | 0.0091521 | 0.125 | 0.08 | 261 | 0 | 0.364 | 1 | 1 | cs | TRUE
243 | LV_115-17_0_7_line_243 |  | 237 | 238 | 0.01809 | 0.125 | 0.08 | 261 | 0 | 0.364 | 1 | 1 | cs | TRUE
244 | LV_115-17_0_7_line_244 |  | 240 | 241 | 0.0051368 | 0.125 | 0.08 | 261 | 0 | 0.364 | 1 | 1 | cs | TRUE
245 | LV_115-17_0_7_line_245 |  | 241 | 242 | 0.00071757 | 0.125 | 0.08 | 261 | 0 | 0.364 | 1 | 1 | cs | TRUE
246 | LV_115-17_0_7_line_246 |  | 242 | 243 | 0.0071236 | 0.125 | 0.08 | 261 | 0 | 0.364 | 1 | 1 | cs | TRUE
247 | LV_115-17_0_7_line_247 |  | 243 | 244 | 0.00059203 | 0.125 | 0.08 | 261 | 0 | 0.364 | 1 | 1 | cs | TRUE
248 | LV_115-17_0_7_line_248 |  | 244 | 245 | 0.011839 | 0.125 | 0.08 | 261 | 0 | 0.364 | 1 | 1 | cs | TRUE
249 | LV_115-17_0_7_line_249 |  | 245 | 251 | 0.010671 | 0.125 | 0.08 | 261 | 0 | 0.364 | 1 | 1 | cs | TRUE
250 | LV_115-17_0_7_line_250 |  | 246 | 247 | 0.0074454 | 0.125 | 0.08 | 261 | 0 | 0.364 | 1 | 1 | cs | TRUE
251 | LV_115-17_0_7_line_251 |  | 247 | 248 | 0.0078044 | 0.125 | 0.08 | 261 | 0 | 0.364 | 1 | 1 | cs | TRUE
252 | LV_115-17_0_7_line_252 |  | 248 | 249 | 0.0067714 | 0.125 | 0.08 | 261 | 0 | 0.364 | 1 | 1 | cs | TRUE
253 | LV_115-17_0_7_line_253 |  | 249 | 254 | 0.014722 | 0.125 | 0.08 | 261 | 0 | 0.364 | 1 | 1 | cs | TRUE
254 | LV_115-17_0_7_line_254 |  | 252 | 253 | 0.0099548 | 0.125 | 0.08 | 261 | 0 | 0.364 | 1 | 1 | cs | TRUE
255 | LV_115-17_0_7_line_255 |  | 255 | 256 | 0.0089145 | 0.125 | 0.08 | 261 | 0 | 0.364 | 1 | 1 | cs | TRUE

## trafo
| name | std_type | hv_bus | lv_bus | sn_mva | vn_hv_kv | vn_lv_kv | vk_percent | vkr_percent | pfe_kw | i0_percent | shift_degree | tap_side | tap_neutral | tap_min | tap_max | tap_step_percent | tap_step_degree | tap_pos | tap_phase_shifter | parallel | df | in_service
0 | LV_115-17_0_7_trafo_100 | 0.63 MVA 20/0.4 kV | 257 | 122 | 0.63 | 20 | 0.4 | 6 | 1.206 | 1.65 | 0.2619 | 150 | hv | 0 | -2 | 2 | 2.5 | 0 | 0 | FALSE | 1 | 1 | TRUE

## line_geodata
| x0 | y0 | x1 | y1 | x2 | y2 | x3 | y3 | x4 | y4 | x5 | y5 | x6 | y6 | x7 | y7 | x8 | y8 | x9 | y9 | x10 | y10 | x11 | y11 | x12 | y12 | x13 | y13 | x14 | y14 | x15 | y15
0 | 2701965.3707 | 1240824.1254 | 2701958.6442 | 1240829.0348
1 | 2701965.3707 | 1240824.1254 | 2701980.8476 | 1240812.8297 | 2701986.3228 | 1240807.569
2 | 2701958.6442 | 1240829.0348 | 2701938.298 | 1240843.8844
3 | 2701986.3228 | 1240807.569 | 2701987.6353 | 1240806.3079
4 | 2701938.298 | 1240843.8844 | 2701937.8952 | 1240844.1784
5 | 2701987.6353 | 1240806.3079 | 2701999.9047 | 1240794.5193
6 | 2701926.6827 | 1240852.3617 | 2701937.8952 | 1240844.1784
7 | 2702004.731 | 1240789.882 | 2701999.9047 | 1240794.5193
8 | 2701926.6827 | 1240852.3617 | 2701923.6502 | 1240854.575
9 | 2701838.1729 | 1240916.9603 | 2701923.6502 | 1240854.575
10 | 2702013.3404 | 1240891.3704 | 2702017.9998 | 1240881.2094 | 2702022.1315 | 1240876.3573
11 | 2702029.3384 | 1240867.894 | 2702022.1315 | 1240876.3573
12 | 2702013.3404 | 1240891.3704 | 2701991.8188 | 1240893.9026 | 2701984.2041 | 1240895.7457
13 | 2702029.3384 | 1240867.894 | 2702029.5034 | 1240859.179 | 2702037.7335 | 1240841.9295
14 | 2701962.1797 | 1240904.184 | 2701973.2888 | 1240898.3877 | 2701984.2041 | 1240895.7457
15 | 2702048.3554 | 1240824.9991 | 2702037.7335 | 1240841.9295
16 | 2701944.0852 | 1240924.1503 | 2701943.4991 | 1240919.9704 | 2701951.281 | 1240912.932 | 2701953.7913 | 1240908.5606 | 2701962.1797 | 1240904.184
17 | 2701838.1729 | 1240916.9603 | 2701840.8815 | 1240882.0912 | 2701840.4903 | 1240875.3682 | 2701839.4626 | 1240868.7121 | 2701837.7973 | 1240862.1897 | 2701835.5239 | 1240855.8458 | 2701832.6856 | 1240849.8147 | 2701829.2975 | 1240844.0855 | 2701824.0923 | 1240837.1576 | 2701863.8003 | 1240798.6315
18 | 2701838.1729 | 1240916.9603 | 2701837.7524 | 1240923.3914 | 2701837.5586 | 1240926.3125 | 2701838.9579 | 1240929.3833 | 2701840.9377 | 1240932.1194 | 2701843.4242 | 1240934.4194 | 2701846.3131 | 1240936.1814 | 2701849.7557 | 1240937.4081 | 2701853.3778 | 1240937.8706 | 2701885.1487 | 1240935.6474 | 2701887.6741 | 1240935.6796 | 2701890.105 | 1240936.3663 | 2701892.1866 | 1240937.5808 | 2701893.6144 | 1240939.4289 | 2701907.877 | 1240935.0593 | 2701944.0852 | 1240924.1503
19 | 2701863.8003 | 1240798.6315 | 2701853.0301 | 1240787.3992
20 | 2701863.8003 | 1240798.6315 | 2701872.0769 | 1240790.5432
21 | 2702258.9455 | 1240525.0703 | 2702250.6971 | 1240533.2345 | 2702217.0908 | 1240581.7041 | 2702206.3575 | 1240598.0207 | 2702197.0514 | 1240614.9068 | 2702179.6796 | 1240656.1506 | 2702169.4478 | 1240672.7872 | 2702157.4118 | 1240688.3476
22 | 2702157.4118 | 1240688.3476 | 2702143.4932 | 1240684.9944 | 2702112.4142 | 1240658.3616 | 2702105.9627 | 1240656.6159 | 2702105.9627 | 1240656.6159
23 | 2702258.9455 | 1240525.0703 | 2702255.5045 | 1240521.108 | 2702248.4793 | 1240516.6614 | 2702239.903 | 1240508.3073 | 2702237.6644 | 1240502.5977
24 | 2702258.9455 | 1240525.0703 | 2702264.1514 | 1240522.736 | 2702261.7546 | 1240534.1034
25 | 2702105.9627 | 1240656.6159 | 2702078.6275 | 1240678.7406 | 2702070.5592 | 1240687.717
26 | 2701872.0769 | 1240790.5432 | 2701885.0684 | 1240777.8472 | 2701888.4629 | 1240772.8514
27 | 2701699.5791 | 1240708.3579 | 2701696.7858 | 1240711.1566 | 2701751.1228 | 1240769.4991 | 2701752.9344 | 1240771.465
28 | 2701752.9344 | 1240771.465 | 2701813.3637 | 1240710.7786
29 | 2701699.5791 | 1240708.3579 | 2701707.5407 | 1240700.5439 | 2701717.9205 | 1240691.5148 | 2701733.8092 | 1240678.7884 | 2701751.4804 | 1240665.759
30 | 2701699.5791 | 1240708.3579 | 2701693.1388 | 1240701.1087 | 2701692.8737 | 1240696.2782 | 2701717.1284 | 1240650.3808 | 2701728.2299 | 1240627.0561
31 | 2701813.3637 | 1240710.7786 | 2701820.6052 | 1240703.5062
32 | 2702208.7357 | 1240504.3231 | 2702209.0026 | 1240505.9512 | 2702214.8467 | 1240508.2758 | 2702222.9996 | 1240506.0923 | 2702237.6644 | 1240502.5977
33 | 2702261.7546 | 1240534.1034 | 2702267.1268 | 1240536.5979 | 2702282.8436 | 1240549.7231 | 2702290.4802 | 1240553.3575 | 2702298.7195 | 1240554.0555 | 2702310.0363 | 1240548.6575 | 2702310.0363 | 1240548.6575
34 | 2702214.7336 | 1240496.8429 | 2702210.9702 | 1240503.2496 | 2702208.7357 | 1240504.3231
35 | 2702208.7357 | 1240504.3231 | 2702205.9644 | 1240505.3873
36 | 2702311.45 | 1240545.9081 | 2702310.0363 | 1240548.6575
37 | 2701902.5272 | 1240660.3562 | 2701901.9447 | 1240659.6663
38 | 2701885.8376 | 1240640.5885 | 2701901.9447 | 1240659.6663
39 | 2701918.7097 | 1240679.5233 | 2701902.5272 | 1240660.3562
40 | 2701885.8376 | 1240640.5885 | 2701852.3402 | 1240669.7649
41 | 2701885.8376 | 1240640.5885 | 2701912.2899 | 1240619.6662
42 | 2701922.1424 | 1240683.5891 | 2701918.7097 | 1240679.5233
43 | 2701852.3402 | 1240669.7649 | 2701848.5541 | 1240673.0625 | 2701837.0059 | 1240686.2406
44 | 2701926.3741 | 1240608.5264 | 2701912.2899 | 1240619.6662
45 | 2701831.1975 | 1240692.8689 | 2701837.0059 | 1240686.2406
46 | 2701926.3741 | 1240608.5264 | 2701938.8789 | 1240596.8059
47 | 2701926.3741 | 1240608.5264 | 2701941.0962 | 1240623.4612
48 | 2701831.1975 | 1240692.8689 | 2701820.6052 | 1240703.5062
49 | 2701831.1975 | 1240692.8689 | 2701846.9532 | 1240707.7843
50 | 2701938.8789 | 1240596.8059 | 2701939.0367 | 1240596.658
51 | 2701941.6416 | 1240624.0145 | 2701941.0962 | 1240623.4612
52 | 2701866.2454 | 1240726.0477 | 2701846.9532 | 1240707.7843
53 | 2701939.0367 | 1240596.658 | 2701954.8416 | 1240581.8444
54 | 2701866.9602 | 1240726.7244 | 2701866.2454 | 1240726.0477
55 | 2701867.0785 | 1240726.8363 | 2701866.9602 | 1240726.7244
56 | 2701908.9444 | 1240744.548 | 2701911.4902 | 1240741.7891
57 | 2701912.5886 | 1240740.5987 | 2701911.4902 | 1240741.7891
58 | 2701908.9444 | 1240744.548 | 2701904.202 | 1240749.6873 | 2701898.7044 | 1240757.7784
59 | 2701912.5886 | 1240740.5987 | 2701921.8881 | 1240730.5207 | 2701922.8714 | 1240729.1021
60 | 2701898.7044 | 1240757.7784 | 2701891.464 | 1240768.4345
61 | 2701922.8714 | 1240729.1021 | 2701925.9266 | 1240724.6945
62 | 2701889.4015 | 1240771.4699 | 2701891.464 | 1240768.4345
63 | 2701925.9266 | 1240724.6945 | 2701928.3016 | 1240721.2681 | 2701931.224 | 1240718.4399
64 | 2701889.4015 | 1240771.4699 | 2701888.4629 | 1240772.8514
65 | 2701968.629 | 1240681.9032 | 2701961.9154 | 1240688.0199 | 2701945.5521 | 1240704.5738 | 2701931.224 | 1240718.4399
66 | 2701968.629 | 1240681.9032 | 2701974.5815 | 1240676.4799
67 | 2701751.4804 | 1240665.759 | 2701762.9271 | 1240658.5841
68 | 2701751.4804 | 1240665.759 | 2701749.575 | 1240653.3836 | 2701751.6685 | 1240638.9195 | 2701761.5692 | 1240624.7672 | 2701767.9626 | 1240619.4601
69 | 2701728.2299 | 1240627.0561 | 2701732.8982 | 1240617.2479 | 2701733.1938 | 1240613.9679
70 | 2701974.5815 | 1240676.4799 | 2701986.8553 | 1240665.2975 | 2701989.5942 | 1240662.8002
71 | 2701989.5942 | 1240662.8002 | 2701995.5437 | 1240657.3755
72 | 2701995.5437 | 1240657.3755 | 2702011.2156 | 1240643.086
73 | 2702040.1426 | 1240616.7106 | 2702011.2156 | 1240643.086
74 | 2701762.9271 | 1240658.5841 | 2701769.027 | 1240654.7606
75 | 2701767.9626 | 1240619.4601 | 2701784.5432 | 1240605.6966
76 | 2701733.4025 | 1240611.6522 | 2701733.1938 | 1240613.9679
77 | 2701954.8416 | 1240581.8444 | 2701954.8614 | 1240581.826
78 | 2701954.8614 | 1240581.826 | 2701957.0085 | 1240579.8135
79 | 2701778.9175 | 1240648.5612 | 2701784.0641 | 1240645.3353 | 2701791.0493 | 1240639.6621
80 | 2701805.9932 | 1240627.5251 | 2701791.0493 | 1240639.6621
81 | 2701778.9175 | 1240648.5612 | 2701775.7054 | 1240650.5746
82 | 2701805.9932 | 1240627.5251 | 2701810.8553 | 1240623.5763
83 | 2701769.027 | 1240654.7606 | 2701775.7054 | 1240650.5746
84 | 2701810.8553 | 1240623.5763 | 2701828.6723 | 1240609.1058 | 2701835.5119 | 1240602.1317
85 | 2701837.7745 | 1240599.8246 | 2701835.5119 | 1240602.1317
86 | 2701837.7745 | 1240599.8246 | 2701856.7385 | 1240580.4875 | 2701857.7113 | 1240579.1626
87 | 2701859.6702 | 1240576.4945 | 2701857.7113 | 1240579.1626
88 | 2701859.6702 | 1240576.4945 | 2701870.3166 | 1240561.9937
89 | 2701880.1725 | 1240548.5695 | 2701870.3166 | 1240561.9937
90 | 2701880.1725 | 1240548.5695 | 2701887.4982 | 1240538.5915
91 | 2702209.8318 | 1240423.5113 | 2702205.2259 | 1240417.401
92 | 2702198.5381 | 1240401.2908 | 2702199.7551 | 1240402.6461 | 2702203.9397 | 1240415.6948 | 2702205.2259 | 1240417.401
93 | 2702212.5763 | 1240427.1523 | 2702209.8318 | 1240423.5113
94 | 2702198.5381 | 1240401.2908 | 2702189.8995 | 1240391.8303
95 | 2702198.5381 | 1240401.2908 | 2702205.8628 | 1240395.0371
96 | 2702176.5651 | 1240377.2275 | 2702189.8995 | 1240391.8303
97 | 2702205.8628 | 1240395.0371 | 2702209.4545 | 1240391.9707
98 | 2702176.9678 | 1240376.8484 | 2702176.5651 | 1240377.2275
99 | 2702176.5651 | 1240377.2275 | 2702149.9091 | 1240400.8075
100 | 2702209.4545 | 1240391.9707 | 2702210.3008 | 1240391.2481
101 | 2702176.9678 | 1240376.8484 | 2702188.2355 | 1240366.2421 | 2702199.7988 | 1240359.9537
102 | 2702139.1245 | 1240410.3475 | 2702149.9091 | 1240400.8075
103 | 2702212.9876 | 1240388.9542 | 2702210.3008 | 1240391.2481
104 | 2702224.1506 | 1240352.8279 | 2702205.498 | 1240356.8543 | 2702199.7988 | 1240359.9537
105 | 2702119.3777 | 1240427.8156 | 2702139.1245 | 1240410.3475
106 | 2702212.9876 | 1240388.9542 | 2702216.7376 | 1240385.7526
107 | 2702040.1426 | 1240616.7106 | 2702063.7352 | 1240595.1991
108 | 2702063.7352 | 1240595.1991 | 2702075.2388 | 1240584.7102 | 2702086.7207 | 1240574.3448
109 | 2702109.0345 | 1240554.2699 | 2702088.8367 | 1240572.4346 | 2702086.7207 | 1240574.3448
110 | 2702109.0345 | 1240554.2699 | 2702155.4172 | 1240512.5562 | 2702166.2081 | 1240502.3169
111 | 2702179.9215 | 1240489.3045 | 2702166.2081 | 1240502.3169
112 | 2702179.9215 | 1240489.3045 | 2702181.3624 | 1240496.9796 | 2702190.975 | 1240504.0171
113 | 2702179.9215 | 1240489.3045 | 2702210.7148 | 1240462.325 | 2702213.7097 | 1240459.4605
114 | 2702220.139 | 1240382.8485 | 2702216.7376 | 1240385.7526
115 | 2702205.9644 | 1240505.3873 | 2702198.6558 | 1240505.9731 | 2702190.975 | 1240504.0171
116 | 2702213.7097 | 1240459.4605 | 2702226.3946 | 1240447.3279 | 2702239.0488 | 1240435.6274
117 | 2702137.0142 | 1240448.3205 | 2702131.8452 | 1240442.3108
118 | 2702119.3777 | 1240427.8156 | 2702131.8452 | 1240442.3108
119 | 2702137.477 | 1240448.8585 | 2702137.0142 | 1240448.3205
120 | 2702119.3777 | 1240427.8156 | 2702117.0101 | 1240430.0387
121 | 2702137.477 | 1240448.8585 | 2702151.1154 | 1240464.7149
122 | 2702096.2841 | 1240449.5 | 2702117.0101 | 1240430.0387
123 | 2702151.1154 | 1240464.7149 | 2702154.5981 | 1240468.7641 | 2702162.3667 | 1240473.0899 | 2702170.2656 | 1240481.9839
124 | 2702076.8096 | 1240467.7862 | 2702096.2841 | 1240449.5
125 | 2702068.7095 | 1240475.3919 | 2702076.8096 | 1240467.7862
126 | 2702068.7095 | 1240475.3919 | 2702080.3562 | 1240488.4997
127 | 2702068.7095 | 1240475.3919 | 2702055.1239 | 1240488.2431
128 | 2702032.9094 | 1240535.7146 | 2702039.4857 | 1240543.131
129 | 2702020.1503 | 1240521.3258 | 2702032.9094 | 1240535.7146
130 | 2702050.4262 | 1240555.4689 | 2702039.4857 | 1240543.131
131 | 2702020.1503 | 1240521.3258 | 2701999.4206 | 1240540.457
132 | 2702020.1503 | 1240521.3258 | 2702033.1012 | 1240509.0751
133 | 2701999.4206 | 1240540.457 | 2701974.4784 | 1240563.4758
134 | 2702033.1012 | 1240509.0751 | 2702055.1239 | 1240488.2431
135 | 2701971.9496 | 1240565.8096 | 2701974.4784 | 1240563.4758
136 | 2701971.9496 | 1240565.8096 | 2701991.2599 | 1240587.3266
137 | 2701971.9496 | 1240565.8096 | 2701957.0085 | 1240579.8135
138 | 2702001.0444 | 1240598.2292 | 2701991.2599 | 1240587.3266
139 | 2702086.4704 | 1240495.3809 | 2702080.3562 | 1240488.4997
140 | 2702018.6344 | 1240617.8293 | 2702001.0444 | 1240598.2292
141 | 2702100.5244 | 1240511.198 | 2702114.5865 | 1240527.0242
142 | 2702100.5244 | 1240511.198 | 2702086.4704 | 1240495.3809
143 | 2702313.2213 | 1240542.4632 | 2702311.8554 | 1240530.6993
144 | 2702311.45 | 1240545.9081 | 2702313.2213 | 1240542.4632 | 2702313.2213 | 1240542.4632
145 | 2702247.0078 | 1240428.2682 | 2702239.0488 | 1240435.6274
146 | 2702224.1506 | 1240352.8279 | 2702233.2486 | 1240377.4479 | 2702253.0382 | 1240424.6137 | 2702247.0078 | 1240428.2682
147 | 2702224.1506 | 1240352.8279 | 2702223.1832 | 1240339.1785 | 2702223.1963 | 1240326.5691 | 2702223.4226 | 1240323.5075
148 | 2701439.3229 | 1240223.631 | 2701443.4857 | 1240223.5167 | 2701451.1589 | 1240219.3113
149 | 2701504.4326 | 1240233.2325 | 2701491.9516 | 1240228.8824 | 2701486.2726 | 1240227.9291 | 2701474.4621 | 1240225.9479 | 2701461.2844 | 1240212.3568 | 2701456.621 | 1240214.3786 | 2701451.1589 | 1240219.3113 | 2701451.1589 | 1240219.3113
150 | 2701518.0145 | 1240168.8266 | 2701506.5758 | 1240223.3504 | 2701504.4326 | 1240233.2325
151 | 2701518.0145 | 1240168.8266 | 2701522.4345 | 1240143.9053 | 2701531.1135 | 1240098.6191
152 | 2701518.0145 | 1240168.8266 | 2701510.3681 | 1240169.6854 | 2701500.4931 | 1240174.7524
153 | 2701518.0145 | 1240168.8266 | 2701539.9571 | 1240168.7906 | 2701567.3146 | 1240166.1343 | 2701590.0112 | 1240160.4961 | 2701614.6416 | 1240150.143 | 2701617.1393 | 1240148.718 | 2701617.6017 | 1240136.2942 | 2701643.1298 | 1240122.1203
154 | 2701531.1135 | 1240098.6191 | 2701540.3578 | 1240075.9933 | 2701545.0004 | 1240067.9976
155 | 2701500.4931 | 1240174.7524 | 2701491.8612 | 1240179.1815
156 | 2701643.1298 | 1240122.1203 | 2701633.949 | 1240104.9487
157 | 2701643.1298 | 1240122.1203 | 2701647.1604 | 1240129.6729 | 2701650.0599 | 1240144.0891 | 2701650.6569 | 1240177.6694 | 2701651.7581 | 1240187.1177 | 2701655.6867 | 1240192.2334 | 2701664.0063 | 1240191.8088 | 2701671.3525 | 1240187.7204 | 2701705.5035 | 1240165.1325
158 | 2701491.8612 | 1240179.1815 | 2701486.3753 | 1240181.9963
159 | 2701705.5035 | 1240165.1325 | 2701750.1795 | 1240233.1722 | 2701785.6155 | 1240284.6968
160 | 2701597.818 | 1240443.5239 | 2701653.1173 | 1240393.3877 | 2701706.4254 | 1240349.1557 | 2701746.904 | 1240316.1129 | 2701785.6155 | 1240284.6968
161 | 2701610.4926 | 1240070.4555 | 2701613.8043 | 1240074.9379 | 2701626.8158 | 1240091.6066 | 2701633.949 | 1240104.9487
162 | 2701486.3753 | 1240181.9963 | 2701478.8724 | 1240185.8461
163 | 2701673.4482 | 1240054.9652 | 2701669.0169 | 1240050.9681
164 | 2701669.0169 | 1240050.9681 | 2701659.8896 | 1240042.7355 | 2701657.8219 | 1240031.4248 | 2701640.9723 | 1240018.9156 | 2701636.8156 | 1240019.6006 | 2701633.5432 | 1240024.0049
165 | 2701597.818 | 1240443.5239 | 2701659.2273 | 1240502.6991
166 | 2701610.4926 | 1240070.4555 | 2701610.4659 | 1240060.9701 | 2701614.2566 | 1240054.9935
167 | 2701610.4926 | 1240070.4555 | 2701596.936 | 1240068.3886 | 2701586.9418 | 1240074.2866
168 | 2702223.4226 | 1240323.5075 | 2702223.5421 | 1240321.8911
169 | 2702378.7309 | 1240338.3693 | 2702372.6107 | 1240346.7813 | 2702366.5357 | 1240355.1301
170 | 2702378.7309 | 1240338.3693 | 2702354.3584 | 1240317.9556 | 2702342.9811 | 1240308.4188 | 2702323.1384 | 1240295.7673
171 | 2702378.7309 | 1240338.3693 | 2702379.5733 | 1240336.837
172 | 2702299.123 | 1240284.6002 | 2702320.3954 | 1240294.0185 | 2702323.1384 | 1240295.7673
173 | 2702394.7306 | 1240309.2673 | 2702379.5733 | 1240336.837
174 | 2702227.1211 | 1240290.6091 | 2702224.6362 | 1240307.0901 | 2702223.5421 | 1240321.8911
175 | 2702434.4857 | 1240099.7717 | 2702436.2193 | 1240098.8216 | 2702446.7772 | 1240096.3436
176 | 2702434.4857 | 1240099.7717 | 2702431.1643 | 1240101.592 | 2702428.0945 | 1240105.9091 | 2702417.1281 | 1240133.0184 | 2702408.3652 | 1240150.3472 | 2702394.9187 | 1240167.7843 | 2702363.7634 | 1240201.1626
177 | 2702452.286 | 1240095.2889 | 2702448.3553 | 1240095.9732 | 2702446.7772 | 1240096.3436
178 | 2702360.1404 | 1240205.0441 | 2702363.7634 | 1240201.1626
179 | 2702452.286 | 1240095.2889 | 2702457.6195 | 1240094.3604
180 | 2702335.8283 | 1240232.5339 | 2702341.2923 | 1240225.237 | 2702360.1404 | 1240205.0441
181 | 2702457.6195 | 1240094.3604 | 2702458.3165 | 1240094.239
182 | 2702335.8283 | 1240232.5339 | 2702328.6576 | 1240242.11 | 2702308.3119 | 1240273.6982
183 | 2702299.123 | 1240284.6002 | 2702304.2625 | 1240279.9853 | 2702308.3119 | 1240273.6982
184 | 2702299.123 | 1240284.6002 | 2702255.1077 | 1240288.2735
185 | 2702394.7306 | 1240309.2673 | 2702422.6646 | 1240319.6571 | 2702430.2034 | 1240322.834 | 2702444.5294 | 1240329.3529 | 2702460.2757 | 1240338.1536 | 2702476.7319 | 1240350.0801
186 | 2702227.1211 | 1240290.6091 | 2702251.1943 | 1240288.6001
187 | 2702227.1211 | 1240290.6091 | 2702227.8277 | 1240274.9348
188 | 2702255.1077 | 1240288.2735 | 2702251.1943 | 1240288.6001
189 | 2702226.8954 | 1240256.7459 | 2702227.917 | 1240272.9537 | 2702227.8277 | 1240274.9348
190 | 2702226.8954 | 1240256.7459 | 2702225.7312 | 1240246.1733 | 2702223.2482 | 1240235.7671 | 2702196.4905 | 1240168.466
191 | 2702226.8954 | 1240256.7459 | 2702209.8049 | 1240262.2782 | 2702205.0436 | 1240264.2533 | 2702199.1298 | 1240268.2211
192 | 2702196.4905 | 1240168.466 | 2702180.3254 | 1240128.6016 | 2702176.0589 | 1240118.4163
193 | 2702199.1298 | 1240268.2211 | 2702189.5638 | 1240274.6392 | 2702152.9618 | 1240299.1158
194 | 2702167.3935 | 1240097.7293 | 2702176.0589 | 1240118.4163
195 | 2702129.2971 | 1240315.8583 | 2702138.8568 | 1240308.5482 | 2702152.9618 | 1240299.1158
196 | 2702106.2398 | 1240333.4895 | 2702129.2971 | 1240315.8583
197 | 2702106.2398 | 1240333.4895 | 2702093.8598 | 1240342.9562 | 2702083.9532 | 1240351.1337
198 | 2702061.8762 | 1240369.3576 | 2702083.9532 | 1240351.1337
199 | 2702167.3935 | 1240097.7293 | 2702166.2626 | 1240095.0294
200 | 2702061.0691 | 1240370.0238 | 2702061.8762 | 1240369.3576
201 | 2702152.5529 | 1240062.1951 | 2702189.1249 | 1240046.845
202 | 2702152.5529 | 1240062.1951 | 2702147.1362 | 1240049.5144 | 2702132.4609 | 1240015.3358
203 | 2702152.5529 | 1240062.1951 | 2702154.5636 | 1240067.1001 | 2702154.9241 | 1240067.9608
204 | 2702013.853 | 1240339.9564 | 2702014.5167 | 1240330.8275 | 2702014.0012 | 1240327.3396
205 | 2702013.853 | 1240339.9564 | 2702007.0379 | 1240362.8569 | 2702005.1897 | 1240370.0528 | 2702005.1906 | 1240370.055
206 | 2702166.2626 | 1240095.0294 | 2702154.9241 | 1240067.9608
207 | 2701915.6507 | 1240503.7022 | 2701927.3349 | 1240490.0966 | 2701932.9114 | 1240484.4328
208 | 2701915.6507 | 1240503.7022 | 2701912.8745 | 1240506.935
209 | 2701896.9401 | 1240525.7313 | 2701898.1626 | 1240524.0663 | 2701912.8745 | 1240506.935
210 | 2701995.0235 | 1240423.786 | 2702012.6561 | 1240409.7328
211 | 2702000.694 | 1240399.2646 | 2701998.5077 | 1240408.5342 | 2701994.3021 | 1240417.3576 | 2701995.0235 | 1240423.786
212 | 2702013.2684 | 1240409.2448 | 2702012.6561 | 1240409.7328
213 | 2702000.694 | 1240399.2646 | 2702007.8191 | 1240386.0436 | 2702007.9722 | 1240377.1394 | 2702005.1906 | 1240370.055
214 | 2702000.694 | 1240399.2646 | 2701995.1546 | 1240391.0854 | 2701989.0812 | 1240387.5673 | 2701985.0699 | 1240386.8309
215 | 2701896.9401 | 1240525.7313 | 2701887.4982 | 1240538.5915
216 | 2702013.2684 | 1240409.2448 | 2702020.7784 | 1240403.2594
217 | 2701970.4078 | 1240391.0603 | 2701982.1976 | 1240386.3036 | 2701985.0699 | 1240386.8309
218 | 2702020.7784 | 1240403.2594 | 2702021.5762 | 1240402.6235
219 | 2702021.5762 | 1240402.6235 | 2702021.5868 | 1240402.6151 | 2702039.1066 | 1240388.1531
220 | 2702060.2639 | 1240370.6885 | 2702061.0691 | 1240370.0238
221 | 2702059.4616 | 1240371.3507 | 2702060.2639 | 1240370.6885
222 | 2702059.4616 | 1240371.3507 | 2702039.1066 | 1240388.1531
223 | 2701733.4025 | 1240611.6522 | 2701732.3722 | 1240606.4639 | 2701703.4157 | 1240556.7301
224 | 2701690.6049 | 1240536.1167 | 2701696.9022 | 1240545.5429 | 2701703.4157 | 1240556.7301
225 | 2701690.6049 | 1240536.1167 | 2701682.6572 | 1240543.1081 | 2701671.0778 | 1240553.8872
226 | 2701690.6049 | 1240536.1167 | 2701680.0562 | 1240522.7703 | 2701678.526 | 1240521.2958
227 | 2701659.2273 | 1240502.6991 | 2701678.526 | 1240521.2958
228 | 2701786.9375 | 1240603.7091 | 2701784.5432 | 1240605.6966
229 | 2701797.8054 | 1240594.6876 | 2701786.9375 | 1240603.7091
230 | 2702098.5388 | 1239912.3958 | 2702108.5617 | 1239904.0062 | 2702135.2682 | 1239886.6555
231 | 2702087.9443 | 1239946.9734 | 2702087.3103 | 1239942.9372 | 2702087.2882 | 1239940.2681 | 2702087.3308 | 1239934.2754 | 2702088.76 | 1239928.5845 | 2702091.2639 | 1239922.4117 | 2702098.5388 | 1239912.3958
232 | 2702087.9443 | 1239946.9734 | 2702091.3678 | 1239953.7375 | 2702093.7477 | 1239957.773
233 | 2702087.9443 | 1239946.9734 | 2702071.6367 | 1239945.6476 | 2702065.8767 | 1239945.9542
234 | 2702093.7477 | 1239957.773 | 2702095.535 | 1239960.8034 | 2702103.3333 | 1239972.0988
235 | 2702057.7442 | 1239946.3872 | 2702057.7442 | 1239946.3872 | 2702065.8767 | 1239945.9542
236 | 2702118.2296 | 1239992.707 | 2702126.2878 | 1240003.9765 | 2702132.4609 | 1240015.3358
237 | 2702132.4609 | 1240015.3358 | 2702113.6689 | 1240023.6401
238 | 2702118.2296 | 1239992.707 | 2702110.2579 | 1239982.1285 | 2702103.3333 | 1239972.0988
239 | 2702118.2296 | 1239992.707 | 2702123.7079 | 1239990.3884 | 2702130.3172 | 1239988.4712
240 | 2702113.6689 | 1240023.6401 | 2702112.2861 | 1240024.2512 | 2702092.6118 | 1240032.88
241 | 2702173.6611 | 1239978.4386 | 2702156.7427 | 1239981.9364
242 | 2702156.7427 | 1239981.9364 | 2702147.7801 | 1239983.7893
243 | 2702130.3172 | 1239988.4712 | 2702143.1761 | 1239984.7412 | 2702147.7801 | 1239983.7893
244 | 2702057.7442 | 1239946.3872 | 2702053.7318 | 1239949.5944
245 | 2702053.1713 | 1239950.0425 | 2702053.7318 | 1239949.5944
246 | 2702047.6069 | 1239954.4903 | 2702053.1713 | 1239950.0425
247 | 2702047.1444 | 1239954.8599 | 2702047.6069 | 1239954.4903
248 | 2702047.1444 | 1239954.8599 | 2702045.665 | 1239956.0425 | 2702035.9105 | 1239957.9802
249 | 2702025.4436 | 1239960.0593 | 2702035.9105 | 1239957.9802
250 | 2701629.1028 | 1240029.9812 | 2701633.5432 | 1240024.0049
251 | 2701624.4483 | 1240036.2457 | 2701629.1028 | 1240029.9812
252 | 2701620.4098 | 1240041.6811 | 2701620.4098 | 1240041.6811 | 2701624.4483 | 1240036.2457
253 | 2701614.2566 | 1240054.9935 | 2701616.6615 | 1240051.202 | 2701620.4098 | 1240041.6811
254 | 2701578.3685 | 1240079.346 | 2701586.9418 | 1240074.2866
255 | 2701470.9411 | 1240189.9158 | 2701478.8724 | 1240185.8461

## bus_geodata
| x | y | coords
0 | 2701965.3707 | 1240824.1254
1 | 2701958.6442 | 1240829.0348
2 | 2701986.3228 | 1240807.569
3 | 2701938.298 | 1240843.8844
4 | 2701987.6353 | 1240806.3079
5 | 2701937.8952 | 1240844.1784
6 | 2701999.9047 | 1240794.5193
7 | 2701926.6827 | 1240852.3617
8 | 2702004.731 | 1240789.882
9 | 2701923.6502 | 1240854.575
10 | 2702022.1315 | 1240876.3573
11 | 2702013.3404 | 1240891.3704
12 | 2702029.3384 | 1240867.894
13 | 2701984.2041 | 1240895.7457
14 | 2702037.7335 | 1240841.9295
15 | 2701962.1797 | 1240904.184
16 | 2701838.1729 | 1240916.9603
17 | 2701863.8003 | 1240798.6315
18 | 2701944.0852 | 1240924.1503
19 | 2702157.4118 | 1240688.3476
20 | 2702258.9455 | 1240525.0703
21 | 2702105.9627 | 1240656.6159
22 | 2702048.3554 | 1240824.9991
23 | 2701853.0301 | 1240787.3992
24 | 2701872.0769 | 1240790.5432
25 | 2701752.9344 | 1240771.465
26 | 2701699.5791 | 1240708.3579
27 | 2701813.3637 | 1240710.7786
28 | 2702237.6644 | 1240502.5977
29 | 2702261.7546 | 1240534.1034
30 | 2702070.5592 | 1240687.717
31 | 2702208.7357 | 1240504.3231
32 | 2702310.0363 | 1240548.6575
33 | 2701901.9447 | 1240659.6663
34 | 2701902.5272 | 1240660.3562
35 | 2701885.8376 | 1240640.5885
36 | 2701918.7097 | 1240679.5233
37 | 2701852.3402 | 1240669.7649
38 | 2701912.2899 | 1240619.6662
39 | 2701922.1424 | 1240683.5891
40 | 2701837.0059 | 1240686.2406
41 | 2701926.3741 | 1240608.5264
42 | 2701831.1975 | 1240692.8689
43 | 2701938.8789 | 1240596.8059
44 | 2701941.0962 | 1240623.4612
45 | 2701820.6052 | 1240703.5062
46 | 2701846.9532 | 1240707.7843
47 | 2701939.0367 | 1240596.658
48 | 2701941.6416 | 1240624.0145
49 | 2701866.2454 | 1240726.0477
50 | 2701866.9602 | 1240726.7244
51 | 2701867.0785 | 1240726.8363
52 | 2701911.4902 | 1240741.7891
53 | 2701908.9444 | 1240744.548
54 | 2701912.5886 | 1240740.5987
55 | 2701898.7044 | 1240757.7784
56 | 2701922.8714 | 1240729.1021
57 | 2701891.464 | 1240768.4345
58 | 2701925.9266 | 1240724.6945
59 | 2701889.4015 | 1240771.4699
60 | 2701931.224 | 1240718.4399
61 | 2701888.4629 | 1240772.8514
62 | 2701968.629 | 1240681.9032
63 | 2701751.4804 | 1240665.759
64 | 2701728.2299 | 1240627.0561
65 | 2701974.5815 | 1240676.4799
66 | 2701989.5942 | 1240662.8002
67 | 2701995.5437 | 1240657.3755
68 | 2702011.2156 | 1240643.086
69 | 2701762.9271 | 1240658.5841
70 | 2701767.9626 | 1240619.4601
71 | 2701733.1938 | 1240613.9679
72 | 2701954.8416 | 1240581.8444
73 | 2701954.8614 | 1240581.826
74 | 2701791.0493 | 1240639.6621
75 | 2701778.9175 | 1240648.5612
76 | 2701805.9932 | 1240627.5251
77 | 2701775.7054 | 1240650.5746
78 | 2701810.8553 | 1240623.5763
79 | 2701769.027 | 1240654.7606
80 | 2701835.5119 | 1240602.1317
81 | 2701837.7745 | 1240599.8246
82 | 2701857.7113 | 1240579.1626
83 | 2701859.6702 | 1240576.4945
84 | 2701870.3166 | 1240561.9937
85 | 2701880.1725 | 1240548.5695
86 | 2702205.2259 | 1240417.401
87 | 2702209.8318 | 1240423.5113
88 | 2702198.5381 | 1240401.2908
89 | 2702212.5763 | 1240427.1523
90 | 2702189.8995 | 1240391.8303
91 | 2702205.8628 | 1240395.0371
92 | 2702176.5651 | 1240377.2275
93 | 2702209.4545 | 1240391.9707
94 | 2702176.9678 | 1240376.8484
95 | 2702149.9091 | 1240400.8075
96 | 2702210.3008 | 1240391.2481
97 | 2702199.7988 | 1240359.9537
98 | 2702139.1245 | 1240410.3475
99 | 2702212.9876 | 1240388.9542
100 | 2702040.1426 | 1240616.7106
101 | 2702063.7352 | 1240595.1991
102 | 2702086.7207 | 1240574.3448
103 | 2702109.0345 | 1240554.2699
104 | 2702166.2081 | 1240502.3169
105 | 2702179.9215 | 1240489.3045
106 | 2702216.7376 | 1240385.7526
107 | 2702220.139 | 1240382.8485
108 | 2702190.975 | 1240504.0171
109 | 2702213.7097 | 1240459.4605
110 | 2702131.8452 | 1240442.3108
111 | 2702137.0142 | 1240448.3205
112 | 2702119.3777 | 1240427.8156
113 | 2702137.477 | 1240448.8585
114 | 2702117.0101 | 1240430.0387
115 | 2702151.1154 | 1240464.7149
116 | 2702096.2841 | 1240449.5
117 | 2702170.2656 | 1240481.9839
118 | 2702076.8096 | 1240467.7862
119 | 2702068.7095 | 1240475.3919
120 | 2702032.9094 | 1240535.7146
121 | 2702039.4857 | 1240543.131
122 | 2702020.1503 | 1240521.3258
123 | 2702050.4262 | 1240555.4689
124 | 2701999.4206 | 1240540.457
125 | 2702033.1012 | 1240509.0751
126 | 2701974.4784 | 1240563.4758
127 | 2702055.1239 | 1240488.2431
128 | 2701971.9496 | 1240565.8096
129 | 2701991.2599 | 1240587.3266
130 | 2701957.0085 | 1240579.8135
131 | 2702080.3562 | 1240488.4997
132 | 2702001.0444 | 1240598.2292
133 | 2702018.6344 | 1240617.8293
134 | 2702100.5244 | 1240511.198
135 | 2702114.5865 | 1240527.0242
136 | 2702086.4704 | 1240495.3809
137 | 2702214.7336 | 1240496.8429
138 | 2702205.9644 | 1240505.3873
139 | 2702311.8554 | 1240530.6993
140 | 2702313.2213 | 1240542.4632
141 | 2702311.45 | 1240545.9081
142 | 2702239.0488 | 1240435.6274
143 | 2702247.0078 | 1240428.2682
144 | 2702224.1506 | 1240352.8279
145 | 2701451.1589 | 1240219.3113
146 | 2701439.3229 | 1240223.631
147 | 2701504.4326 | 1240233.2325
148 | 2701518.0145 | 1240168.8266
149 | 2701531.1135 | 1240098.6191
150 | 2701500.4931 | 1240174.7524
151 | 2701643.1298 | 1240122.1203
152 | 2701545.0004 | 1240067.9976
153 | 2701491.8612 | 1240179.1815
154 | 2701705.5035 | 1240165.1325
155 | 2701785.6155 | 1240284.6968
156 | 2701633.949 | 1240104.9487
157 | 2701486.3753 | 1240181.9963
158 | 2701673.4482 | 1240054.9652
159 | 2701669.0169 | 1240050.9681
160 | 2701597.818 | 1240443.5239
161 | 2701610.4926 | 1240070.4555
162 | 2702223.4226 | 1240323.5075
163 | 2702366.5357 | 1240355.1301
164 | 2702378.7309 | 1240338.3693
165 | 2702323.1384 | 1240295.7673
166 | 2702379.5733 | 1240336.837
167 | 2702223.5421 | 1240321.8911
168 | 2702434.4857 | 1240099.7717
169 | 2702446.7772 | 1240096.3436
170 | 2702363.7634 | 1240201.1626
171 | 2702452.286 | 1240095.2889
172 | 2702360.1404 | 1240205.0441
173 | 2702457.6195 | 1240094.3604
174 | 2702335.8283 | 1240232.5339
175 | 2702458.3165 | 1240094.239
176 | 2702308.3119 | 1240273.6982
177 | 2702299.123 | 1240284.6002
178 | 2702394.7306 | 1240309.2673
179 | 2702476.7319 | 1240350.0801
180 | 2702227.1211 | 1240290.6091
181 | 2702251.1943 | 1240288.6001
182 | 2702227.8277 | 1240274.9348
183 | 2702255.1077 | 1240288.2735
184 | 2702226.8954 | 1240256.7459
185 | 2702196.4905 | 1240168.466
186 | 2702199.1298 | 1240268.2211
187 | 2702176.0589 | 1240118.4163
188 | 2702152.9618 | 1240299.1158
189 | 2702129.2971 | 1240315.8583
190 | 2702106.2398 | 1240333.4895
191 | 2702083.9532 | 1240351.1337
192 | 2702167.3935 | 1240097.7293
193 | 2702061.8762 | 1240369.3576
194 | 2702189.1249 | 1240046.845
195 | 2702152.5529 | 1240062.1951
196 | 2702014.0012 | 1240327.3396
197 | 2702013.853 | 1240339.9564
198 | 2702166.2626 | 1240095.0294
199 | 2701932.9114 | 1240484.4328
200 | 2701915.6507 | 1240503.7022
201 | 2701912.8745 | 1240506.935
202 | 2701995.0235 | 1240423.786
203 | 2702012.6561 | 1240409.7328
204 | 2702000.694 | 1240399.2646
205 | 2701896.9401 | 1240525.7313
206 | 2702013.2684 | 1240409.2448
207 | 2702005.1906 | 1240370.055
208 | 2701985.0699 | 1240386.8309
209 | 2701887.4982 | 1240538.5915
210 | 2702020.7784 | 1240403.2594
211 | 2701970.4078 | 1240391.0603
212 | 2702021.5762 | 1240402.6235
213 | 2702061.0691 | 1240370.0238
214 | 2702060.2638 | 1240370.6885
215 | 2702059.4616 | 1240371.3507
216 | 2702039.1066 | 1240388.1531
217 | 2701733.4025 | 1240611.6522
218 | 2701703.4157 | 1240556.7301
219 | 2701690.6049 | 1240536.1167
220 | 2701671.0778 | 1240553.8872
221 | 2701678.526 | 1240521.2958
222 | 2701784.5432 | 1240605.6966
223 | 2701786.9375 | 1240603.7091
224 | 2701659.2273 | 1240502.6991
225 | 2701797.8054 | 1240594.6876
226 | 2702135.2682 | 1239886.6555
227 | 2702098.5388 | 1239912.3958
228 | 2702087.9443 | 1239946.9735
229 | 2702093.7477 | 1239957.773
230 | 2702065.8767 | 1239945.9542
231 | 2702154.9241 | 1240067.9608
232 | 2702132.4609 | 1240015.3358
233 | 2702118.2296 | 1239992.707
234 | 2702113.6689 | 1240023.6401
235 | 2702173.6611 | 1239978.4386
236 | 2702156.7427 | 1239981.9364
237 | 2702147.7801 | 1239983.7893
238 | 2702130.3172 | 1239988.4712
239 | 2702103.3333 | 1239972.0988
240 | 2702057.7442 | 1239946.3872
241 | 2702053.7318 | 1239949.5944
242 | 2702053.1713 | 1239950.0425
243 | 2702047.6069 | 1239954.4903
244 | 2702047.1444 | 1239954.8599
245 | 2702035.9105 | 1239957.9802
246 | 2701633.5432 | 1240024.0049
247 | 2701629.1028 | 1240029.9812
248 | 2701624.4483 | 1240036.2457
249 | 2701620.4098 | 1240041.6811
250 | 2702092.6118 | 1240032.88
251 | 2702025.4436 | 1239960.0593
252 | 2701586.9418 | 1240074.2866
253 | 2701578.3685 | 1240079.346
254 | 2701614.2566 | 1240054.9935
255 | 2701478.8724 | 1240185.8461
256 | 2701470.9411 | 1240189.9158
257 | 2701971.9496 | 1240565.8096

## line_std_types
| c_nf_per_km | r_ohm_per_km | x_ohm_per_km | max_i_ka | type | q_mm2 | alpha | voltage_rating
NAYY 4x50 SE | 210 | 0.642 | 0.083 | 0.142 | cs | 50 | 0.00403 | LV
NAYY 4x120 SE | 264 | 0.225 | 0.08 | 0.242 | cs | 120 | 0.00403 | LV
NAYY 4x150 SE | 261 | 0.208 | 0.08 | 0.27 | cs | 150 | 0.00403 | LV
NA2XS2Y 1x95 RM/25 12/20 kV | 216 | 0.313 | 0.132 | 0.252 | cs | 95 | 0.00403 | MV
NA2XS2Y 1x185 RM/25 12/20 kV | 273 | 0.161 | 0.117 | 0.362 | cs | 185 | 0.00403 | MV
NA2XS2Y 1x240 RM/25 12/20 kV | 304 | 0.122 | 0.112 | 0.421 | cs | 240 | 0.00403 | MV
NA2XS2Y 1x95 RM/25 6/10 kV | 315 | 0.313 | 0.123 | 0.249 | cs | 95 | 0.00403 | MV
NA2XS2Y 1x185 RM/25 6/10 kV | 406 | 0.161 | 0.11 | 0.358 | cs | 185 | 0.00403 | MV
NA2XS2Y 1x240 RM/25 6/10 kV | 456 | 0.122 | 0.105 | 0.416 | cs | 240 | 0.00403 | MV
NA2XS2Y 1x150 RM/25 12/20 kV | 250 | 0.206 | 0.116 | 0.319 | cs | 150 | 0.00403 | MV
NA2XS2Y 1x120 RM/25 12/20 kV | 230 | 0.253 | 0.119 | 0.283 | cs | 120 | 0.00403 | MV
NA2XS2Y 1x70 RM/25 12/20 kV | 190 | 0.443 | 0.132 | 0.22 | cs | 70 | 0.00403 | MV
NA2XS2Y 1x150 RM/25 6/10 kV | 360 | 0.206 | 0.11 | 0.315 | cs | 150 | 0.00403 | MV
NA2XS2Y 1x120 RM/25 6/10 kV | 340 | 0.253 | 0.113 | 0.28 | cs | 120 | 0.00403 | MV
NA2XS2Y 1x70 RM/25 6/10 kV | 280 | 0.443 | 0.123 | 0.217 | cs | 70 | 0.00403 | MV
N2XS(FL)2Y 1x120 RM/35 64/110 kV | 112 | 0.153 | 0.166 | 0.366 | cs | 120 | 0.00393 | HV
N2XS(FL)2Y 1x185 RM/35 64/110 kV | 125 | 0.099 | 0.156 | 0.457 | cs | 185 | 0.00393 | HV
N2XS(FL)2Y 1x240 RM/35 64/110 kV | 135 | 0.075 | 0.149 | 0.526 | cs | 240 | 0.00393 | HV
N2XS(FL)2Y 1x300 RM/35 64/110 kV | 144 | 0.06 | 0.144 | 0.588 | cs | 300 | 0.00393 | HV
15-AL1/3-ST1A 0.4 | 11 | 1.8769 | 0.35 | 0.105 | ol | 16 | 0.00403 | LV
24-AL1/4-ST1A 0.4 | 11.25 | 1.2012 | 0.335 | 0.14 | ol | 24 | 0.00403 | LV
48-AL1/8-ST1A 0.4 | 12.2 | 0.5939 | 0.3 | 0.21 | ol | 48 | 0.00403 | LV
94-AL1/15-ST1A 0.4 | 13.2 | 0.306 | 0.29 | 0.35 | ol | 94 | 0.00403 | LV
34-AL1/6-ST1A 10.0 | 9.7 | 0.8342 | 0.36 | 0.17 | ol | 34 | 0.00403 | MV
48-AL1/8-ST1A 10.0 | 10.1 | 0.5939 | 0.35 | 0.21 | ol | 48 | 0.00403 | MV
70-AL1/11-ST1A 10.0 | 10.4 | 0.4132 | 0.339 | 0.29 | ol | 70 | 0.00403 | MV
94-AL1/15-ST1A 10.0 | 10.75 | 0.306 | 0.33 | 0.35 | ol | 94 | 0.00403 | MV
122-AL1/20-ST1A 10.0 | 11.1 | 0.2376 | 0.323 | 0.41 | ol | 122 | 0.00403 | MV
149-AL1/24-ST1A 10.0 | 11.25 | 0.194 | 0.315 | 0.47 | ol | 149 | 0.00403 | MV
34-AL1/6-ST1A 20.0 | 9.15 | 0.8342 | 0.382 | 0.17 | ol | 34 | 0.00403 | MV
48-AL1/8-ST1A 20.0 | 9.5 | 0.5939 | 0.372 | 0.21 | ol | 48 | 0.00403 | MV
70-AL1/11-ST1A 20.0 | 9.7 | 0.4132 | 0.36 | 0.29 | ol | 70 | 0.00403 | MV
94-AL1/15-ST1A 20.0 | 10 | 0.306 | 0.35 | 0.35 | ol | 94 | 0.00403 | MV
122-AL1/20-ST1A 20.0 | 10.3 | 0.2376 | 0.344 | 0.41 | ol | 122 | 0.00403 | MV
149-AL1/24-ST1A 20.0 | 10.5 | 0.194 | 0.337 | 0.47 | ol | 149 | 0.00403 | MV
184-AL1/30-ST1A 20.0 | 10.75 | 0.1571 | 0.33 | 0.535 | ol | 184 | 0.00403 | MV
243-AL1/39-ST1A 20.0 | 11 | 0.1188 | 0.32 | 0.645 | ol | 243 | 0.00403 | MV
48-AL1/8-ST1A 110.0 | 8 | 0.5939 | 0.46 | 0.21 | ol | 48 | 0.00403 | HV
70-AL1/11-ST1A 110.0 | 8.4 | 0.4132 | 0.45 | 0.29 | ol | 70 | 0.00403 | HV
94-AL1/15-ST1A 110.0 | 8.65 | 0.306 | 0.44 | 0.35 | ol | 94 | 0.00403 | HV
122-AL1/20-ST1A 110.0 | 8.5 | 0.2376 | 0.43 | 0.41 | ol | 122 | 0.00403 | HV
149-AL1/24-ST1A 110.0 | 8.75 | 0.194 | 0.41 | 0.47 | ol | 149 | 0.00403 | HV
184-AL1/30-ST1A 110.0 | 8.8 | 0.1571 | 0.4 | 0.535 | ol | 184 | 0.00403 | HV
243-AL1/39-ST1A 110.0 | 9 | 0.1188 | 0.39 | 0.645 | ol | 243 | 0.00403 | HV
305-AL1/39-ST1A 110.0 | 9.2 | 0.0949 | 0.38 | 0.74 | ol | 305 | 0.00403 | HV
490-AL1/64-ST1A 110.0 | 9.75 | 0.059 | 0.37 | 0.96 | ol | 490 | 0.00403 | HV
679-AL1/86-ST1A 110.0 | 9.95 | 0.042 | 0.36 | 1.15 | ol | 679 | 0.00403 | HV
490-AL1/64-ST1A 220.0 | 10 | 0.059 | 0.285 | 0.96 | ol | 490 | 0.00403 | HV
679-AL1/86-ST1A 220.0 | 11.7 | 0.042 | 0.275 | 1.15 | ol | 679 | 0.00403 | HV
490-AL1/64-ST1A 380.0 | 11 | 0.059 | 0.253 | 0.96 | ol | 490 | 0.00403 | HV
679-AL1/86-ST1A 380.0 | 14.6 | 0.042 | 0.25 | 1.15 | ol | 679 | 0.00403 | HV

## trafo_std_types
| i0_percent | pfe_kw | vkr_percent | sn_mva | vn_lv_kv | vn_hv_kv | vk_percent | shift_degree | vector_group | tap_side | tap_neutral | tap_min | tap_max | tap_step_degree | tap_step_percent | tap_phase_shifter
160 MVA 380/110 kV | 0.06 | 60 | 0.25 | 160 | 110 | 380 | 12.2 | 0 | Yy0 | hv | 0 | -9 | 9 | 0 | 1.5 | FALSE
100 MVA 220/110 kV | 0.06 | 55 | 0.26 | 100 | 110 | 220 | 12 | 0 | Yy0 | hv | 0 | -9 | 9 | 0 | 1.5 | FALSE
63 MVA 110/20 kV | 0.04 | 22 | 0.32 | 63 | 20 | 110 | 18 | 150 | YNd5 | hv | 0 | -9 | 9 | 0 | 1.5 | FALSE
40 MVA 110/20 kV | 0.05 | 18 | 0.34 | 40 | 20 | 110 | 16.2 | 150 | YNd5 | hv | 0 | -9 | 9 | 0 | 1.5 | FALSE
25 MVA 110/20 kV | 0.07 | 14 | 0.41 | 25 | 20 | 110 | 12 | 150 | YNd5 | hv | 0 | -9 | 9 | 0 | 1.5 | FALSE
63 MVA 110/10 kV | 0.04 | 22 | 0.32 | 63 | 10 | 110 | 18 | 150 | YNd5 | hv | 0 | -9 | 9 | 0 | 1.5 | FALSE
40 MVA 110/10 kV | 0.05 | 18 | 0.34 | 40 | 10 | 110 | 16.2 | 150 | YNd5 | hv | 0 | -9 | 9 | 0 | 1.5 | FALSE
25 MVA 110/10 kV | 0.07 | 14 | 0.41 | 25 | 10 | 110 | 12 | 150 | YNd5 | hv | 0 | -9 | 9 | 0 | 1.5 | FALSE
0.25 MVA 20/0.4 kV | 0.32 | 0.8 | 1.44 | 0.25 | 0.4 | 20 | 6 | 150 | Yzn5 | hv | 0 | -2 | 2 | 0 | 2.5 | FALSE
0.4 MVA 20/0.4 kV | 0.3375 | 1.35 | 1.425 | 0.4 | 0.4 | 20 | 6 | 150 | Dyn5 | hv | 0 | -2 | 2 | 0 | 2.5 | FALSE
0.63 MVA 20/0.4 kV | 0.2619 | 1.65 | 1.206 | 0.63 | 0.4 | 20 | 6 | 150 | Dyn5 | hv | 0 | -2 | 2 | 0 | 2.5 | FALSE
0.25 MVA 10/0.4 kV | 0.24 | 0.6 | 1.2 | 0.25 | 0.4 | 10 | 4 | 150 | Dyn5 | hv | 0 | -2 | 2 | 0 | 2.5 | FALSE
0.4 MVA 10/0.4 kV | 0.2375 | 0.95 | 1.325 | 0.4 | 0.4 | 10 | 4 | 150 | Dyn5 | hv | 0 | -2 | 2 | 0 | 2.5 | FALSE
0.63 MVA 10/0.4 kV | 0.1873 | 1.18 | 1.0794 | 0.63 | 0.4 | 10 | 4 | 150 | Dyn5 | hv | 0 | -2 | 2 | 0 | 2.5 | FALSE

## trafo3w_std_types
| sn_hv_mva | sn_mv_mva | sn_lv_mva | vn_hv_kv | vn_mv_kv | vn_lv_kv | vk_hv_percent | vk_mv_percent | vk_lv_percent | vkr_hv_percent | vkr_mv_percent | vkr_lv_percent | pfe_kw | i0_percent | shift_mv_degree | shift_lv_degree | vector_group | tap_side | tap_neutral | tap_min | tap_max | tap_step_percent
63/25/38 MVA 110/20/10 kV | 63 | 25 | 38 | 110 | 20 | 10 | 10.4 | 10.4 | 10.4 | 0.28 | 0.32 | 0.35 | 35 | 0.89 | 0 | 0 | YN0yn0yn0 | hv | 0 | -10 | 10 | 1.2
63/25/38 MVA 110/10/10 kV | 63 | 25 | 38 | 110 | 10 | 10 | 10.4 | 10.4 | 10.4 | 0.28 | 0.32 | 0.35 | 35 | 0.89 | 0 | 0 | YN0yn0yn0 | hv | 0 | -10 | 10 | 1.2

## fuse_std_types
| fuse_type | i_rated_a | t_avg | t_min | t_total | x_avg | x_min | x_total
HV 100A | HV 100A | 100 | 0 | [10.0, 3.64, 0.854, 0.281, 0.1, 0.0531, 0.022, 0.01] | [10.0, 4.267, 1.21, 0.403, 0.1, 0.058, 0.022, 0.01] | 0 | [300.0, 350.0, 450.0, 550.0, 700.0, 850.0, 1200.0, 1752.0] | [600.0, 700.0, 900.0, 1150.0, 1665.0, 2000.0, 3000.0, 4313.0]
HV 10A | HV 10A | 10 | 0 | [10.0, 1675.0, 0.344, 0.156, 0.1, 0.0417, 0.0171, 0.01] | [10.0, 1.3, 0.3, 0.155, 0.1, 0.0555, 0.023, 0.01] | 0 | [30.0, 32.0, 35.0, 37.0, 39.0, 50.0, 70.0, 88.0] | [60.0, 70.0, 80.0, 87.0, 94.0, 110.0, 150.0, 216.0]
HV 125A | HV 125A | 125 | 0 | [10.0, 1.82, 0.344, 0.1, 0.0467, 0.0269, 0.01] | [10.0, 2.478, 0.426, 0.1, 0.0427, 0.0211, 0.01] | 0 | [375.0, 500.0, 700.0, 925.0, 1200.0, 1500.0, 2341.0] | [750.0, 1000.0, 1500.0, 2200.0, 3000.0, 4000.0, 5765.0]
HV 160A | HV 160A | 160 | 0 | [10.0, 4.15, 1.03, 0.198, 0.1, 0.051, 0.0172, 0.01] | [10.0, 2.3, 0.734, 0.274, 0.1, 0.046, 0.0177, 0.01] | 0 | [480.0, 550.0, 700.0, 1000.0, 1260.0, 1600.0, 2500.0, 3227.0] | [960.0, 1300.0, 1700.0, 2200.0, 2996.0, 4000.0, 6000.0, 7946.0]
HV 16A | HV 16A | 16 | 0 | [10.0, 0.352, 0.164, 0.1, 0.0649, 0.0342, 0.01] | [10.0, 2.34, 0.722, 0.181, 0.1, 0.055, 0.0296, 0.01] | 0 | [48.0, 60.0, 65.0, 71.0, 80.0, 100.0, 162.0] | [96.0, 110.0, 125.0, 150.0, 168.0, 200.0, 250.0, 398.0]
HV 200A | HV 200A | 200 | 0 | [10.0, 4.267, 1.21, 0.403, 0.1, 0.058, 0.022, 0.01] | [10.0, 3.73, 1.654, 0.328, 0.1, 0.0531, 0.019, 0.01] | 0 | [600.0, 700.0, 900.0, 1150.0, 1665.0, 2000.0, 3000.0, 4313.0] | [1200.0, 1500.0, 1800.0, 2700.0, 3960.0, 5000.0, 7500.0, 10620.0]
HV 20A | HV 20A | 20 | 0 | [10.0, 1.3, 0.3, 0.155, 0.1, 0.0555, 0.023, 0.01] | [10.0, 1.3, 0.161, 0.1, 0.0611, 0.0399, 0.0141, 0.01] | 0 | [60.0, 70.0, 80.0, 87.0, 94.0, 110.0, 150.0, 216.0] | [120.0, 150.0, 200.0, 223.0, 260.0, 300.0, 450.0, 532.0]
HV 25A | HV 25A | 25 | 0 | [10.0, 2.512, 0.833, 0.299, 0.1, 0.0372, 0.0223, 0.01] | [10.0, 3.125, 0.597, 0.198, 0.1, 0.0378, 0.022, 0.01] | 0 | [75.0, 82.0, 90.0, 100.0, 124.0, 170.0, 200.0, 289.0] | [150.0, 170.0, 210.0, 250.0, 294.0, 400.0, 500.0, 711.0]
HV 31.5A | HV 31.5A | 31.5 | 0 | [10.0, 2.34, 0.722, 0.181, 0.1, 0.055, 0.0296, 0.01] | [10.0, 2.84, 0.368, 0.164, 0.1, 0.0621, 0.0378, 0.0195, 0.01] | 0 | [95.0, 110.0, 125.0, 150.0, 165.0, 200.0, 250.0, 390.0] | [189.0, 220.0, 300.0, 350.0, 393.0, 450.0, 530.0, 700.0, 960.0]
HV 40A | HV 40A | 40 | 0 | [10.0, 1.3, 0.161, 0.1, 0.0611, 0.0399, 0.0141, 0.01] | [10.0, 2.05, 0.369, 0.198, 0.1, 0.051, 0.0298, 0.01] | 0 | [120.0, 150.0, 200.0, 223.0, 260.0, 300.0, 450.0, 532.0] | [240.0, 300.0, 400.0, 450.0, 530.0, 650.0, 800.0, 1311.0]
HV 50A | HV 50A | 50 | 0 | [10.0, 3.215, 0.597, 0.198, 0.1, 0.0378, 0.022, 0.01] | [10.0, 3.64, 0.854, 0.281, 0.1, 0.0531, 0.022, 0.01] | 0 | [150.0, 170.0, 210.0, 250.0, 294.0, 400.0, 500.0, 711.0] | [300.0, 350.0, 450.0, 550.0, 700.0, 850.0, 1200.0, 1752.0]
HV 6.3A | HV 6.3A | 6.3 | 0 | [10.0, 1.39, 0.344, 0.168, 0.1, 0.056, 0.0263, 0.01] | [10.0, 1.711, 0.516, 0.198, 0.1, 0.0634, 0.0303, 0.01] | 0 | [19.0, 19.5, 20.4, 20.8, 22.0, 25.0, 32.0, 48.0] | [38.0, 40.0, 43.0, 48.0, 53.0, 60.0, 75.0, 118.0]
HV 63A | HV 63A | 63 | 0 | [10.0, 2.84, 0.368, 0.164, 0.1, 0.0621, 0.0378, 0.0195, 0.01] | [10.0, 1.82, 0.344, 0.1, 0.0467, 0.0269, 0.01] | 0 | [189.0, 220.0, 300.0, 350.0, 393.0, 450.0, 530.0, 700.0, 961.0] | [378.0, 500.0, 700.0, 934.0, 1200.0, 1500.0, 2366.0]
HV 80A | HV 80A | 80 | 0 | [10.0, 2.05, 0.369, 0.198, 0.1, 0.051, 0.0298, 0.01] | [10.0, 4.15, 1.03, 0.198, 0.1, 0.051, 0.0172, 0.01] | 0 | [240.0, 300.0, 400.0, 450.0, 530.0, 650.0, 800.0, 1311.0] | [480.0, 550.0, 700.0, 1000.0, 1260.0, 1600.0, 2500.0, 3227.0]
Siemens NH-1-100 | Siemens NH-1-100 | 100 | [5400.0, 2000.0, 400.0, 20.0, 1.0, 0.2, 0.012, 0.004] | 0 | 0 | [150.0, 190.0, 250.0, 430.0, 900.0, 1250.0, 2700.0, 3600.0] | 0 | 0
Siemens NH-1-125 | Siemens NH-1-125 | 125 | [4800.0, 120.0, 7.0, 0.1, 0.004] | 0 | 0 | [180.0, 400.0, 740.0, 2000.0, 4250.0] | 0 | 0
Siemens NH-1-16 | Siemens NH-1-16 | 16 | [4000.0, 400.0, 2.0, 0.1, 0.04, 0.01] | 0 | 0 | [26.0, 35.0, 75.0, 150.0, 200.0, 300.0] | 0 | 0
Siemens NH-1-160 | Siemens NH-1-160 | 160 | [4800.0, 120.0, 7.0, 0.1, 0.004] | 0 | 0 | [210.0, 500.0, 900.0, 2300.0, 5000.0] | 0 | 0
Siemens NH-1-25 | Siemens NH-1-25 | 25 | [4000.0, 1000.0, 10.0, 0.2, 0.02, 0.01] | 0 | 0 | [40.0, 50.0, 100.0, 210.0, 400.0, 500.0] | 0 | 0
Siemens NH-1-50 | Siemens NH-1-50 | 50 | [4000.0, 40.0, 4.0, 1.0, 0.02, 0.01] | 0 | 0 | [86.0, 200.0, 300.0, 400.0, 1000.0, 1280.0] | 0 | 0
Siemens NH-1-63 | Siemens NH-1-63 | 63 | [4000.0, 100.0, 10.0, 2.0, 0.04, 0.01] | 0 | 0 | [100.0, 200.0, 300.0, 400.0, 1000.0, 1500.0] | 0 | 0
Siemens NH-1-80 | Siemens NH-1-80 | 80 | [4800.0, 120.0, 7.0, 0.1, 0.01] | 0 | 0 | [150.58, 250.0, 450.0, 1150.0, 2470.0] | 0 | 0
Siemens NH-2-1000 | Siemens NH-2-1000 | 1000 | [4800.0, 120.0, 7.0, 0.1, 0.004] | 0 | 0 | [1900.0, 3500.0, 8400.0, 24000.0, 52000.0] | 0 | 0
Siemens NH-2-200 | Siemens NH-2-200 | 200 | [4800.0, 120.0, 7.0, 0.1, 0.004] | 0 | 0 | [280.0, 650.0, 1200.0, 3000.0, 7000.0] | 0 | 0
Siemens NH-2-224 | Siemens NH-2-224 | 224 | [4800.0, 120.0, 7.0, 0.2, 0.04, 0.004] | 0 | 0 | [400.0, 750.0, 1453.0, 3025.0, 4315.0, 7600.0] | 0 | 0
Siemens NH-2-250 | Siemens NH-2-250 | 250 | [4800.0, 120.0, 7.0, 0.1, 0.004] | 0 | 0 | [450.0, 800.0, 1650.0, 4000.0, 8500.0] | 0 | 0
Siemens NH-2-315 | Siemens NH-2-315 | 315 | [4800.0, 120.0, 7.0, 0.1, 0.004] | 0 | 0 | [550.0, 920.0, 1900.0, 5000.0, 11000.0] | 0 | 0
Siemens NH-2-355 | Siemens NH-2-355 | 355 | [4800.0, 120.0, 6.0, 0.1, 0.004] | 0 | 0 | [650.0, 1116.27, 2350.0, 5840.0, 12790.0] | 0 | 0
Siemens NH-2-400 | Siemens NH-2-400 | 400 | [4800.0, 120.0, 7.0, 0.1, 0.004] | 0 | 0 | [720.0, 1350.0, 2800.0, 6500.0, 15000.0] | 0 | 0
Siemens NH-2-425 | Siemens NH-2-425 | 425 | [4800.0, 120.0, 7.0, 0.1, 0.004] | 0 | 0 | [850.0, 1500.0, 3050.0, 7500.0, 16500.0] | 0 | 0
Siemens NH-2-630 | Siemens NH-2-630 | 630 | [4800.0, 120.0, 7.0, 0.1, 0.004] | 0 | 0 | [1200.0, 2000.0, 4800.0, 12000.0, 26000.0] | 0 | 0

## res_bus
| vm_pu | va_degree | p_mw | q_mvar
0 | 0.97019 | -0.57609 | 0.0022751 | 0.00057019
1 | 0.97023 | -0.57519 | 0.00072558 | 0.00018185
2 | 0.9701 | -0.57788 | 0.00079874 | 0.00020018
3 | 0.97039 | -0.57211 | 0.0013182 | 0.00033037
4 | 0.97009 | -0.57797 | 0.0010846 | 0.00027182
5 | 0.97039 | -0.57203 | 0.001014 | 0.00025414
6 | 0.97007 | -0.57852 | 0.00083132 | 0.00020835
7 | 0.97051 | -0.56974 | 0.00075384 | 0.00018893
8 | 0.97006 | -0.57863 | 0.0008882 | 0.0002226
9 | 0.97054 | -0.56906 | 0.0009778 | 0.00024506
10 | 0.97037 | -0.57245 | 0.0010892 | 0.00027298
11 | 0.97045 | -0.57093 | 0 | 0
12 | 0.97034 | -0.57319 | 0 | 0
13 | 0.97058 | -0.56837 | 0.00088628 | 0.00022212
14 | 0.97024 | -0.57504 | 0.0024882 | 0.00062361
15 | 0.9707 | -0.56592 | 0.00066486 | 0.00016663
16 | 0.9716 | -0.54819 | 0 | 0
17 | 0.9738 | -0.5048 | 0 | 0
18 | 0.97087 | -0.56255 | 0 | 0
19 | 0.98108 | -0.36245 | 0 | 0
20 | 0.98172 | -0.34986 | 0 | 0
21 | 0.98087 | -0.36648 | 0.00052247 | 0.00013094
22 | 0.97022 | -0.57545 | 0.0011036 | 0.00027659
23 | 0.97377 | -0.50536 | 0.0019576 | 0.00049061
24 | 0.974 | -0.50078 | 0.0020686 | 0.00051844
25 | 0.98733 | -0.24137 | 0 | 0
26 | 0.98111 | -0.36177 | 0 | 0
27 | 0.99042 | -0.18223 | 0.0015908 | 0.00039869
28 | 0.98193 | -0.34574 | 0.0020199 | 0.00050624
29 | 0.98166 | -0.35098 | 0 | 0
30 | 0.98074 | -0.36911 | 0.0030711 | 0.00076968
31 | 0.9822 | -0.34051 | 0 | 0
32 | 0.98148 | -0.35458 | 0.00036835 | 9.2318e-05
33 | 0.99289 | -0.13521 | 0.0028287 | 0.00070894
34 | 0.99288 | -0.13537 | 0.0032515 | 0.0008149
35 | 0.99319 | -0.12933 | 0 | 0
36 | 0.99271 | -0.13858 | 0.0034577 | 0.00086658
37 | 0.99192 | -0.15351 | 0.0014089 | 0.00035309
38 | 0.99429 | -0.10837 | 0.0034759 | 0.00087114
39 | 0.99269 | -0.13894 | 0.0037787 | 0.00094702
40 | 0.99129 | -0.16561 | 0.0020992 | 0.00052612
41 | 0.99489 | -0.096867 | 0 | 0
42 | 0.99104 | -0.17024 | 0 | 0
43 | 0.9955 | -0.085236 | 0.0024366 | 0.00061066
44 | 0.99477 | -0.099305 | 0.0031355 | 0.00078583
45 | 0.99067 | -0.17743 | 0.0018244 | 0.00045724
46 | 0.99089 | -0.17327 | 0.0038925 | 0.00097556
47 | 0.99551 | -0.085086 | 0.0024388 | 0.00061122
48 | 0.99476 | -0.099352 | 0.0034638 | 0.0008681
49 | 0.99079 | -0.17515 | 0.0013345 | 0.00033446
50 | 0.99079 | -0.17519 | 0.0012935 | 0.00032419
51 | 0.99079 | -0.1752 | 0.0013503 | 0.00033843
52 | 0.97541 | -0.47302 | 0.0012706 | 0.00031844
53 | 0.97531 | -0.47495 | 0.0010977 | 0.0002751
54 | 0.97546 | -0.47215 | 0.001864 | 0.00046716
55 | 0.97489 | -0.48325 | 0.0017919 | 0.00044909
56 | 0.97591 | -0.46333 | 0.001504 | 0.00037694
57 | 0.97459 | -0.48921 | 0.0017049 | 0.00042729
58 | 0.97607 | -0.46011 | 0.0012873 | 0.00032262
59 | 0.97451 | -0.49079 | 0.0012362 | 0.00030982
60 | 0.97633 | -0.45499 | 0.0014057 | 0.00035231
61 | 0.97447 | -0.49147 | 0.0013092 | 0.00032812
62 | 0.97806 | -0.42118 | 0.0023514 | 0.00058931
63 | 0.97767 | -0.42891 | 0 | 0
64 | 0.97919 | -0.39931 | 0.0025217 | 0.000632
65 | 0.97834 | -0.41564 | 0.0025701 | 0.00064413
66 | 0.97872 | -0.40818 | 0.0023499 | 0.00058894
67 | 0.97883 | -0.40609 | 0.0025703 | 0.00064417
68 | 0.97913 | -0.40027 | 0.00091283 | 0.00022878
69 | 0.9771 | -0.44 | 0.0014899 | 0.00037341
70 | 0.97718 | -0.43856 | 0.0033201 | 0.0008321
71 | 0.97893 | -0.40443 | 0.0013526 | 0.00033899
72 | 0.99632 | -0.069787 | 0.0025827 | 0.00064729
73 | 0.99632 | -0.069767 | 0.002584 | 0.00064762
74 | 0.97584 | -0.46473 | 0.00096226 | 0.00024116
75 | 0.97636 | -0.45465 | 0.004057 | 0.0010168
76 | 0.9752 | -0.47728 | 0.0029246 | 0.00073297
77 | 0.9765 | -0.45183 | 0.0017798 | 0.00044606
78 | 0.97501 | -0.48103 | 0.0017985 | 0.00045075
79 | 0.97681 | -0.44573 | 0.0011329 | 0.00028392
80 | 0.97407 | -0.49956 | 0.0069023 | 0.0017299
81 | 0.974 | -0.50099 | 0.0015844 | 0.0003971
82 | 0.9734 | -0.51281 | 0.0024479 | 0.00061349
83 | 0.97334 | -0.51402 | 0.0017931 | 0.0004494
84 | 0.97304 | -0.52003 | 0.0022595 | 0.00056627
85 | 0.97279 | -0.52489 | 0.0022412 | 0.0005617
86 | 0.98843 | -0.22001 | 0.00069287 | 0.00017365
87 | 0.98842 | -0.22019 | 0.00060897 | 0.00015262
88 | 0.98846 | -0.21938 | 0 | 0
89 | 0.98842 | -0.22025 | 0.00071827 | 0.00018002
90 | 0.98851 | -0.21848 | 0.0011232 | 0.00028149
91 | 0.98844 | -0.2197 | 0.00026012 | 6.5192e-05
92 | 0.9886 | -0.21671 | 0 | 0
93 | 0.98844 | -0.21984 | 0.00024196 | 6.064e-05
94 | 0.98857 | -0.21721 | 0.0036769 | 0.00092152
95 | 0.99034 | -0.18328 | 0.0016998 | 0.00042601
96 | 0.98844 | -0.21986 | 0.00058457 | 0.00014651
97 | 0.98724 | -0.24271 | 0.00103 | 0.00025814
98 | 0.99105 | -0.16965 | 0.0024939 | 0.00062504
99 | 0.98843 | -0.21991 | 0.00025199 | 6.3154e-05
100 | 0.97969 | -0.38932 | 0.0012016 | 0.00030114
101 | 0.98016 | -0.38017 | 0.001078 | 0.00027018
102 | 0.98062 | -0.37108 | 0.00096779 | 0.00024255
103 | 0.98108 | -0.36212 | 0.00080599 | 0.000202
104 | 0.98228 | -0.33871 | 0.0014143 | 0.00035447
105 | 0.98259 | -0.33283 | 0 | 0
106 | 0.98843 | -0.21996 | 0.00027222 | 6.8225e-05
107 | 0.98843 | -0.21998 | 0.0002746 | 6.8822e-05
108 | 0.98238 | -0.33696 | 0.0007748 | 0.00019418
109 | 0.98347 | -0.31569 | 0.00080433 | 0.00020158
110 | 0.99229 | -0.14613 | 0.0011642 | 0.00029177
111 | 0.99226 | -0.1467 | 0.0011006 | 0.00027583
112 | 0.99238 | -0.14435 | 0 | 0
113 | 0.99226 | -0.14674 | 0.0010661 | 0.00026719
114 | 0.99255 | -0.14113 | 0.0011523 | 0.00028878
115 | 0.99222 | -0.14746 | 0.00092388 | 0.00023155
116 | 0.99403 | -0.11286 | 0.0033466 | 0.00083873
117 | 0.9922 | -0.14792 | 0.0010075 | 0.00025251
118 | 0.99546 | -0.085845 | 0.0045539 | 0.0011413
119 | 0.99606 | -0.074335 | 0 | 0
120 | 0.99994 | -0.0011829 | 0.0011253 | 0.00028204
121 | 0.99992 | -0.0015981 | 0.0013829 | 0.00034658
122 | 1 | 0 | -0.34363 | -0.087861
123 | 0.9999 | -0.0018913 | 0.0010195 | 0.00025551
124 | 0.9988 | -0.022737 | 0.0027869 | 0.00069846
125 | 0.99893 | -0.020151 | 0.0033148 | 0.00083077
126 | 0.99738 | -0.049615 | 0.0020283 | 0.00050834
127 | 0.99714 | -0.053929 | 0.0044848 | 0.001124
128 | 0.99724 | -0.052303 | 0 | 0
129 | 0.99708 | -0.055331 | 0.0012652 | 0.0003171
130 | 0.99643 | -0.067602 | 0.0020333 | 0.00050959
131 | 0.99591 | -0.07734 | 0.0034777 | 0.00087159
132 | 0.99702 | -0.05654 | 0.004017 | 0.0010068
133 | 0.997 | -0.056859 | 0.00069023 | 0.00017299
134 | 0.99581 | -0.079294 | 0.001093 | 0.00027394
135 | 0.99578 | -0.079826 | 0.0014301 | 0.00035842
136 | 0.99586 | -0.078355 | 0.0037514 | 0.00094019
137 | 0.98218 | -0.3408 | 0.0015978 | 0.00040045
138 | 0.98222 | -0.33993 | 0 | 0
139 | 0.98144 | -0.35529 | 0.0016505 | 0.00041365
140 | 0.98146 | -0.35493 | 0.0007424 | 0.00018606
141 | 0.98147 | -0.35476 | 0.00081712 | 0.00020479
142 | 0.98416 | -0.30231 | 0.00068002 | 0.00017043
143 | 0.98438 | -0.2981 | 0 | 0
144 | 0.98607 | -0.26537 | 0 | 0
145 | 0.97183 | -0.54439 | 0.0012343 | 0.00030934
146 | 0.97183 | -0.54445 | 0.00023003 | 5.7651e-05
147 | 0.97192 | -0.54271 | 0 | 0
148 | 0.97201 | -0.54093 | 0 | 0
149 | 0.972 | -0.54104 | 0 | 0
150 | 0.97198 | -0.54148 | 0.00040071 | 0.00010043
151 | 0.97243 | -0.53255 | 0 | 0
152 | 0.972 | -0.54109 | 8.4556e-05 | 2.1192e-05
153 | 0.97197 | -0.54169 | 0.00030037 | 7.528e-05
154 | 0.97341 | -0.51311 | 0 | 0
155 | 0.97449 | -0.49171 | 0 | 0
156 | 0.97234 | -0.53432 | 0.00079837 | 0.00020009
157 | 0.97196 | -0.54179 | 0.00019746 | 4.9488e-05
158 | 0.97189 | -0.54332 | 0.00020905 | 5.2394e-05
159 | 0.97189 | -0.54329 | 0.0024903 | 0.00062412
160 | 0.97634 | -0.45519 | 0 | 0
161 | 0.97218 | -0.53751 | 0 | 0
162 | 0.98378 | -0.30956 | 0.00027769 | 6.9596e-05
163 | 0.98 | -0.38326 | 0.00056254 | 0.00014098
164 | 0.98001 | -0.38305 | 0 | 0
165 | 0.98013 | -0.38065 | 0.00067435 | 0.00016901
166 | 0.98001 | -0.38309 | 0.00033979 | 8.5159e-05
167 | 0.98366 | -0.312 | 0.0024729 | 0.00061976
168 | 0.97812 | -0.42009 | 0.0028764 | 0.00072088
169 | 0.97805 | -0.42145 | 0.0013007 | 0.00032599
170 | 0.97913 | -0.40021 | 0.0010517 | 0.00026359
171 | 0.97803 | -0.42191 | 0.0012659 | 0.00031726
172 | 0.97918 | -0.39927 | 0.00071732 | 0.00017978
173 | 0.97801 | -0.42223 | 0.0021451 | 0.00053762
174 | 0.97954 | -0.39227 | 0.00048416 | 0.00012134
175 | 0.97801 | -0.42225 | 0.0011176 | 0.00028009
176 | 0.98004 | -0.38241 | 0.00046738 | 0.00011714
177 | 0.98019 | -0.37942 | 0 | 0
178 | 0.97998 | -0.38365 | 0 | 0
179 | 0.9799 | -0.38527 | 0.00097355 | 0.00024399
180 | 0.98128 | -0.3581 | 0 | 0
181 | 0.98083 | -0.36692 | 0.0019214 | 0.00048156
182 | 0.98039 | -0.37539 | 0.0011385 | 0.00028533
183 | 0.98077 | -0.36822 | 0.0042538 | 0.0010661
184 | 0.97938 | -0.39514 | 0 | 0
185 | 0.97682 | -0.44518 | 0 | 0
186 | 0.97853 | -0.41186 | 0.0024061 | 0.00060304
187 | 0.97534 | -0.47415 | 0.00036727 | 9.2048e-05
188 | 0.97708 | -0.44021 | 0.0014283 | 0.00035795
189 | 0.97636 | -0.45429 | 0.0013201 | 0.00033084
190 | 0.97568 | -0.4677 | 0.0044976 | 0.0011272
191 | 0.97513 | -0.47851 | 0.0017091 | 0.00042833
192 | 0.97474 | -0.48604 | 0.00046706 | 0.00011706
193 | 0.97462 | -0.4885 | 0.00073142 | 0.00018331
194 | 0.97358 | -0.5089 | 0.0045122 | 0.0011309
195 | 0.97374 | -0.50561 | 0 | 0
196 | 0.97352 | -0.51031 | 0.00098496 | 0.00024685
197 | 0.97353 | -0.51008 | 0 | 0
198 | 0.97466 | -0.48757 | 0.00067967 | 0.00017034
199 | 0.97216 | -0.53737 | 0.002692 | 0.00067469
200 | 0.97222 | -0.53608 | 0.0035053 | 0.00087852
201 | 0.97225 | -0.53559 | 0.0030093 | 0.00075419
202 | 0.97374 | -0.50604 | 0 | 0
203 | 0.97384 | -0.50406 | 0.0018244 | 0.00045724
204 | 0.97362 | -0.50831 | 0 | 0
205 | 0.97246 | -0.53141 | 0.0023794 | 0.00059633
206 | 0.97384 | -0.50396 | 0.001872 | 0.00046917
207 | 0.97356 | -0.50951 | 0.0010893 | 0.000273
208 | 0.97357 | -0.50935 | 0.001485 | 0.00037217
209 | 0.97263 | -0.528 | 0.0020496 | 0.00051367
210 | 0.97392 | -0.50247 | 0.0015732 | 0.00039429
211 | 0.97355 | -0.5097 | 0.0012202 | 0.0003058
212 | 0.97393 | -0.50228 | 0.0018236 | 0.00045705
213 | 0.97461 | -0.48885 | 0.00073104 | 0.00018322
214 | 0.97459 | -0.48919 | 0.00073164 | 0.00018337
215 | 0.97457 | -0.48951 | 0.00073164 | 0.00018337
216 | 0.97418 | -0.49732 | 0.004232 | 0.0010606
217 | 0.97889 | -0.40521 | 0 | 0
218 | 0.97781 | -0.42643 | 0.003526 | 0.00088371
219 | 0.97747 | -0.43308 | 0 | 0
220 | 0.97741 | -0.43423 | 0.0023752 | 0.00059527
221 | 0.97724 | -0.4375 | 0.0023095 | 0.00057881
222 | 0.97704 | -0.4412 | 0.0011273 | 0.00028253
223 | 0.97703 | -0.44152 | 0.0028543 | 0.00071536
224 | 0.97699 | -0.44255 | 0.0022209 | 0.00055661
225 | 0.97699 | -0.44222 | 0.0027328 | 0.0006849
226 | 0.9714 | -0.55184 | 0.0012258 | 0.00030722
227 | 0.97146 | -0.55082 | 0 | 0
228 | 0.9715 | -0.54996 | 0 | 0
229 | 0.97165 | -0.54703 | 0.0006327 | 0.00015857
230 | 0.97126 | -0.55476 | 0.00056922 | 0.00014266
231 | 0.9739 | -0.50254 | 0.00097376 | 0.00024405
232 | 0.97268 | -0.52652 | 0 | 0
233 | 0.97222 | -0.53571 | 0 | 0
234 | 0.97261 | -0.5279 | 0.00031307 | 7.8464e-05
235 | 0.9721 | -0.53812 | 0.00048476 | 0.00012149
236 | 0.97211 | -0.53796 | 0.001358 | 0.00034035
237 | 0.97212 | -0.53765 | 0.0013204 | 0.00033093
238 | 0.97217 | -0.5366 | 0.00056467 | 0.00014152
239 | 0.97187 | -0.54271 | 0.0013202 | 0.00033088
240 | 0.97117 | -0.55644 | 0.0039627 | 0.00099314
241 | 0.97114 | -0.55712 | 0.00061658 | 0.00015453
242 | 0.97113 | -0.5572 | 0.00065119 | 0.0001632
243 | 0.97109 | -0.55798 | 0.00061658 | 0.00015453
244 | 0.97109 | -0.55804 | 0.0011478 | 0.00028766
245 | 0.97104 | -0.55895 | 0.0020141 | 0.00050478
246 | 0.97202 | -0.54058 | 6.7632e-05 | 1.695e-05
247 | 0.97204 | -0.5402 | 0.00013254 | 3.3218e-05
248 | 0.97207 | -0.53978 | 0.0001311 | 3.2856e-05
249 | 0.97208 | -0.5394 | 0.0001306 | 3.2731e-05
250 | 0.97254 | -0.52932 | 0.0033383 | 0.00083666
251 | 0.97102 | -0.55938 | 0.0021439 | 0.00053731
252 | 0.97216 | -0.53787 | 0.00066491 | 0.00016664
253 | 0.97216 | -0.53789 | 9.99e-05 | 2.5037e-05
254 | 0.97213 | -0.53854 | 0.00020454 | 5.1263e-05
255 | 0.97196 | -0.5419 | 0.0004834 | 0.00012115
256 | 0.97196 | -0.54194 | 0.00021037 | 5.2725e-05
257 | 0.99998 | 149.9956 | 0 | 0

## res_line
| p_from_mw | q_from_mvar | p_to_mw | q_to_mvar | pl_mw | ql_mvar | i_from_ka | i_to_ka | i_ka | vm_from_pu | va_from_degree | vm_to_pu | va_to_degree | loading_percent
0 | -0.0058783 | -0.0014727 | 0.0058786 | 0.0014728 | 2.5383e-07 | 5.9609e-08 | 0.0090156 | 0.0090156 | 0.0090156 | 0.97019 | -0.57609 | 0.97023 | -0.57519 | 2.4768
1 | 0.0036032 | 0.00090255 | -0.0036029 | -0.00090268 | 3.0639e-07 | -1.3425e-07 | 0.0055262 | 0.0055263 | 0.0055263 | 0.97019 | -0.57609 | 0.9701 | -0.57788 | 1.5182
2 | -0.0066041 | -0.0016546 | 0.0066051 | 0.001655 | 9.6898e-07 | 3.0902e-07 | 0.010128 | 0.010128 | 0.010128 | 0.97023 | -0.57519 | 0.97039 | -0.57211 | 2.7825
3 | 0.0028042 | 0.0007025 | -0.0028042 | -0.00070252 | 1.2628e-08 | -1.4391e-08 | 0.0043012 | 0.0043012 | 0.0043012 | 0.9701 | -0.57788 | 0.97009 | -0.57797 | 1.1816
4 | -0.0079233 | -0.0019853 | 0.0079234 | 0.0019853 | 2.7604e-08 | 1.1506e-08 | 0.01215 | 0.01215 | 0.01215 | 0.97039 | -0.57211 | 0.97039 | -0.57203 | 3.3378
5 | 0.0017196 | 0.00043069 | -0.0017195 | -0.00043087 | 4.4388e-08 | -1.8166e-07 | 0.0026375 | 0.0026376 | 0.0026376 | 0.97009 | -0.57797 | 0.97007 | -0.57852 | 0.72462
6 | -0.0089374 | -0.0022395 | 0.0089384 | 0.0022399 | 9.7765e-07 | 4.5419e-07 | 0.013705 | 0.013704 | 0.013705 | 0.97039 | -0.57203 | 0.97051 | -0.56974 | 3.765
7 | 0.0008882 | 0.00022252 | -0.0008882 | -0.0002226 | 4.659e-09 | -7.9649e-08 | 0.0013624 | 0.0013624 | 0.0013624 | 0.97007 | -0.57852 | 0.97006 | -0.57863 | 0.3743
8 | -0.0096922 | -0.0024289 | 0.0096925 | 0.002429 | 3.109e-07 | 1.5258e-07 | 0.01486 | 0.01486 | 0.01486 | 0.97051 | -0.56974 | 0.97054 | -0.56906 | 4.0825
9 | -0.01067 | -0.0026741 | 0.010681 | 0.0026796 | 1.062e-05 | 5.4877e-06 | 0.016359 | 0.016359 | 0.016359 | 0.97054 | -0.56906 | 0.9716 | -0.54819 | 4.4943
10 | -0.0046815 | -0.0011728 | 0.0046819 | 0.0011728 | 3.3917e-07 | 2.346e-10 | 0.0071787 | 0.0071786 | 0.0071787 | 0.97037 | -0.57245 | 0.97045 | -0.57093 | 1.9722
11 | 0.0035923 | 0.00089977 | -0.0035922 | -0.00089982 | 1.2648e-07 | -5.6367e-08 | 0.0055084 | 0.0055084 | 0.0055084 | 0.97037 | -0.57245 | 0.97034 | -0.57319 | 1.5133
12 | -0.0046819 | -0.0011728 | 0.0046824 | 0.0011728 | 5.7015e-07 | 3.064e-10 | 0.0071786 | 0.0071784 | 0.0071786 | 0.97045 | -0.57093 | 0.97058 | -0.56837 | 1.9721
13 | 0.0035922 | 0.00089982 | -0.0035918 | -0.00089996 | 3.1666e-07 | -1.4106e-07 | 0.0055084 | 0.0055086 | 0.0055086 | 0.97034 | -0.57319 | 0.97024 | -0.57504 | 1.5133
14 | -0.0055687 | -0.0013949 | 0.0055693 | 0.001395 | 6.4941e-07 | 1.2193e-07 | 0.0085372 | 0.0085371 | 0.0085372 | 0.97058 | -0.56837 | 0.9707 | -0.56592 | 2.3454
15 | 0.0011036 | 0.00027636 | -0.0011036 | -0.00027659 | 2.1471e-08 | -2.3309e-07 | 0.0016925 | 0.0016926 | 0.0016926 | 0.97024 | -0.57504 | 0.97022 | -0.57545 | 0.465
16 | -0.0062342 | -0.0015616 | 0.0062352 | 0.0015619 | 1.0005e-06 | 2.791e-07 | 0.0095563 | 0.0095562 | 0.0095563 | 0.9707 | -0.56592 | 0.97087 | -0.56255 | 2.6254
17 | -0.01692 | -0.0042427 | 0.016955 | 0.0042634 | 3.5062e-05 | 2.0711e-05 | 0.025915 | 0.025914 | 0.025915 | 0.9716 | -0.54819 | 0.9738 | -0.5048 | 7.1194
18 | 0.0062395 | 0.0015631 | -0.0062352 | -0.0015619 | 4.266e-06 | 1.1885e-06 | 0.0095556 | 0.0095562 | 0.0095562 | 0.9716 | -0.54819 | 0.97087 | -0.56255 | 2.6253
19 | 0.0019576 | 0.00049045 | -0.0019576 | -0.00049061 | 5.2217e-08 | -1.6017e-07 | 0.0029913 | 0.0029914 | 0.0029914 | 0.9738 | -0.5048 | 0.97377 | -0.50536 | 0.8218
20 | -0.018913 | -0.0047538 | 0.018917 | 0.004756 | 3.6259e-06 | 2.1765e-06 | 0.028905 | 0.028905 | 0.028905 | 0.9738 | -0.5048 | 0.974 | -0.50078 | 7.941
21 | -0.0035946 | -0.00089993 | 0.0035968 | 0.00089887 | 2.1531e-06 | -1.0635e-06 | 0.0054516 | 0.0054508 | 0.0054516 | 0.98108 | -0.36245 | 0.98172 | -0.34986 | 1.4977
22 | 0.0035946 | 0.00089993 | -0.0035939 | -0.00090027 | 6.9025e-07 | -3.4009e-07 | 0.0054516 | 0.0054519 | 0.0054519 | 0.98108 | -0.36245 | 0.98087 | -0.36648 | 1.4978
23 | -0.007176 | -0.0017951 | 0.0071774 | 0.0017956 | 1.4046e-06 | 4.9845e-07 | 0.010876 | 0.010875 | 0.010876 | 0.98172 | -0.34986 | 0.98193 | -0.34574 | 2.9878
24 | 0.0035792 | 0.00089622 | -0.0035791 | -0.00089632 | 1.9117e-07 | -9.6664e-08 | 0.0054249 | 0.0054249 | 0.0054249 | 0.98172 | -0.34986 | 0.98166 | -0.35098 | 1.4904
25 | 0.0030714 | 0.00076933 | -0.0030711 | -0.00076968 | 3.8457e-07 | -3.5002e-07 | 0.0046593 | 0.0046595 | 0.0046595 | 0.98087 | -0.36648 | 0.98074 | -0.36911 | 1.2801
26 | -0.020985 | -0.0052744 | 0.020995 | 0.0052801 | 9.3327e-06 | 5.6715e-06 | 0.032065 | 0.032065 | 0.032065 | 0.974 | -0.50078 | 0.97447 | -0.49147 | 8.8092
27 | 0.078324 | 0.019957 | -0.077872 | -0.019668 | 0.00045212 | 0.00028826 | 0.11816 | 0.11816 | 0.11816 | 0.98733 | -0.24137 | 0.98111 | -0.36177 | 32.4617
28 | -0.078324 | -0.019957 | 0.078548 | 0.020098 | 0.0002242 | 0.00014129 | 0.11816 | 0.11816 | 0.11816 | 0.98733 | -0.24137 | 0.99042 | -0.18223 | 16.2308
29 | 0.055383 | 0.014007 | -0.055205 | -0.013894 | 0.00017777 | 0.00011293 | 0.084044 | 0.084044 | 0.084044 | 0.98111 | -0.36177 | 0.97767 | -0.42891 | 23.089
30 | 0.022489 | 0.0056611 | -0.022448 | -0.0056365 | 4.0279e-05 | 2.4615e-05 | 0.034117 | 0.034117 | 0.034117 | 0.98111 | -0.36177 | 0.97919 | -0.39931 | 9.3729
31 | -0.080139 | -0.020497 | 0.080158 | 0.020508 | 1.8643e-05 | 1.1535e-05 | 0.12055 | 0.12055 | 0.12055 | 0.99042 | -0.18223 | 0.99067 | -0.17743 | 11.0393
32 | -0.0091973 | -0.0023018 | 0.0091996 | 0.0023029 | 2.291e-06 | 1.0682e-06 | 0.013936 | 0.013936 | 0.013936 | 0.98193 | -0.34574 | 0.9822 | -0.34051 | 3.8287
33 | 0.0035791 | 0.00089632 | -0.0035784 | -0.00089663 | 6.1435e-07 | -3.1042e-07 | 0.0054249 | 0.0054252 | 0.0054252 | 0.98166 | -0.35098 | 0.98148 | -0.35458 | 1.4904
34 | 0.0015978 | 0.00040034 | -0.0015978 | -0.00040045 | 2.1752e-08 | -1.1136e-07 | 0.0024207 | 0.0024207 | 0.0024207 | 0.9822 | -0.34051 | 0.98218 | -0.3408 | 0.66503
35 | -0.010797 | -0.0027032 | 0.010798 | 0.0027034 | 2.9708e-07 | 1.5266e-07 | 0.016357 | 0.016357 | 0.016357 | 0.9822 | -0.34051 | 0.98222 | -0.33993 | 4.4937
36 | 0.0032101 | 0.00080431 | -0.0032101 | -0.00080434 | 2.7459e-08 | -2.1497e-08 | 0.0048667 | 0.0048667 | 0.0048667 | 0.98148 | -0.35458 | 0.98147 | -0.35476 | 1.337
37 | 0.010489 | 0.0026289 | -0.010489 | -0.0026289 | 8.368e-08 | 4.1877e-08 | 0.01572 | 0.01572 | 0.01572 | 0.99289 | -0.13521 | 0.99288 | -0.13537 | 4.3186
38 | -0.013318 | -0.0033378 | 0.013322 | 0.0033399 | 3.7299e-06 | 2.0641e-06 | 0.019959 | 0.019959 | 0.019959 | 0.99289 | -0.13521 | 0.99319 | -0.12933 | 5.4833
39 | 0.0072375 | 0.001814 | -0.0072364 | -0.0018136 | 1.1068e-06 | 3.8396e-07 | 0.010847 | 0.010847 | 0.010847 | 0.99288 | -0.13537 | 0.99271 | -0.13858 | 2.9799
40 | 0.093574 | 0.02395 | -0.093465 | -0.023881 | 0.00010942 | 6.8303e-05 | 0.14037 | 0.14037 | 0.14037 | 0.99319 | -0.12933 | 0.99192 | -0.15351 | 12.8547
41 | -0.1069 | -0.02729 | 0.107 | 0.027358 | 0.00010837 | 6.8047e-05 | 0.16033 | 0.16033 | 0.16033 | 0.99319 | -0.12933 | 0.99429 | -0.10837 | 14.6824
42 | 0.0037787 | 0.000947 | -0.0037787 | -0.00094702 | 6.4016e-08 | -2.7822e-08 | 0.0056641 | 0.0056641 | 0.0056641 | 0.99271 | -0.13858 | 0.99269 | -0.13894 | 1.5561
43 | 0.092056 | 0.023528 | -0.092002 | -0.023495 | 5.3866e-05 | 3.3602e-05 | 0.13826 | 0.13826 | 0.13826 | 0.99192 | -0.15351 | 0.99129 | -0.16561 | 12.6612
44 | -0.11048 | -0.028229 | 0.11054 | 0.028268 | 6.1506e-05 | 3.8665e-05 | 0.16553 | 0.16553 | 0.16553 | 0.99429 | -0.10837 | 0.99489 | -0.096867 | 15.1587
45 | 0.089903 | 0.022969 | -0.089883 | -0.022956 | 2.011e-05 | 1.253e-05 | 0.13511 | 0.13511 | 0.13511 | 0.99129 | -0.16561 | 0.99104 | -0.17024 | 12.3726
46 | -0.11714 | -0.029922 | 0.11721 | 0.029963 | 6.5913e-05 | 4.1516e-05 | 0.1754 | 0.1754 | 0.1754 | 0.99489 | -0.096867 | 0.9955 | -0.085236 | 16.0626
47 | 0.0066001 | 0.0016542 | -0.0065993 | -0.0016539 | 7.6633e-07 | 2.1816e-07 | 0.0098714 | 0.0098715 | 0.0098715 | 0.99489 | -0.096867 | 0.99477 | -0.099305 | 2.712
48 | 0.082011 | 0.020983 | -0.081982 | -0.020965 | 2.8523e-05 | 1.7674e-05 | 0.12329 | 0.12329 | 0.12329 | 0.99104 | -0.17024 | 0.99067 | -0.17743 | 11.2902
49 | 0.0078724 | 0.001973 | -0.0078713 | -0.0019725 | 1.1367e-06 | 4.4799e-07 | 0.01182 | 0.01182 | 0.01182 | 0.99104 | -0.17024 | 0.99089 | -0.17327 | 3.2473
50 | -0.11964 | -0.030574 | 0.11965 | 0.030574 | 8.6683e-07 | 5.4633e-07 | 0.17905 | 0.17905 | 0.17905 | 0.9955 | -0.085236 | 0.99551 | -0.085086 | 16.3961
51 | 0.0034638 | 0.0008681 | -0.0034638 | -0.0008681 | 7.821e-09 | -5.0803e-09 | 0.0051813 | 0.0051813 | 0.0051813 | 0.99477 | -0.099305 | 0.99476 | -0.099352 | 1.4234
52 | 0.0039787 | 0.00099695 | -0.0039784 | -0.00099706 | 3.5564e-07 | -1.1456e-07 | 0.0059748 | 0.0059749 | 0.0059749 | 0.99089 | -0.17327 | 0.99079 | -0.17515 | 1.6415
53 | -0.12208 | -0.031186 | 0.12217 | 0.031243 | 9.0373e-05 | 5.6993e-05 | 0.18269 | 0.18269 | 0.18269 | 0.99551 | -0.085086 | 0.99632 | -0.069787 | 16.73
54 | 0.0026439 | 0.0006626 | -0.0026439 | -0.00066261 | 5.8199e-09 | -8.9527e-09 | 0.0039707 | 0.0039707 | 0.0039707 | 0.99079 | -0.17515 | 0.99079 | -0.17519 | 1.0908
55 | 0.0013503 | 0.00033842 | -0.0013503 | -0.00033843 | 2.5186e-10 | -1.9362e-09 | 0.002028 | 0.002028 | 0.002028 | 0.99079 | -0.17519 | 0.99079 | -0.1752 | 0.55714
56 | 0.028158 | 0.0070838 | -0.028155 | -0.0070822 | 2.5987e-06 | 1.6163e-06 | 0.042965 | 0.042965 | 0.042965 | 0.97541 | -0.47302 | 0.97531 | -0.47495 | 11.8035
57 | -0.029428 | -0.0074022 | 0.029429 | 0.007403 | 1.2247e-06 | 7.6357e-07 | 0.044903 | 0.044903 | 0.044903 | 0.97541 | -0.47302 | 0.97546 | -0.47215 | 12.336
58 | 0.027057 | 0.0068071 | -0.027047 | -0.0068004 | 1.0725e-05 | 6.6546e-06 | 0.04129 | 0.04129 | 0.04129 | 0.97531 | -0.47495 | 0.97489 | -0.48325 | 11.3434
59 | -0.031293 | -0.0078701 | 0.031307 | 0.0078784 | 1.3199e-05 | 8.2544e-06 | 0.047746 | 0.047746 | 0.047746 | 0.97546 | -0.47215 | 0.97591 | -0.46333 | 13.1172
60 | 0.025255 | 0.0063513 | -0.025247 | -0.0063469 | 7.1816e-06 | 4.4356e-06 | 0.038555 | 0.038555 | 0.038555 | 0.97489 | -0.48325 | 0.97459 | -0.48921 | 10.5921
61 | -0.032811 | -0.0082553 | 0.032816 | 0.0082585 | 5.0358e-06 | 3.1559e-06 | 0.05004 | 0.05004 | 0.05004 | 0.97591 | -0.46333 | 0.97607 | -0.46011 | 13.7472
62 | 0.023543 | 0.0059196 | -0.023541 | -0.0059185 | 1.7788e-06 | 1.0927e-06 | 0.035952 | 0.035952 | 0.035952 | 0.97459 | -0.48921 | 0.97451 | -0.49079 | 9.877
63 | -0.034103 | -0.0085811 | 0.034111 | 0.0085864 | 8.3518e-06 | 5.2422e-06 | 0.052002 | 0.052002 | 0.052002 | 0.97607 | -0.46011 | 0.97633 | -0.45499 | 14.2863
64 | 0.022305 | 0.0056087 | -0.022304 | -0.0056082 | 7.2678e-07 | 4.4433e-07 | 0.034064 | 0.034064 | 0.034064 | 0.97451 | -0.49079 | 0.97447 | -0.49147 | 9.3584
65 | -0.035517 | -0.0089387 | 0.035574 | 0.0089748 | 5.7494e-05 | 3.6141e-05 | 0.054145 | 0.054144 | 0.054145 | 0.97633 | -0.45499 | 0.97806 | -0.42118 | 14.8749
66 | -0.037926 | -0.0095641 | 0.037936 | 0.0095705 | 1.0061e-05 | 6.338e-06 | 0.057722 | 0.057722 | 0.057722 | 0.97806 | -0.42118 | 0.97834 | -0.41564 | 15.8576
67 | 0.045165 | 0.011377 | -0.045141 | -0.011362 | 2.3954e-05 | 1.5161e-05 | 0.068762 | 0.068763 | 0.068763 | 0.97767 | -0.42891 | 0.9771 | -0.44 | 18.8908
68 | 0.01004 | 0.0025173 | -0.010036 | -0.0025151 | 4.6166e-06 | 2.2939e-06 | 0.015282 | 0.015282 | 0.015282 | 0.97767 | -0.42891 | 0.97718 | -0.43856 | 4.1983
69 | 0.019927 | 0.0050045 | -0.019922 | -0.0050015 | 4.8688e-06 | 2.938e-06 | 0.030285 | 0.030285 | 0.030285 | 0.97919 | -0.39931 | 0.97893 | -0.40443 | 8.3201
70 | -0.040506 | -0.010215 | 0.04052 | 0.010223 | 1.4465e-05 | 8.7472e-06 | 0.061631 | 0.06163 | 0.061631 | 0.97834 | -0.41564 | 0.97872 | -0.40818 | 8.4657
71 | -0.04287 | -0.010812 | 0.042875 | 0.010815 | 4.2787e-06 | 2.4348e-06 | 0.065203 | 0.065203 | 0.065203 | 0.97872 | -0.40818 | 0.97883 | -0.40609 | 5.971
72 | -0.045445 | -0.011459 | 0.045458 | 0.011466 | 1.2662e-05 | 7.3037e-06 | 0.06911 | 0.06911 | 0.06911 | 0.97883 | -0.40609 | 0.97913 | -0.40027 | 6.3288
73 | -0.04637 | -0.011695 | 0.046395 | 0.011709 | 2.4319e-05 | 1.4086e-05 | 0.070497 | 0.070497 | 0.070497 | 0.97913 | -0.40027 | 0.97969 | -0.38932 | 6.4558
74 | 0.043651 | 0.010989 | -0.043639 | -0.010981 | 1.1936e-05 | 7.5492e-06 | 0.066494 | 0.066494 | 0.066494 | 0.9771 | -0.44 | 0.97681 | -0.44573 | 18.2675
75 | 0.0067154 | 0.001683 | -0.0067146 | -0.0016827 | 8.4503e-07 | 2.7091e-07 | 0.010226 | 0.010226 | 0.010226 | 0.97718 | -0.43856 | 0.97704 | -0.4412 | 2.8094
76 | 0.018569 | 0.0046625 | -0.018569 | -0.0046621 | 6.9482e-07 | 4.1546e-07 | 0.028229 | 0.028229 | 0.028229 | 0.97893 | -0.40443 | 0.97889 | -0.40521 | 7.7553
77 | -0.12476 | -0.03189 | 0.12476 | 0.03189 | 1.1762e-07 | 7.4219e-08 | 0.18655 | 0.18655 | 0.18655 | 0.99632 | -0.069787 | 0.99632 | -0.069767 | 17.0832
78 | -0.12734 | -0.032538 | 0.12735 | 0.032546 | 1.3336e-05 | 8.4203e-06 | 0.19041 | 0.19041 | 0.19041 | 0.99632 | -0.069767 | 0.99643 | -0.067602 | 17.4366
79 | -0.036634 | -0.0092118 | 0.036652 | 0.0092229 | 1.7645e-05 | 1.1104e-05 | 0.055873 | 0.055873 | 0.055873 | 0.97584 | -0.46473 | 0.97636 | -0.45465 | 15.3497
80 | 0.035672 | 0.0089707 | -0.035651 | -0.0089572 | 2.1369e-05 | 1.3436e-05 | 0.054406 | 0.054406 | 0.054406 | 0.97584 | -0.46473 | 0.9752 | -0.47728 | 14.9466
81 | -0.040709 | -0.01024 | 0.040714 | 0.010243 | 5.4744e-06 | 3.4562e-06 | 0.062056 | 0.062056 | 0.062056 | 0.97636 | -0.45465 | 0.9765 | -0.45183 | 17.0483
82 | 0.032726 | 0.0082243 | -0.03272 | -0.0082206 | 5.8588e-06 | 3.6715e-06 | 0.049943 | 0.049943 | 0.049943 | 0.9752 | -0.47728 | 0.97501 | -0.48103 | 13.7207
83 | -0.042494 | -0.010689 | 0.042507 | 0.010697 | 1.2399e-05 | 7.8366e-06 | 0.064768 | 0.064768 | 0.064768 | 0.9765 | -0.45183 | 0.97681 | -0.44573 | 17.7934
84 | 0.030922 | 0.0077699 | -0.030894 | -0.0077528 | 2.7335e-05 | 1.7087e-05 | 0.047198 | 0.047199 | 0.047199 | 0.97501 | -0.48103 | 0.97407 | -0.49956 | 12.9666
85 | 0.023992 | 0.0060229 | -0.02399 | -0.0060219 | 1.6281e-06 | 1.0018e-06 | 0.036654 | 0.036654 | 0.036654 | 0.97407 | -0.49956 | 0.974 | -0.50099 | 10.0699
86 | 0.022406 | 0.0056248 | -0.022393 | -0.0056171 | 1.2625e-05 | 7.723e-06 | 0.034234 | 0.034234 | 0.034234 | 0.974 | -0.50099 | 0.9734 | -0.51281 | 9.4049
87 | 0.019945 | 0.0050036 | -0.019944 | -0.0050029 | 1.1541e-06 | 6.9746e-07 | 0.030492 | 0.030492 | 0.030492 | 0.9734 | -0.51281 | 0.97334 | -0.51402 | 8.3769
88 | 0.018151 | 0.0045535 | -0.018146 | -0.0045504 | 5.1951e-06 | 3.1014e-06 | 0.027751 | 0.027751 | 0.027751 | 0.97334 | -0.51402 | 0.97304 | -0.52003 | 7.6238
89 | 0.015887 | 0.0039841 | -0.015883 | -0.0039819 | 3.6863e-06 | 2.1524e-06 | 0.024295 | 0.024296 | 0.024296 | 0.97304 | -0.52003 | 0.97279 | -0.52489 | 6.6746
90 | 0.013642 | 0.0034202 | -0.01364 | -0.0034191 | 2.0213e-06 | 1.14e-06 | 0.020867 | 0.020867 | 0.020867 | 0.97279 | -0.52489 | 0.97263 | -0.528 | 5.7328
91 | 0.0013273 | 0.00033249 | -0.0013272 | -0.00033258 | 1.1456e-08 | -9.0744e-08 | 0.0019981 | 0.0019981 | 0.0019981 | 0.98843 | -0.22001 | 0.98842 | -0.22019 | 0.54893
92 | -0.0020201 | -0.00050614 | 0.0020202 | 0.00050595 | 6.1251e-08 | -1.8718e-07 | 0.0030411 | 0.003041 | 0.0030411 | 0.98843 | -0.22001 | 0.98846 | -0.21938 | 0.83547
93 | 0.00071828 | 0.00017996 | -0.00071827 | -0.00018002 | 1.9992e-09 | -5.716e-08 | 0.0010813 | 0.0010813 | 0.0010813 | 0.98842 | -0.22019 | 0.98842 | -0.22025 | 0.29707
94 | -0.0039057 | -0.00097816 | 0.0039059 | 0.0009781 | 1.6606e-07 | -5.7944e-08 | 0.0058793 | 0.0058793 | 0.0058793 | 0.98846 | -0.21938 | 0.98851 | -0.21848 | 1.6152
95 | 0.0018855 | 0.00047221 | -0.0018855 | -0.00047231 | 2.9096e-08 | -1.0483e-07 | 0.0028383 | 0.0028383 | 0.0028383 | 0.98846 | -0.21938 | 0.98844 | -0.2197 | 0.77976
96 | -0.005029 | -0.0012596 | 0.0050295 | 0.0012596 | 4.2495e-07 | 1.8438e-08 | 0.00757 | 0.0075699 | 0.00757 | 0.98851 | -0.21848 | 0.9886 | -0.21671 | 2.0797
97 | 0.0016254 | 0.00040712 | -0.0016253 | -0.00040717 | 1.0602e-08 | -5.3748e-08 | 0.0024468 | 0.0024468 | 0.0024468 | 0.98844 | -0.2197 | 0.98844 | -0.21984 | 0.67219
98 | 0.15488 | 0.039459 | -0.15488 | -0.039456 | 3.7643e-06 | 2.3879e-06 | 0.23335 | 0.23335 | 0.23335 | 0.9886 | -0.21671 | 0.98857 | -0.21721 | 21.3694
99 | -0.15991 | -0.040718 | 0.16017 | 0.040882 | 0.00025822 | 0.00016389 | 0.24092 | 0.24092 | 0.24092 | 0.9886 | -0.21671 | 0.99034 | -0.18328 | 22.0626
100 | 0.0013834 | 0.00034653 | -0.0013834 | -0.00034655 | 1.8098e-09 | -1.3105e-08 | 0.0020825 | 0.0020825 | 0.0020825 | 0.98844 | -0.21984 | 0.98844 | -0.21986 | 0.57212
101 | 0.1512 | 0.038535 | -0.15102 | -0.038417 | 0.00018579 | 0.0001178 | 0.22782 | 0.22782 | 0.22782 | 0.98857 | -0.21721 | 0.98724 | -0.24271 | 20.8626
102 | -0.16187 | -0.041308 | 0.16198 | 0.041376 | 0.0001067 | 6.7729e-05 | 0.24348 | 0.24348 | 0.24348 | 0.99034 | -0.18328 | 0.99105 | -0.16965 | 22.2965
103 | 0.00079881 | 0.00020004 | -0.00079881 | -0.00020008 | 1.9157e-09 | -4.4057e-08 | 0.0012025 | 0.0012025 | 0.0012025 | 0.98844 | -0.21986 | 0.98843 | -0.21991 | 0.33036
104 | 0.14999 | 0.038159 | -0.14982 | -0.038055 | 0.00016364 | 0.00010375 | 0.22627 | 0.22627 | 0.22627 | 0.98724 | -0.24271 | 0.98607 | -0.26537 | 20.7205
105 | -0.16447 | -0.042001 | 0.16467 | 0.042129 | 0.00020142 | 0.00012789 | 0.24722 | 0.24722 | 0.24722 | 0.99105 | -0.16965 | 0.99238 | -0.14435 | 22.6394
106 | 0.00054683 | 0.00013693 | -0.00054683 | -0.00013699 | 1.253e-09 | -6.2398e-08 | 0.00082317 | 0.00082319 | 0.00082319 | 0.98843 | -0.21991 | 0.98843 | -0.21996 | 0.22615
107 | -0.047596 | -0.01201 | 0.047617 | 0.012022 | 2.0874e-05 | 1.2153e-05 | 0.072322 | 0.072321 | 0.072322 | 0.97969 | -0.38932 | 0.98016 | -0.38017 | 6.6229
108 | -0.048695 | -0.012293 | 0.048716 | 0.012305 | 2.122e-05 | 1.2407e-05 | 0.073958 | 0.073958 | 0.073958 | 0.98016 | -0.38017 | 0.98062 | -0.37108 | 6.7727
109 | -0.049684 | -0.012547 | 0.049706 | 0.01256 | 2.1345e-05 | 1.2524e-05 | 0.075426 | 0.075426 | 0.075426 | 0.98062 | -0.37108 | 0.98108 | -0.36212 | 6.9072
110 | -0.050512 | -0.012762 | 0.050568 | 0.012795 | 5.6734e-05 | 3.338e-05 | 0.076648 | 0.076647 | 0.076648 | 0.98108 | -0.36212 | 0.98228 | -0.33871 | 7.0191
111 | -0.051983 | -0.01315 | 0.051997 | 0.013159 | 1.4669e-05 | 8.6703e-06 | 0.07879 | 0.078789 | 0.07879 | 0.98228 | -0.33871 | 0.98259 | -0.33283 | 7.2152
112 | 0.011576 | 0.0028996 | -0.011574 | -0.0028984 | 2.2729e-06 | 1.2049e-06 | 0.01753 | 0.01753 | 0.01753 | 0.98259 | -0.33283 | 0.98238 | -0.33696 | 4.8161
113 | -0.063574 | -0.016058 | 0.063626 | 0.01609 | 5.2284e-05 | 3.1747e-05 | 0.09632 | 0.096319 | 0.09632 | 0.98259 | -0.33283 | 0.98347 | -0.31569 | 8.8205
114 | 0.0002746 | 6.8765e-05 | -0.0002746 | -6.8822e-05 | 2.8663e-10 | -5.7143e-08 | 0.00041338 | 0.0004134 | 0.0004134 | 0.98843 | -0.21996 | 0.98843 | -0.21998 | 0.11357
115 | 0.010799 | 0.0027042 | -0.010798 | -0.0027034 | 1.5308e-06 | 7.8659e-07 | 0.016357 | 0.016357 | 0.016357 | 0.98238 | -0.33696 | 0.98222 | -0.33993 | 4.4937
116 | -0.06443 | -0.016291 | 0.064472 | 0.016317 | 4.1368e-05 | 2.515e-05 | 0.097536 | 0.097536 | 0.097536 | 0.98347 | -0.31569 | 0.98416 | -0.30231 | 8.9319
117 | 0.0040983 | 0.0010265 | -0.0040982 | -0.0010265 | 1.1227e-07 | -3.0544e-08 | 0.0061455 | 0.0061455 | 0.0061455 | 0.99229 | -0.14613 | 0.99226 | -0.1467 | 1.6883
118 | -0.0052624 | -0.0013182 | 0.0052629 | 0.0013183 | 4.4646e-07 | 3.8736e-08 | 0.0078912 | 0.0078911 | 0.0078912 | 0.99229 | -0.14613 | 0.99238 | -0.14435 | 2.1679
119 | 0.0029976 | 0.00075068 | -0.0029976 | -0.00075069 | 5.3767e-09 | -5.7249e-09 | 0.004495 | 0.004495 | 0.004495 | 0.99226 | -0.1467 | 0.99226 | -0.14674 | 1.2349
120 | -0.16993 | -0.043447 | 0.16996 | 0.043464 | 2.6421e-05 | 1.6783e-05 | 0.25511 | 0.25511 | 0.25511 | 0.99238 | -0.14435 | 0.99255 | -0.14113 | 23.3619
121 | 0.0019315 | 0.0004835 | -0.0019314 | -0.00048373 | 6.5794e-08 | -2.2804e-07 | 0.0028963 | 0.0028964 | 0.0028964 | 0.99226 | -0.14674 | 0.99222 | -0.14746 | 0.79571
122 | -0.17111 | -0.043753 | 0.17135 | 0.043902 | 0.00023444 | 0.00014893 | 0.25684 | 0.25684 | 0.25684 | 0.99255 | -0.14113 | 0.99403 | -0.11286 | 23.5201
123 | 0.0010075 | 0.00025218 | -0.0010075 | -0.00025251 | 2.2368e-08 | -3.2314e-07 | 0.0015109 | 0.001511 | 0.001511 | 0.99222 | -0.14746 | 0.9922 | -0.14792 | 0.41511
124 | -0.17469 | -0.04474 | 0.17492 | 0.044886 | 0.00022896 | 0.00014549 | 0.26185 | 0.26185 | 0.26185 | 0.99403 | -0.11286 | 0.99546 | -0.085845 | 23.9788
125 | -0.17948 | -0.046027 | 0.17958 | 0.046091 | 0.00010024 | 6.3723e-05 | 0.26866 | 0.26866 | 0.26866 | 0.99546 | -0.085845 | 0.99606 | -0.074335 | 24.6022
126 | 0.0097541 | 0.0024444 | -0.0097527 | -0.0024438 | 1.3962e-06 | 6.6535e-07 | 0.014571 | 0.014572 | 0.014572 | 0.99606 | -0.074335 | 0.99591 | -0.07734 | 4.0032
127 | -0.18933 | -0.048535 | 0.18952 | 0.048655 | 0.00018752 | 0.00011928 | 0.28323 | 0.28323 | 0.28323 | 0.99606 | -0.074335 | 0.99714 | -0.053929 | 25.9365
128 | 0.0024024 | 0.00060178 | -0.0024024 | -0.00060188 | 4.7505e-08 | -9.9619e-08 | 0.0035749 | 0.003575 | 0.003575 | 0.99994 | -0.0011829 | 0.99992 | -0.0015981 | 0.98214
129 | -0.0035277 | -0.00088382 | 0.0035279 | 0.00088369 | 1.9873e-07 | -1.2509e-07 | 0.0052496 | 0.0052495 | 0.0052496 | 0.99994 | -0.0011829 | 1 | 0 | 1.4422
130 | 0.0010195 | 0.0002553 | -0.0010195 | -0.00025551 | 1.4233e-08 | -2.0719e-07 | 0.0015171 | 0.0015172 | 0.0015172 | 0.99992 | -0.0015981 | 0.9999 | -0.0018913 | 0.41681
131 | 0.14062 | 0.036042 | -0.14047 | -0.035944 | 0.00015481 | 9.797e-05 | 0.20953 | 0.20953 | 0.20953 | 1 | 0 | 0.9988 | -0.022737 | 19.1881
132 | 0.19783 | 0.050935 | -0.19764 | -0.050812 | 0.00019374 | 0.00012329 | 0.29486 | 0.29486 | 0.29486 | 1 | 0 | 0.99893 | -0.020151 | 27.0015
133 | 0.13768 | 0.035245 | -0.1375 | -0.035132 | 0.00017896 | 0.0001132 | 0.20538 | 0.20538 | 0.20538 | 0.9988 | -0.022737 | 0.99738 | -0.049615 | 18.8079
134 | 0.19432 | 0.049981 | -0.194 | -0.049779 | 0.0003185 | 0.00020265 | 0.28992 | 0.28992 | 0.28992 | 0.99893 | -0.020151 | 0.99714 | -0.053929 | 26.5494
135 | 0.13547 | 0.034624 | -0.13546 | -0.034613 | 1.7614e-05 | 1.1138e-05 | 0.20236 | 0.20236 | 0.20236 | 0.99738 | -0.049615 | 0.99724 | -0.052303 | 18.5308
136 | 0.0059736 | 0.0014967 | -0.0059727 | -0.0014965 | 8.6135e-07 | 1.7412e-07 | 0.0089133 | 0.0089134 | 0.0089134 | 0.99724 | -0.052303 | 0.99708 | -0.055331 | 2.4487
137 | 0.12948 | 0.033116 | -0.12939 | -0.033056 | 9.5786e-05 | 6.0502e-05 | 0.19344 | 0.19344 | 0.19344 | 0.99724 | -0.052303 | 0.99643 | -0.067602 | 17.7146
138 | 0.0047075 | 0.0011794 | -0.0047072 | -0.0011794 | 2.7113e-07 | -1.7536e-08 | 0.0070252 | 0.0070253 | 0.0070253 | 0.99708 | -0.055331 | 0.99702 | -0.05654 | 1.93
139 | 0.006275 | 0.0015722 | -0.0062747 | -0.0015721 | 3.0342e-07 | 7.4419e-08 | 0.0093755 | 0.0093755 | 0.0093755 | 0.99591 | -0.07734 | 0.99586 | -0.078355 | 2.5757
140 | 0.00069024 | 0.00017265 | -0.00069023 | -0.00017299 | 1.0479e-08 | -3.3674e-07 | 0.00103 | 0.0010302 | 0.0010302 | 0.99702 | -0.05654 | 0.997 | -0.056859 | 0.28301
141 | 0.0014302 | 0.00035817 | -0.0014301 | -0.00035842 | 3.6257e-08 | -2.5221e-07 | 0.002137 | 0.0021371 | 0.0021371 | 0.99581 | -0.079294 | 0.99578 | -0.079826 | 0.58711
142 | -0.0025232 | -0.00063211 | 0.0025233 | 0.0006319 | 1.1278e-07 | -2.031e-07 | 0.0037702 | 0.0037701 | 0.0037702 | 0.99581 | -0.079294 | 0.99586 | -0.078355 | 1.0358
143 | -0.0016505 | -0.00041365 | 0.0016505 | 0.00041352 | 2.7809e-08 | -1.3186e-07 | 0.0025024 | 0.0025023 | 0.0025024 | 0.98144 | -0.35529 | 0.98146 | -0.35493 | 0.68747
144 | -0.0023929 | -0.00059958 | 0.0023929 | 0.00059954 | 1.9119e-08 | -3.6716e-08 | 0.0036279 | 0.0036279 | 0.0036279 | 0.98146 | -0.35493 | 0.98147 | -0.35476 | 0.99668
145 | -0.065152 | -0.016487 | 0.065165 | 0.016495 | 1.3163e-05 | 8.0112e-06 | 0.098564 | 0.098564 | 0.098564 | 0.98416 | -0.30231 | 0.98438 | -0.2981 | 9.026
146 | -0.065165 | -0.016495 | 0.065267 | 0.016557 | 0.00010255 | 6.2404e-05 | 0.098564 | 0.098562 | 0.098564 | 0.98438 | -0.2981 | 0.98607 | -0.26537 | 9.026
147 | 0.084554 | 0.021498 | -0.084375 | -0.021383 | 0.00017958 | 0.00011456 | 0.12771 | 0.12771 | 0.12771 | 0.98607 | -0.26537 | 0.98378 | -0.30956 | 35.084
148 | 0.00023003 | 5.7491e-05 | -0.00023003 | -5.7651e-05 | 6.0068e-10 | -1.5963e-07 | 0.00035215 | 0.00035221 | 0.00035221 | 0.97183 | -0.54439 | 0.97183 | -0.54445 | 0.096761
149 | -0.0014643 | -0.00036683 | 0.0014644 | 0.00036613 | 1.1747e-07 | -6.9713e-07 | 0.002242 | 0.0022417 | 0.002242 | 0.97183 | -0.54439 | 0.97192 | -0.54271 | 0.61594
150 | -0.0014644 | -0.00036613 | 0.0014646 | 0.0003654 | 1.2403e-07 | -7.3644e-07 | 0.0022417 | 0.0022414 | 0.0022417 | 0.97192 | -0.54271 | 0.97201 | -0.54093 | 0.61586
151 | 8.4557e-05 | 1.9889e-05 | -8.4556e-05 | -2.0774e-05 | 4.4669e-10 | -8.8503e-07 | 0.00012899 | 0.0001293 | 0.0001293 | 0.97201 | -0.54093 | 0.972 | -0.54104 | 0.035521
152 | 0.0015924 | 0.00039847 | -0.0015923 | -0.00039867 | 4.1874e-08 | -2.0614e-07 | 0.0024375 | 0.0024376 | 0.0024376 | 0.97201 | -0.54093 | 0.97198 | -0.54148 | 0.66966
153 | -0.0031415 | -0.00078375 | 0.0031427 | 0.00078277 | 1.2484e-06 | -9.8716e-07 | 0.0048079 | 0.0048073 | 0.0048079 | 0.97201 | -0.54093 | 0.97243 | -0.53255 | 1.3209
154 | 8.4556e-05 | 2.0774e-05 | -8.4556e-05 | -2.1192e-05 | 2.1143e-10 | -4.1742e-07 | 0.0001293 | 0.00012945 | 0.00012945 | 0.972 | -0.54104 | 0.972 | -0.54109 | 0.035562
155 | 0.0011916 | 0.00029825 | -0.0011916 | -0.00029836 | 1.2106e-08 | -1.125e-07 | 0.0018241 | 0.0018242 | 0.0018242 | 0.97198 | -0.54148 | 0.97197 | -0.54169 | 0.50114
156 | 0.0049308 | 0.0012339 | -0.0049304 | -0.0012339 | 4.1562e-07 | 2.4452e-08 | 0.0075444 | 0.0075445 | 0.0075445 | 0.97243 | -0.53255 | 0.97234 | -0.53432 | 2.0727
157 | -0.0080735 | -0.0020167 | 0.008081 | 0.0020198 | 7.4655e-06 | 3.1574e-06 | 0.012352 | 0.012351 | 0.012352 | 0.97243 | -0.53255 | 0.97341 | -0.51311 | 3.3933
158 | 0.00089124 | 0.00022308 | -0.00089124 | -0.00022315 | 4.304e-09 | -7.3666e-08 | 0.0013643 | 0.0013643 | 0.0013643 | 0.97197 | -0.54169 | 0.97196 | -0.54179 | 0.37482
159 | -0.008081 | -0.0020198 | 0.0080892 | 0.0020233 | 8.2261e-06 | 3.4751e-06 | 0.012351 | 0.01235 | 0.012351 | 0.97341 | -0.51311 | 0.97449 | -0.49171 | 3.3932
160 | -0.0080892 | -0.0020233 | 0.0081033 | 0.0020292 | 1.4071e-05 | 5.9346e-06 | 0.01235 | 0.012349 | 0.01235 | 0.97449 | -0.49171 | 0.97634 | -0.45519 | 3.393
161 | 0.004132 | 0.0010338 | -0.0041314 | -0.0010339 | 6.2738e-07 | -1.1746e-07 | 0.0063227 | 0.0063229 | 0.0063229 | 0.97234 | -0.53432 | 0.97218 | -0.53751 | 1.7371
162 | 0.00069378 | 0.00017366 | -0.00069377 | -0.00017377 | 3.5671e-09 | -1.0223e-07 | 0.0010621 | 0.0010621 | 0.0010621 | 0.97196 | -0.54179 | 0.97196 | -0.5419 | 0.29178
163 | -0.00020905 | -5.2394e-05 | 0.00020905 | 5.232e-05 | 2.2924e-10 | -7.3805e-08 | 0.00032007 | 0.00032005 | 0.00032007 | 0.97189 | -0.54332 | 0.97189 | -0.54329 | 0.087932
164 | -0.0026993 | -0.00067644 | 0.0026997 | 0.00067599 | 3.4889e-07 | -4.5186e-07 | 0.0041328 | 0.0041325 | 0.0041328 | 0.97189 | -0.54329 | 0.97202 | -0.54058 | 1.1354
165 | -0.0081033 | -0.0020292 | 0.0081082 | 0.0020313 | 4.877e-06 | 2.0541e-06 | 0.012349 | 0.012349 | 0.012349 | 0.97634 | -0.45519 | 0.97699 | -0.44255 | 3.3927
166 | 0.0033665 | 0.00084264 | -0.0033664 | -0.00084274 | 1.6489e-07 | -9.983e-08 | 0.0051524 | 0.0051525 | 0.0051525 | 0.97218 | -0.53751 | 0.97213 | -0.53854 | 1.4155
167 | 0.00076483 | 0.00019125 | -0.00076481 | -0.00019156 | 1.3009e-08 | -3.056e-07 | 0.0011705 | 0.0011706 | 0.0011706 | 0.97218 | -0.53751 | 0.97216 | -0.53787 | 0.32159
168 | 0.084097 | 0.021313 | -0.084087 | -0.021307 | 9.8479e-06 | 6.2821e-06 | 0.12729 | 0.12729 | 0.12729 | 0.98378 | -0.30956 | 0.98366 | -0.312 | 34.9686
169 | -0.00056254 | -0.00014098 | 0.00056254 | 0.00014073 | 5.6703e-09 | -2.5754e-07 | 0.00085415 | 0.00085405 | 0.00085415 | 0.98 | -0.38326 | 0.98001 | -0.38305 | 0.23466
170 | -0.001876 | -0.00046837 | 0.0018762 | 0.00046762 | 2.1338e-07 | -7.477e-07 | 0.0028478 | 0.0028475 | 0.0028478 | 0.98001 | -0.38305 | 0.98013 | -0.38065 | 0.78236
171 | 0.0013134 | 0.00032764 | -0.0013134 | -0.00032767 | 2.6064e-09 | -2.0363e-08 | 0.0019937 | 0.0019938 | 0.0019938 | 0.98001 | -0.38305 | 0.98001 | -0.38309 | 0.54773
172 | -0.0025505 | -0.00063663 | 0.0025507 | 0.00063639 | 1.4902e-07 | -2.3885e-07 | 0.0038713 | 0.0038711 | 0.0038713 | 0.98013 | -0.38065 | 0.98019 | -0.37942 | 1.0635
173 | 0.00097365 | 0.00024251 | -0.00097363 | -0.00024289 | 2.5769e-08 | -3.7991e-07 | 0.0014778 | 0.001478 | 0.001478 | 0.98001 | -0.38309 | 0.97998 | -0.38365 | 0.40603
174 | 0.081614 | 0.020687 | -0.081434 | -0.020572 | 0.00018035 | 0.00011502 | 0.12354 | 0.12354 | 0.12354 | 0.98366 | -0.312 | 0.98128 | -0.3581 | 33.9409
175 | 0.0058298 | 0.001461 | -0.0058295 | -0.0014609 | 3.7819e-07 | 8.1125e-08 | 0.0088689 | 0.0088689 | 0.0088689 | 0.97812 | -0.42009 | 0.97805 | -0.42145 | 2.4365
176 | -0.0087062 | -0.0021819 | 0.0087144 | 0.0021856 | 8.2505e-06 | 3.7044e-06 | 0.013245 | 0.013244 | 0.013245 | 0.97812 | -0.42009 | 0.97913 | -0.40021 | 3.6387
177 | 0.0045287 | 0.0011349 | -0.0045286 | -0.0011349 | 9.9886e-08 | -6.486e-09 | 0.00689 | 0.0068901 | 0.0068901 | 0.97805 | -0.42145 | 0.97803 | -0.42191 | 1.8929
178 | -0.0097662 | -0.0024492 | 0.0097666 | 0.0024494 | 4.3864e-07 | 2.1395e-07 | 0.014842 | 0.014842 | 0.014842 | 0.97913 | -0.40021 | 0.97918 | -0.39927 | 4.0776
179 | 0.0032628 | 0.00081767 | -0.0032627 | -0.0008177 | 5.0027e-08 | -3.5919e-08 | 0.0049641 | 0.0049641 | 0.0049641 | 0.97803 | -0.42191 | 0.97801 | -0.42223 | 1.3638
180 | -0.010484 | -0.0026292 | 0.010487 | 0.0026309 | 3.4972e-06 | 1.7759e-06 | 0.015933 | 0.015932 | 0.015933 | 0.97918 | -0.39927 | 0.97954 | -0.39227 | 4.3771
181 | 0.0011176 | 0.00028008 | -0.0011176 | -0.00028009 | 7.6702e-10 | -8.3875e-09 | 0.0017003 | 0.0017003 | 0.0017003 | 0.97801 | -0.42223 | 0.97801 | -0.42225 | 0.46712
182 | -0.010972 | -0.0027523 | 0.010977 | 0.002755 | 5.1607e-06 | 2.679e-06 | 0.016668 | 0.016668 | 0.016668 | 0.97954 | -0.39227 | 0.98004 | -0.38241 | 4.5791
183 | -0.011444 | -0.0028721 | 0.011446 | 0.002873 | 1.629e-06 | 8.6126e-07 | 0.017377 | 0.017377 | 0.017377 | 0.98004 | -0.38241 | 0.98019 | -0.37942 | 4.774
184 | -0.013996 | -0.0035093 | 0.014004 | 0.0035136 | 7.478e-06 | 4.2289e-06 | 0.021248 | 0.021248 | 0.021248 | 0.98019 | -0.37942 | 0.98077 | -0.36822 | 5.8375
185 | 0.00097363 | 0.00024289 | -0.00097355 | -0.00024399 | 7.5275e-08 | -1.1092e-06 | 0.001478 | 0.0014784 | 0.0014784 | 0.97998 | -0.38365 | 0.9799 | -0.38527 | 0.40615
186 | 0.020189 | 0.005067 | -0.02018 | -0.0050619 | 8.4917e-06 | 5.1297e-06 | 0.030617 | 0.030617 | 0.030617 | 0.98128 | -0.3581 | 0.98083 | -0.36692 | 8.4113
187 | 0.061245 | 0.015505 | -0.061194 | -0.015473 | 5.0811e-05 | 3.2321e-05 | 0.092928 | 0.092928 | 0.092928 | 0.98128 | -0.3581 | 0.98039 | -0.37539 | 25.5297
188 | 0.018259 | 0.0045804 | -0.018258 | -0.0045797 | 1.1301e-06 | 6.737e-07 | 0.027702 | 0.027702 | 0.027702 | 0.98083 | -0.36692 | 0.98077 | -0.36822 | 7.6104
189 | 0.060056 | 0.015188 | -0.059999 | -0.015152 | 5.6839e-05 | 3.6147e-05 | 0.0912 | 0.0912 | 0.0912 | 0.98039 | -0.37539 | 0.97938 | -0.39514 | 25.055
190 | 0.02948 | 0.0074582 | -0.029409 | -0.0074142 | 7.0598e-05 | 4.4006e-05 | 0.044815 | 0.044815 | 0.044815 | 0.97938 | -0.39514 | 0.97682 | -0.44518 | 12.3119
191 | 0.030519 | 0.0076934 | -0.030495 | -0.0076782 | 2.4399e-05 | 1.5235e-05 | 0.046386 | 0.046386 | 0.046386 | 0.97938 | -0.39514 | 0.97853 | -0.41186 | 12.7433
192 | 0.029409 | 0.0074142 | -0.029368 | -0.0073888 | 4.0716e-05 | 2.5382e-05 | 0.044815 | 0.044815 | 0.044815 | 0.97682 | -0.44518 | 0.97534 | -0.47415 | 12.3119
193 | 0.028089 | 0.0070751 | -0.028051 | -0.0070515 | 3.803e-05 | 2.3642e-05 | 0.042727 | 0.042727 | 0.042727 | 0.97853 | -0.41186 | 0.97708 | -0.44021 | 11.7382
194 | 0.029001 | 0.0072967 | -0.028985 | -0.0072865 | 1.6473e-05 | 1.0263e-05 | 0.044255 | 0.044255 | 0.044255 | 0.97534 | -0.47415 | 0.97474 | -0.48604 | 12.158
195 | 0.026623 | 0.0066935 | -0.026605 | -0.0066824 | 1.7885e-05 | 1.1083e-05 | 0.040552 | 0.040552 | 0.040552 | 0.97708 | -0.44021 | 0.97636 | -0.45429 | 11.1406
196 | 0.025285 | 0.0063516 | -0.025268 | -0.0063416 | 1.6168e-05 | 9.9845e-06 | 0.03854 | 0.03854 | 0.03854 | 0.97636 | -0.45429 | 0.97568 | -0.4677 | 10.588
197 | 0.020771 | 0.0052144 | -0.02076 | -0.0052079 | 1.0701e-05 | 6.4936e-06 | 0.031681 | 0.031681 | 0.031681 | 0.97568 | -0.4677 | 0.97513 | -0.47851 | 8.7036
198 | 0.019051 | 0.0047796 | -0.019042 | -0.0047741 | 9.0738e-06 | 5.4503e-06 | 0.029073 | 0.029073 | 0.029073 | 0.97513 | -0.47851 | 0.97462 | -0.4885 | 7.9871
199 | 0.028517 | 0.0071694 | -0.028515 | -0.0071681 | 2.0811e-06 | 1.2954e-06 | 0.043542 | 0.043542 | 0.043542 | 0.97474 | -0.48604 | 0.97466 | -0.48757 | 11.9622
200 | 0.018311 | 0.0045908 | -0.01831 | -0.0045906 | 3.0674e-07 | 1.8327e-07 | 0.027957 | 0.027957 | 0.027957 | 0.97462 | -0.4885 | 0.97461 | -0.48885 | 7.6804
201 | -0.0045122 | -0.0011309 | 0.0045129 | 0.0011308 | 7.0738e-07 | -4.0574e-08 | 0.0068964 | 0.0068963 | 0.0068964 | 0.97358 | -0.5089 | 0.97374 | -0.50561 | 1.8946
202 | 0.022325 | 0.0056081 | -0.022303 | -0.0055945 | 2.2251e-05 | 1.3607e-05 | 0.034121 | 0.034121 | 0.034121 | 0.97374 | -0.50561 | 0.97268 | -0.52652 | 9.3739
203 | -0.026838 | -0.0067389 | 0.026842 | 0.0067414 | 3.9332e-06 | 2.4397e-06 | 0.041017 | 0.041017 | 0.041017 | 0.97374 | -0.50561 | 0.9739 | -0.50254 | 11.2684
204 | -0.00098496 | -0.00024685 | 0.00098497 | 0.0002467 | 1.0776e-08 | -1.5075e-07 | 0.0015055 | 0.0015054 | 0.0015055 | 0.97352 | -0.51031 | 0.97353 | -0.51008 | 0.4136
205 | -0.00098497 | -0.0002467 | 0.00098499 | 0.00024633 | 2.662e-08 | -3.7247e-07 | 0.0015054 | 0.0015053 | 0.0015054 | 0.97353 | -0.51008 | 0.97356 | -0.50951 | 0.41358
206 | 0.027836 | 0.0069978 | -0.027816 | -0.0069854 | 1.9883e-05 | 1.2359e-05 | 0.042505 | 0.042505 | 0.042505 | 0.97466 | -0.48757 | 0.9739 | -0.50254 | 11.6771
207 | -0.002692 | -0.00067469 | 0.0026922 | 0.00067447 | 1.6479e-07 | -2.1547e-07 | 0.0041205 | 0.0041204 | 0.0041205 | 0.97216 | -0.53737 | 0.97222 | -0.53608 | 1.132
208 | -0.0061975 | -0.001553 | 0.0061977 | 0.001553 | 1.4378e-07 | 3.9172e-08 | 0.0094854 | 0.0094854 | 0.0094854 | 0.97222 | -0.53608 | 0.97225 | -0.53559 | 2.6059
209 | -0.0092069 | -0.0023072 | 0.0092088 | 0.0023081 | 1.8352e-06 | 8.6879e-07 | 0.014091 | 0.014091 | 0.014091 | 0.97225 | -0.53559 | 0.97246 | -0.53141 | 3.8712
210 | -0.0047802 | -0.0011966 | 0.0047807 | 0.0011966 | 4.5112e-07 | 8.2127e-09 | 0.0073044 | 0.0073043 | 0.0073044 | 0.97374 | -0.50604 | 0.97384 | -0.50406 | 2.0067
211 | 0.0047802 | 0.0011966 | -0.0047797 | -0.0011966 | 5.1549e-07 | 9.4647e-09 | 0.0073044 | 0.0073045 | 0.0073045 | 0.97374 | -0.50604 | 0.97362 | -0.50831 | 2.0067
212 | -0.0066051 | -0.0016539 | 0.0066051 | 0.0016539 | 2.9905e-08 | 9.3972e-09 | 0.010092 | 0.010092 | 0.010092 | 0.97384 | -0.50406 | 0.97384 | -0.50396 | 2.7725
213 | 0.0020744 | 0.00051901 | -0.0020743 | -0.00051933 | 1.1884e-07 | -3.161e-07 | 0.00317 | 0.0031702 | 0.0031702 | 0.97362 | -0.50831 | 0.97356 | -0.50951 | 0.87092
214 | 0.0027053 | 0.00067762 | -0.0027052 | -0.00067779 | 1.3446e-07 | -1.7479e-07 | 0.0041345 | 0.0041346 | 0.0041346 | 0.97362 | -0.50831 | 0.97357 | -0.50935 | 1.1359
215 | -0.011588 | -0.0029044 | 0.01159 | 0.0029054 | 1.8811e-06 | 1.0059e-06 | 0.017732 | 0.017732 | 0.017732 | 0.97246 | -0.53141 | 0.97263 | -0.528 | 4.8714
216 | -0.0084771 | -0.0021231 | 0.0084777 | 0.0021233 | 6.0415e-07 | 2.6717e-07 | 0.012952 | 0.012952 | 0.012952 | 0.97384 | -0.50396 | 0.97392 | -0.50247 | 3.5583
217 | 0.0012202 | 0.00030562 | -0.0012202 | -0.0003058 | 2.0389e-08 | -1.8135e-07 | 0.0018649 | 0.0018649 | 0.0018649 | 0.97357 | -0.50935 | 0.97355 | -0.5097 | 0.51235
218 | -0.010051 | -0.0025176 | 0.010051 | 0.0025177 | 9.0222e-08 | 4.5046e-08 | 0.015356 | 0.015356 | 0.015356 | 0.97392 | -0.50247 | 0.97393 | -0.50228 | 4.2187
219 | -0.011875 | -0.0029747 | 0.011877 | 0.0029762 | 2.8056e-06 | 1.5127e-06 | 0.018142 | 0.018142 | 0.018142 | 0.97393 | -0.50228 | 0.97418 | -0.49732 | 4.9841
220 | 0.017579 | 0.0044074 | -0.017579 | -0.0044073 | 2.8207e-07 | 1.6751e-07 | 0.02684 | 0.02684 | 0.02684 | 0.97461 | -0.48885 | 0.97459 | -0.48919 | 7.3737
221 | 0.016847 | 0.0042239 | -0.016847 | -0.0042237 | 2.5813e-07 | 1.5224e-07 | 0.025723 | 0.025723 | 0.025723 | 0.97459 | -0.48919 | 0.97457 | -0.48951 | 7.0668
222 | 0.016115 | 0.0040404 | -0.016109 | -0.0040369 | 5.9928e-06 | 3.5066e-06 | 0.024606 | 0.024606 | 0.024606 | 0.97457 | -0.48951 | 0.97418 | -0.49732 | 6.76
223 | 0.018569 | 0.0046621 | -0.01855 | -0.0046509 | 1.8779e-05 | 1.1229e-05 | 0.028229 | 0.02823 | 0.02823 | 0.97889 | -0.40521 | 0.97781 | -0.42643 | 7.7554
224 | 0.015024 | 0.0037672 | -0.015019 | -0.0037644 | 4.7599e-06 | 2.7419e-06 | 0.022864 | 0.022864 | 0.022864 | 0.97781 | -0.42643 | 0.97747 | -0.43308 | 6.2812
225 | 0.0023753 | 0.00059502 | -0.0023752 | -0.00059527 | 1.2947e-07 | -2.481e-07 | 0.0036158 | 0.003616 | 0.003616 | 0.97747 | -0.43308 | 0.97741 | -0.43423 | 0.9934
226 | 0.012644 | 0.0031694 | -0.012641 | -0.0031679 | 2.6587e-06 | 1.4617e-06 | 0.019248 | 0.019248 | 0.019248 | 0.97747 | -0.43308 | 0.97724 | -0.4375 | 5.2879
227 | 0.010332 | 0.0025891 | -0.010329 | -0.0025879 | 2.4872e-06 | 1.2561e-06 | 0.015731 | 0.015732 | 0.015732 | 0.97724 | -0.4375 | 0.97699 | -0.44255 | 4.3219
228 | 0.0055873 | 0.0014002 | -0.0055872 | -0.0014001 | 8.4492e-08 | 1.5105e-08 | 0.0085093 | 0.0085093 | 0.0085093 | 0.97704 | -0.4412 | 0.97703 | -0.44152 | 2.3377
229 | 0.0027329 | 0.00068478 | -0.0027328 | -0.0006849 | 9.1757e-08 | -1.1816e-07 | 0.0041621 | 0.0041622 | 0.0041622 | 0.97703 | -0.44152 | 0.97699 | -0.44222 | 1.1435
230 | -0.0012258 | -0.00030722 | 0.0012259 | 0.0003067 | 5.9384e-08 | -5.181e-07 | 0.0018777 | 0.0018775 | 0.0018777 | 0.9714 | -0.55184 | 0.97146 | -0.55082 | 0.51586
231 | -0.0012259 | -0.0003067 | 0.0012259 | 0.00030626 | 4.9759e-08 | -4.3426e-07 | 0.0018775 | 0.0018773 | 0.0018775 | 0.97146 | -0.55082 | 0.9715 | -0.54996 | 0.5158
232 | -0.012952 | -0.003246 | 0.012954 | 0.003247 | 1.8103e-06 | 1.0067e-06 | 0.019839 | 0.019838 | 0.019839 | 0.9715 | -0.54996 | 0.97165 | -0.54703 | 5.4501
233 | 0.011726 | 0.0029397 | -0.011724 | -0.0029383 | 2.6772e-06 | 1.4394e-06 | 0.017961 | 0.017961 | 0.017961 | 0.9715 | -0.54996 | 0.97126 | -0.55476 | 4.9344
234 | -0.013587 | -0.0034056 | 0.01359 | 0.0034072 | 2.7997e-06 | 1.5782e-06 | 0.020807 | 0.020807 | 0.020807 | 0.97165 | -0.54703 | 0.97187 | -0.54271 | 5.7163
235 | 0.011154 | 0.0027956 | -0.011154 | -0.0027952 | 8.9189e-07 | 4.7003e-07 | 0.017089 | 0.017089 | 0.017089 | 0.97126 | -0.55476 | 0.97117 | -0.55644 | 4.6948
236 | 0.018651 | 0.0046796 | -0.018643 | -0.0046747 | 8.171e-06 | 4.8974e-06 | 0.028534 | 0.028535 | 0.028535 | 0.97268 | -0.52652 | 0.97222 | -0.53571 | 7.8392
237 | 0.0036518 | 0.00091488 | -0.0036516 | -0.00091498 | 2.4045e-07 | -1.0111e-07 | 0.0055865 | 0.0055866 | 0.0055866 | 0.97268 | -0.52652 | 0.97261 | -0.5279 | 1.5348
238 | 0.014915 | 0.0037409 | -0.01491 | -0.003738 | 4.9705e-06 | 2.8659e-06 | 0.022829 | 0.022829 | 0.022829 | 0.97222 | -0.53571 | 0.97187 | -0.54271 | 6.2716
239 | 0.0037282 | 0.0009338 | -0.003728 | -0.00093386 | 1.5665e-07 | -5.8841e-08 | 0.0057059 | 0.005706 | 0.005706 | 0.97222 | -0.53571 | 0.97217 | -0.5366 | 1.5676
240 | 0.0033385 | 0.00083652 | -0.0033383 | -0.00083666 | 2.2496e-07 | -1.4139e-07 | 0.0051076 | 0.0051077 | 0.0051077 | 0.97261 | -0.5279 | 0.97254 | -0.52932 | 1.4032
241 | -0.00048476 | -0.00012149 | 0.00048477 | 0.00012128 | 3.5669e-09 | -2.119e-07 | 0.00074204 | 0.00074196 | 0.00074204 | 0.9721 | -0.53812 | 0.97211 | -0.53796 | 0.20386
242 | -0.0018428 | -0.00046163 | 0.0018428 | 0.00046153 | 2.7306e-08 | -9.5991e-08 | 0.0028207 | 0.0028206 | 0.0028207 | 0.97211 | -0.53796 | 0.97212 | -0.53765 | 0.77491
243 | -0.0031632 | -0.00079246 | 0.0031634 | 0.00079234 | 1.5903e-07 | -1.2252e-07 | 0.0048418 | 0.0048417 | 0.0048418 | 0.97212 | -0.53765 | 0.97217 | -0.5366 | 1.3302
244 | 0.0071908 | 0.001802 | -0.0071906 | -0.0018019 | 2.3383e-07 | 8.6092e-08 | 0.011018 | 0.011018 | 0.011018 | 0.97117 | -0.55644 | 0.97114 | -0.55712 | 3.0268
245 | 0.006574 | 0.0016474 | -0.006574 | -0.0016474 | 2.7303e-08 | 8.5954e-09 | 0.010073 | 0.010073 | 0.010073 | 0.97114 | -0.55712 | 0.97113 | -0.5572 | 2.7673
246 | 0.0059228 | 0.0014842 | -0.0059226 | -0.0014841 | 2.2001e-07 | 5.267e-08 | 0.0090751 | 0.0090752 | 0.0090752 | 0.97113 | -0.5572 | 0.97109 | -0.55798 | 2.4932
247 | 0.005306 | 0.0013296 | -0.005306 | -0.0013296 | 1.4676e-08 | 2.068e-09 | 0.0081304 | 0.0081304 | 0.0081304 | 0.97109 | -0.55798 | 0.97109 | -0.55804 | 2.2336
248 | 0.0041582 | 0.001042 | -0.0041581 | -0.001042 | 1.8024e-07 | -3.1108e-08 | 0.0063717 | 0.0063717 | 0.0063717 | 0.97109 | -0.55804 | 0.97104 | -0.55895 | 1.7505
249 | 0.0021439 | 0.00053721 | -0.0021439 | -0.00053731 | 4.3193e-08 | -1.0436e-07 | 0.0032853 | 0.0032854 | 0.0032854 | 0.97104 | -0.55895 | 0.97102 | -0.55938 | 0.90257
250 | -0.0027673 | -0.00069294 | 0.0027674 | 0.00069288 | 5.0101e-08 | -6.0227e-08 | 0.0042361 | 0.004236 | 0.0042361 | 0.97202 | -0.54058 | 0.97204 | -0.5402 | 1.1638
251 | -0.0028999 | -0.0007261 | 0.0029 | 0.00072604 | 5.7667e-08 | -5.9838e-08 | 0.0044389 | 0.0044389 | 0.0044389 | 0.97204 | -0.5402 | 0.97207 | -0.53978 | 1.2195
252 | -0.0030311 | -0.00075889 | 0.0030311 | 0.00075884 | 5.466e-08 | -4.8962e-08 | 0.0046396 | 0.0046396 | 0.0046396 | 0.97207 | -0.53978 | 0.97208 | -0.5394 | 1.2746
253 | -0.0031617 | -0.00079157 | 0.0031618 | 0.00079148 | 1.293e-07 | -9.9768e-08 | 0.0048395 | 0.0048394 | 0.0048395 | 0.97208 | -0.5394 | 0.97213 | -0.53854 | 1.3295
254 | 9.99e-05 | 2.4914e-05 | -9.99e-05 | -2.5037e-05 | 8.7264e-11 | -1.2337e-07 | 0.00015287 | 0.00015291 | 0.00015291 | 0.97216 | -0.53787 | 0.97216 | -0.53789 | 0.042008
255 | 0.00021037 | 5.2614e-05 | -0.00021037 | -5.2725e-05 | 3.4672e-10 | -1.1026e-07 | 0.00032203 | 0.00032207 | 0.00032207 | 0.97196 | -0.5419 | 0.97196 | -0.54194 | 0.088481

## res_trafo
| p_hv_mw | q_hv_mvar | p_lv_mw | q_lv_mvar | pl_mw | ql_mvar | i_hv_ka | i_lv_ka | vm_hv_pu | va_hv_degree | vm_lv_pu | va_lv_degree | loading_percent
0 | -1.2729e-15 | -1.3162e-15 | 0.00165 | 1.2699e-07 | 0.00165 | 1.2699e-07 | 5.2857e-17 | 0.0023815 | 0.99998 | 149.9956 | 1 | 0 | 0.2619

## res_ext_grid
| p_mw | q_mvar
0 | 0.34363 | 0.087861

## res_load
| p_mw | q_mvar
0 | 0.0022751 | 0.00057019
1 | 0.00072558 | 0.00018185
2 | 0.00079874 | 0.00020018
3 | 0.0013182 | 0.00033037
4 | 0.0010846 | 0.00027182
5 | 0.001014 | 0.00025414
6 | 0.00083132 | 0.00020835
7 | 0.00075384 | 0.00018893
8 | 0.0008882 | 0.0002226
9 | 0.0009778 | 0.00024506
10 | 0.0010892 | 0.00027298
11 | 0.00088628 | 0.00022212
12 | 0.0024882 | 0.00062361
13 | 0.00066486 | 0.00016663
14 | 0.00052247 | 0.00013094
15 | 0.0011036 | 0.00027659
16 | 0.0019576 | 0.00049061
17 | 0.0020686 | 0.00051844
18 | 0.0015908 | 0.00039869
19 | 0.0020199 | 0.00050624
20 | 0.0030711 | 0.00076968
21 | 0.00036835 | 9.2318e-05
22 | 0.0028287 | 0.00070894
23 | 0.0032515 | 0.0008149
24 | 0.0034577 | 0.00086658
25 | 0.0014089 | 0.00035309
26 | 0.0034759 | 0.00087114
27 | 0.0037787 | 0.00094702
28 | 0.0020992 | 0.00052612
29 | 0.0024366 | 0.00061066
30 | 0.0031355 | 0.00078583
31 | 0.0018244 | 0.00045724
32 | 0.0038925 | 0.00097556
33 | 0.0024388 | 0.00061122
34 | 0.0034638 | 0.0008681
35 | 0.0013345 | 0.00033446
36 | 0.0012935 | 0.00032419
37 | 0.0013503 | 0.00033843
38 | 0.0012706 | 0.00031844
39 | 0.0010977 | 0.0002751
40 | 0.001864 | 0.00046716
41 | 0.0017919 | 0.00044909
42 | 0.001504 | 0.00037694
43 | 0.0017049 | 0.00042729
44 | 0.0012873 | 0.00032262
45 | 0.0012362 | 0.00030982
46 | 0.0014057 | 0.00035231
47 | 0.0013092 | 0.00032812
48 | 0.0023514 | 0.00058931
49 | 0.0025217 | 0.000632
50 | 0.0025701 | 0.00064413
51 | 0.0023499 | 0.00058894
52 | 0.0025703 | 0.00064417
53 | 0.00091283 | 0.00022878
54 | 0.0014899 | 0.00037341
55 | 0.0033201 | 0.0008321
56 | 0.0013526 | 0.00033899
57 | 0.0025827 | 0.00064729
58 | 0.002584 | 0.00064762
59 | 0.00096226 | 0.00024116
60 | 0.004057 | 0.0010168
61 | 0.0029246 | 0.00073297
62 | 0.0017798 | 0.00044606
63 | 0.0017985 | 0.00045075
64 | 0.0011329 | 0.00028392
65 | 0.0069023 | 0.0017299
66 | 0.0015844 | 0.0003971
67 | 0.0024479 | 0.00061349
68 | 0.0017931 | 0.0004494
69 | 0.0022595 | 0.00056627
70 | 0.0022412 | 0.0005617
71 | 0.00069287 | 0.00017365
72 | 0.00060897 | 0.00015262
73 | 0.00071827 | 0.00018002
74 | 0.0011232 | 0.00028149
75 | 0.00026012 | 6.5192e-05
76 | 0.00024196 | 6.064e-05
77 | 0.0036769 | 0.00092152
78 | 0.0016998 | 0.00042601
79 | 0.00058457 | 0.00014651
80 | 0.00103 | 0.00025814
81 | 0.0024939 | 0.00062504
82 | 0.00025199 | 6.3154e-05
83 | 0.0012016 | 0.00030114
84 | 0.001078 | 0.00027018
85 | 0.00096779 | 0.00024255
86 | 0.00080599 | 0.000202
87 | 0.0014143 | 0.00035447
88 | 0.00027222 | 6.8225e-05
89 | 0.0002746 | 6.8822e-05
90 | 0.0007748 | 0.00019418
91 | 0.00080433 | 0.00020158
92 | 0.0011642 | 0.00029177
93 | 0.0011006 | 0.00027583
94 | 0.0010661 | 0.00026719
95 | 0.0011523 | 0.00028878
96 | 0.00092388 | 0.00023155
97 | 0.0033466 | 0.00083873
98 | 0.0010075 | 0.00025251
99 | 0.0045539 | 0.0011413
100 | 0.0011253 | 0.00028204
101 | 0.0013829 | 0.00034658
102 | 0.0010195 | 0.00025551
103 | 0.0027869 | 0.00069846
104 | 0.0033148 | 0.00083077
105 | 0.0020283 | 0.00050834
106 | 0.0044848 | 0.001124
107 | 0.0012652 | 0.0003171
108 | 0.0020333 | 0.00050959
109 | 0.0034777 | 0.00087159
110 | 0.004017 | 0.0010068
111 | 0.00069023 | 0.00017299
112 | 0.001093 | 0.00027394
113 | 0.0014301 | 0.00035842
114 | 0.0037514 | 0.00094019
115 | 0.0015978 | 0.00040045
116 | 0.0016505 | 0.00041365
117 | 0.0007424 | 0.00018606
118 | 0.00081712 | 0.00020479
119 | 0.00068002 | 0.00017043
120 | 0.0012343 | 0.00030934
121 | 0.00023003 | 5.7651e-05
122 | 0.00040071 | 0.00010043
123 | 8.4556e-05 | 2.1192e-05
124 | 0.00030037 | 7.528e-05
125 | 0.00079837 | 0.00020009
126 | 0.00019746 | 4.9488e-05
127 | 0.00020905 | 5.2394e-05
128 | 0.0024903 | 0.00062412
129 | 0.00027769 | 6.9596e-05
130 | 0.00056254 | 0.00014098
131 | 0.00067435 | 0.00016901
132 | 0.00033979 | 8.5159e-05
133 | 0.0024729 | 0.00061976
134 | 0.0028764 | 0.00072088
135 | 0.0013007 | 0.00032599
136 | 0.0010517 | 0.00026359
137 | 0.0012659 | 0.00031726
138 | 0.00071732 | 0.00017978
139 | 0.0021451 | 0.00053762
140 | 0.00048416 | 0.00012134
141 | 0.0011176 | 0.00028009
142 | 0.00046738 | 0.00011714
143 | 0.00097355 | 0.00024399
144 | 0.0019214 | 0.00048156
145 | 0.0011385 | 0.00028533
146 | 0.0042538 | 0.0010661
147 | 0.0024061 | 0.00060304
148 | 0.00036727 | 9.2048e-05
149 | 0.0014283 | 0.00035795
150 | 0.0013201 | 0.00033084
151 | 0.0044976 | 0.0011272
152 | 0.0017091 | 0.00042833
153 | 0.00046706 | 0.00011706
154 | 0.00073142 | 0.00018331
155 | 0.0045122 | 0.0011309
156 | 0.00098496 | 0.00024685
157 | 0.00067967 | 0.00017034
158 | 0.002692 | 0.00067469
159 | 0.0035053 | 0.00087852
160 | 0.0030093 | 0.00075419
161 | 0.0018244 | 0.00045724
162 | 0.0023794 | 0.00059633
163 | 0.001872 | 0.00046917
164 | 0.0010893 | 0.000273
165 | 0.001485 | 0.00037217
166 | 0.0020496 | 0.00051367
167 | 0.0015732 | 0.00039429
168 | 0.0012202 | 0.0003058
169 | 0.0018236 | 0.00045705
170 | 0.00073104 | 0.00018322
171 | 0.00073164 | 0.00018337
172 | 0.00073164 | 0.00018337
173 | 0.004232 | 0.0010606
174 | 0.003526 | 0.00088371
175 | 0.0023752 | 0.00059527
176 | 0.0023095 | 0.00057881
177 | 0.0011273 | 0.00028253
178 | 0.0028543 | 0.00071536
179 | 0.0022209 | 0.00055661
180 | 0.0027328 | 0.0006849
181 | 0.0012258 | 0.00030722
182 | 0.0006327 | 0.00015857
183 | 0.00056922 | 0.00014266
184 | 0.00097376 | 0.00024405
185 | 0.00031307 | 7.8464e-05
186 | 0.00048476 | 0.00012149
187 | 0.001358 | 0.00034035
188 | 0.0013204 | 0.00033093
189 | 0.00056467 | 0.00014152
190 | 0.0013202 | 0.00033088
191 | 0.0039627 | 0.00099314
192 | 0.00061658 | 0.00015453
193 | 0.00065119 | 0.0001632
194 | 0.00061658 | 0.00015453
195 | 0.0011478 | 0.00028766
196 | 0.0020141 | 0.00050478
197 | 6.7632e-05 | 1.695e-05
198 | 0.00013254 | 3.3218e-05
199 | 0.0001311 | 3.2856e-05
200 | 0.0001306 | 3.2731e-05
201 | 0.0033383 | 0.00083666
202 | 0.0021439 | 0.00053731
203 | 0.00066491 | 0.00016664
204 | 9.99e-05 | 2.5037e-05
205 | 0.00020454 | 5.1263e-05
206 | 0.0004834 | 0.00012115
207 | 0.00021037 | 5.2725e-05

## dtypes
| element | column | dtype
0 | bus | name | object
1 | bus | vn_kv | float64
2 | bus | type | object
3 | bus | zone | object
4 | bus | in_service | bool
5 | load | name | object
6 | load | bus | uint32
7 | load | p_mw | float64
8 | load | q_mvar | float64
9 | load | const_z_percent | float64
10 | load | const_i_percent | float64
11 | load | sn_mva | float64
12 | load | scaling | float64
13 | load | in_service | bool
14 | load | type | object
15 | ext_grid | name | object
16 | ext_grid | bus | uint32
17 | ext_grid | vm_pu | float64
18 | ext_grid | va_degree | float64
19 | ext_grid | slack_weight | float64
20 | ext_grid | in_service | bool
21 | line | name | object
22 | line | std_type | object
23 | line | from_bus | uint32
24 | line | to_bus | uint32
25 | line | length_km | float64
26 | line | r_ohm_per_km | float64
27 | line | x_ohm_per_km | float64
28 | line | c_nf_per_km | float64
29 | line | g_us_per_km | float64
30 | line | max_i_ka | float64
31 | line | df | float64
32 | line | parallel | uint32
33 | line | type | object
34 | line | in_service | bool
35 | trafo | name | object
36 | trafo | std_type | object
37 | trafo | hv_bus | uint32
38 | trafo | lv_bus | uint32
39 | trafo | sn_mva | float64
40 | trafo | vn_hv_kv | float64
41 | trafo | vn_lv_kv | float64
42 | trafo | vk_percent | float64
43 | trafo | vkr_percent | float64
44 | trafo | pfe_kw | float64
45 | trafo | i0_percent | float64
46 | trafo | shift_degree | float64
47 | trafo | tap_side | object
48 | trafo | tap_neutral | int32
49 | trafo | tap_min | int32
50 | trafo | tap_max | int32
51 | trafo | tap_step_percent | float64
52 | trafo | tap_step_degree | float64
53 | trafo | tap_pos | int32
54 | trafo | tap_phase_shifter | bool
55 | trafo | parallel | uint32
56 | trafo | df | float64
57 | trafo | in_service | bool
58 | line_geodata | coords | object
59 | bus_geodata | x | float64
60 | bus_geodata | y | float64
61 | bus_geodata | coords | object
62 | res_bus | vm_pu | float64
63 | res_bus | va_degree | float64
64 | res_bus | p_mw | float64
65 | res_bus | q_mvar | float64
66 | res_line | p_from_mw | float64
67 | res_line | q_from_mvar | float64
68 | res_line | p_to_mw | float64
69 | res_line | q_to_mvar | float64
70 | res_line | pl_mw | float64
71 | res_line | ql_mvar | float64
72 | res_line | i_from_ka | float64
73 | res_line | i_to_ka | float64
74 | res_line | i_ka | float64
75 | res_line | vm_from_pu | float64
76 | res_line | va_from_degree | float64
77 | res_line | vm_to_pu | float64
78 | res_line | va_to_degree | float64
79 | res_line | loading_percent | float64
80 | res_trafo | p_hv_mw | float64
81 | res_trafo | q_hv_mvar | float64
82 | res_trafo | p_lv_mw | float64
83 | res_trafo | q_lv_mvar | float64
84 | res_trafo | pl_mw | float64
85 | res_trafo | ql_mvar | float64
86 | res_trafo | i_hv_ka | float64
87 | res_trafo | i_lv_ka | float64
88 | res_trafo | vm_hv_pu | float64
89 | res_trafo | va_hv_degree | float64
90 | res_trafo | vm_lv_pu | float64
91 | res_trafo | va_lv_degree | float64
92 | res_trafo | loading_percent | float64
93 | res_ext_grid | p_mw | float64
94 | res_ext_grid | q_mvar | float64
95 | res_load | p_mw | float64
96 | res_load | q_mvar | float64

## parameters
| version | format_version | converged | OPF_converged | name | f_hz | sn_mva
0 | 2.14.6 | 2.14.0 | TRUE | FALSE |  | 50 | 1