## bus
| name | vn_kv | type | zone | in_service
0 | bus_LV_115-3_1_3_node_10 | 0.4 | n |  | TRUE
1 | bus_LV_115-3_1_3_node_13 | 0.4 | n |  | TRUE
2 | bus_LV_115-3_1_3_node_39 | 0.4 | n |  | TRUE
3 | bus_LV_115-3_1_3_node_106 | 0.4 | n |  | TRUE
4 | bus_LV_115-3_1_3_node_103 | 0.4 | n |  | TRUE
5 | bus_LV_115-3_1_3_node_107 | 0.4 | n |  | TRUE
6 | bus_LV_115-3_1_3_node_61 | 0.4 | n |  | TRUE
7 | bus_LV_115-3_1_3_node_60 | 0.4 | n |  | TRUE
8 | bus_LV_115-3_1_3_node_62 | 0.4 | n |  | TRUE
9 | bus_LV_115-3_1_3_node_63 | 0.4 | n |  | TRUE
10 | bus_LV_115-3_1_3_node_64 | 0.4 | n |  | TRUE
11 | bus_LV_115-3_1_3_node_109 | 0.4 | n |  | TRUE
12 | bus_LV_115-3_1_3_node_108 | 0.4 | n |  | TRUE
13 | bus_LV_115-3_1_3_node_65 | 0.4 | n |  | TRUE
14 | bus_LV_115-3_1_3_node_66 | 0.4 | n |  | TRUE
15 | bus_LV_115-3_1_3_node_67 | 0.4 | n |  | TRUE
16 | bus_LV_115-3_1_3_node_68 | 0.4 | n |  | TRUE
17 | bus_LV_115-3_1_3_node_69 | 0.4 | n |  | TRUE
18 | bus_LV_115-3_1_3_node_71 | 0.4 | n |  | TRUE
19 | bus_LV_115-3_1_3_node_72 | 0.4 | n |  | TRUE
20 | bus_LV_115-3_1_3_node_73 | 0.4 | n |  | TRUE
21 | bus_LV_115-3_1_3_node_70 | 0.4 | n |  | TRUE
22 | bus_LV_115-3_1_3_node_74 | 0.4 | n |  | TRUE
23 | bus_LV_115-3_1_3_node_76 | 0.4 | n |  | TRUE
24 | bus_LV_115-3_1_3_node_77 | 0.4 | n |  | TRUE
25 | bus_LV_115-3_1_3_node_78 | 0.4 | n |  | TRUE
26 | bus_LV_115-3_1_3_node_117 | 0.4 | n |  | TRUE
27 | bus_LV_115-3_1_3_node_112 | 0.4 | n |  | TRUE
28 | bus_LV_115-3_1_3_node_75 | 0.4 | n |  | TRUE
29 | bus_LV_115-3_1_3_node_113 | 0.4 | n |  | TRUE
30 | bus_LV_115-3_1_3_node_104 | 0.4 | n |  | TRUE
31 | bus_LV_115-3_1_3_node_110 | 0.4 | n |  | TRUE
32 | bus_LV_115-3_1_3_node_79 | 0.4 | n |  | TRUE
33 | bus_LV_115-3_1_3_node_115 | 0.4 | n |  | TRUE
34 | bus_LV_115-3_1_3_node_140 | 0.4 | n |  | TRUE
35 | bus_LV_115-3_1_3_node_131 | 0.4 | n |  | TRUE
36 | bus_LV_115-3_1_3_node_101 | 0.4 | n |  | TRUE
37 | bus_LV_115-3_1_3_node_105 | 0.4 | n |  | TRUE
38 | bus_LV_115-3_1_3_node_153 | 0.4 | n |  | TRUE
39 | bus_LV_115-3_1_3_node_154 | 0.4 | n |  | TRUE
40 | bus_LV_115-3_1_3_node_84 | 0.4 | n |  | TRUE
41 | bus_LV_115-3_1_3_node_85 | 0.4 | n |  | TRUE
42 | bus_LV_115-3_1_3_node_86 | 0.4 | n |  | TRUE
43 | bus_LV_115-3_1_3_node_87 | 0.4 | n |  | TRUE
44 | bus_LV_115-3_1_3_node_88 | 0.4 | n |  | TRUE
45 | bus_LV_115-3_1_3_node_89 | 0.4 | n |  | TRUE
46 | bus_LV_115-3_1_3_node_280 | 0.4 | n |  | TRUE
47 | bus_LV_115-3_1_3_node_90 | 0.4 | n |  | TRUE
48 | bus_LV_115-3_1_3_node_94 | 0.4 | n |  | TRUE
49 | bus_LV_115-3_1_3_node_91 | 0.4 | n |  | TRUE
50 | bus_LV_115-3_1_3_node_278 | 0.4 | n |  | TRUE
51 | bus_LV_115-3_1_3_node_95 | 0.4 | n |  | TRUE
52 | bus_LV_115-3_1_3_node_96 | 0.4 | n |  | TRUE
53 | bus_LV_115-3_1_3_node_92 | 0.4 | n |  | TRUE
54 | bus_LV_115-3_1_3_node_93 | 0.4 | n |  | TRUE
55 | bus_LV_115-3_1_3_node_132 | 0.4 | n |  | TRUE
56 | bus_LV_115-3_1_3_node_274 | 0.4 | n |  | TRUE
57 | bus_LV_115-3_1_3_node_133 | 0.4 | n |  | TRUE
58 | bus_LV_115-3_1_3_node_134 | 0.4 | n |  | TRUE
59 | bus_LV_115-3_1_3_node_130 | 0.4 | n |  | TRUE
60 | bus_LV_115-3_1_3_node_272 | 0.4 | n |  | TRUE
61 | bus_LV_115-3_1_3_node_97 | 0.4 | n |  | TRUE
62 | bus_LV_115-3_1_3_node_98 | 0.4 | n |  | TRUE
63 | bus_LV_115-3_1_3_node_99 | 0.4 | n |  | TRUE
64 | bus_LV_115-3_1_3_node_100 | 0.4 | n |  | TRUE
65 | bus_LV_115-3_1_3_node_102 | 0.4 | n |  | TRUE
66 | bus_LV_115-3_1_3_node_111 | 0.4 | n |  | TRUE
67 | bus_LV_115-3_1_3_node_114 | 0.4 | n |  | TRUE
68 | bus_LV_115-3_1_3_node_116 | 0.4 | n |  | TRUE
69 | bus_LV_115-3_1_3_node_118 | 0.4 | n |  | TRUE
70 | bus_LV_115-3_1_3_node_119 | 0.4 | n |  | TRUE
71 | bus_LV_115-3_1_3_node_120 | 0.4 | n |  | TRUE
72 | bus_LV_115-3_1_3_node_121 | 0.4 | n |  | TRUE
73 | bus_LV_115-3_1_3_node_135 | 0.4 | n |  | TRUE
74 | bus_LV_115-3_1_3_node_156 | 0.4 | n |  | TRUE
75 | bus_LV_115-3_1_3_node_136 | 0.4 | n |  | TRUE
76 | bus_LV_115-3_1_3_node_157 | 0.4 | n |  | TRUE
77 | bus_LV_115-3_1_3_node_122 | 0.4 | n |  | TRUE
78 | bus_LV_115-3_1_3_node_123 | 0.4 | n |  | TRUE
79 | bus_LV_115-3_1_3_node_124 | 0.4 | n |  | TRUE
80 | bus_LV_115-3_1_3_node_125 | 0.4 | n |  | TRUE
81 | bus_LV_115-3_1_3_node_126 | 0.4 | n |  | TRUE
82 | bus_LV_115-3_1_3_node_127 | 0.4 | n |  | TRUE
83 | bus_LV_115-3_1_3_node_128 | 0.4 | n |  | TRUE
84 | bus_LV_115-3_1_3_node_129 | 0.4 | n |  | TRUE
85 | bus_LV_115-3_1_3_node_277 | 0.4 | n |  | TRUE
86 | bus_LV_115-3_1_3_node_276 | 0.4 | n |  | TRUE
87 | bus_LV_115-3_1_3_node_141 | 0.4 | n |  | TRUE
88 | bus_LV_115-3_1_3_node_155 | 0.4 | n |  | TRUE
89 | bus_LV_115-3_1_3_node_137 | 0.4 | n |  | TRUE
90 | bus_LV_115-3_1_3_node_138 | 0.4 | n |  | TRUE
91 | bus_LV_115-3_1_3_node_139 | 0.4 | n |  | TRUE
92 | bus_LV_115-3_1_3_node_152 | 0.4 | n |  | TRUE
93 | bus_LV_115-3_1_3_node_146 | 0.4 | n |  | TRUE
94 | bus_LV_115-3_1_3_node_186 | 0.4 | n |  | TRUE
95 | bus_LV_115-3_1_3_node_144 | 0.4 | n |  | TRUE
96 | bus_LV_115-3_1_3_node_270 | 0.4 | n |  | TRUE
97 | bus_LV_115-3_1_3_node_142 | 0.4 | n |  | TRUE
98 | bus_LV_115-3_1_3_node_143 | 0.4 | n |  | TRUE
99 | bus_LV_115-3_1_3_node_145 | 0.4 | n |  | TRUE
100 | bus_LV_115-3_1_3_node_147 | 0.4 | n |  | TRUE
101 | bus_LV_115-3_1_3_node_149 | 0.4 | n |  | TRUE
102 | bus_LV_115-3_1_3_node_183 | 0.4 | n |  | TRUE
103 | bus_LV_115-3_1_3_node_181 | 0.4 | n |  | TRUE
104 | bus_LV_115-3_1_3_node_185 | 0.4 | n |  | TRUE
105 | bus_LV_115-3_1_3_node_271 | 0.4 | n |  | TRUE
106 | bus_LV_115-3_1_3_node_158 | 0.4 | n |  | TRUE
107 | bus_LV_115-3_1_3_node_159 | 0.4 | n |  | TRUE
108 | bus_LV_115-3_1_3_node_163 | 0.4 | n |  | TRUE
109 | bus_LV_115-3_1_3_node_164 | 0.4 | n |  | TRUE
110 | bus_LV_115-3_1_3_node_161 | 0.4 | n |  | TRUE
111 | bus_LV_115-3_1_3_node_197 | 0.4 | n |  | TRUE
112 | bus_LV_115-3_1_3_node_195 | 0.4 | n |  | TRUE
113 | bus_LV_115-3_1_3_node_192 | 0.4 | n |  | TRUE
114 | bus_LV_115-3_1_3_node_180 | 0.4 | n |  | TRUE
115 | bus_LV_115-3_1_3_node_190 | 0.4 | n |  | TRUE
116 | bus_LV_115-3_1_3_node_174 | 0.4 | n |  | TRUE
117 | bus_LV_115-3_1_3_node_175 | 0.4 | n |  | TRUE
118 | bus_LV_115-3_1_3_node_176 | 0.4 | n |  | TRUE
119 | bus_LV_115-3_1_3_node_177 | 0.4 | n |  | TRUE
120 | bus_LV_115-3_1_3_node_178 | 0.4 | n |  | TRUE
121 | bus_LV_115-3_1_3_node_179 | 0.4 | n |  | TRUE
122 | bus_LV_115-3_1_3_node_208 | 0.4 | n |  | TRUE
123 | bus_LV_115-3_1_3_node_202 | 0.4 | n |  | TRUE
124 | bus_LV_115-3_1_3_node_209 | 0.4 | n |  | TRUE
125 | bus_LV_115-3_1_3_node_201 | 0.4 | n |  | TRUE
126 | bus_LV_115-3_1_3_node_182 | 0.4 | n |  | TRUE
127 | bus_LV_115-3_1_3_node_184 | 0.4 | n |  | TRUE
128 | bus_LV_115-3_1_3_node_187 | 0.4 | n |  | TRUE
129 | bus_LV_115-3_1_3_node_188 | 0.4 | n |  | TRUE
130 | bus_LV_115-3_1_3_node_189 | 0.4 | n |  | TRUE
131 | bus_LV_115-3_1_3_node_191 | 0.4 | n |  | TRUE
132 | bus_LV_115-3_1_3_node_203 | 0.4 | n |  | TRUE
133 | bus_LV_115-3_1_3_node_193 | 0.4 | n |  | TRUE
134 | bus_LV_115-3_1_3_node_200 | 0.4 | n |  | TRUE
135 | bus_LV_115-3_1_3_node_269 | 0.4 | n |  | TRUE
136 | bus_LV_115-3_1_3_node_273 | 0.4 | n |  | TRUE
137 | bus_LV_115-3_1_3_node_275 | 0.4 | n |  | TRUE
138 | bus_MV_357_0_node_10 | 20 | n |  | TRUE

## load
| name | bus | p_mw | q_mvar | const_z_percent | const_i_percent | sn_mva | scaling | in_service | type
0 | LV_115-3_1_3_load_10 | 0 | 0.0022803 | 0.0005715 | 0 | 0 |  | 1 | TRUE | wye
1 | LV_115-3_1_3_load_13 | 1 | 0.0015545 | 0.00038959 | 0 | 0 |  | 1 | TRUE | wye
2 | LV_115-3_1_3_load_39 | 2 | 0.00074081 | 0.00018566 | 0 | 0 |  | 1 | TRUE | wye
3 | LV_115-3_1_3_load_106 | 3 | 0.00074155 | 0.00018585 | 0 | 0 |  | 1 | TRUE | wye
4 | LV_115-3_1_3_load_107 | 5 | 0.00074155 | 0.00018585 | 0 | 0 |  | 1 | TRUE | wye
5 | LV_115-3_1_3_load_61 | 6 | 0.0022818 | 0.00057188 | 0 | 0 |  | 1 | TRUE | wye
6 | LV_115-3_1_3_load_60 | 7 | 0.0045841 | 0.0011489 | 0 | 0 |  | 1 | TRUE | wye
7 | LV_115-3_1_3_load_62 | 8 | 0.0022917 | 0.00057434 | 0 | 0 |  | 1 | TRUE | wye
8 | LV_115-3_1_3_load_63 | 9 | 0.0022809 | 0.00057164 | 0 | 0 |  | 1 | TRUE | wye
9 | LV_115-3_1_3_load_64 | 10 | 0.0021028 | 0.00052702 | 0 | 0 |  | 1 | TRUE | wye
10 | LV_115-3_1_3_load_109 | 11 | 0.0022905 | 0.00057404 | 0 | 0 |  | 1 | TRUE | wye
11 | LV_115-3_1_3_load_108 | 12 | 0.0019015 | 0.00047656 | 0 | 0 |  | 1 | TRUE | wye
12 | LV_115-3_1_3_load_65 | 13 | 0.0017083 | 0.00042813 | 0 | 0 |  | 1 | TRUE | wye
13 | LV_115-3_1_3_load_68 | 16 | 0.0026721 | 0.0006697 | 0 | 0 |  | 1 | TRUE | wye
14 | LV_115-3_1_3_load_69 | 17 | 0.0073442 | 0.0018406 | 0 | 0 |  | 1 | TRUE | wye
15 | LV_115-3_1_3_load_71 | 18 | 0.0012653 | 0.0003171 | 0 | 0 |  | 1 | TRUE | wye
16 | LV_115-3_1_3_load_72 | 19 | 0.0011411 | 0.00028599 | 0 | 0 |  | 1 | TRUE | wye
17 | LV_115-3_1_3_load_74 | 22 | 0.001938 | 0.0004857 | 0 | 0 |  | 1 | TRUE | wye
18 | LV_115-3_1_3_load_76 | 23 | 0.0033308 | 0.00083478 | 0 | 0 |  | 1 | TRUE | wye
19 | LV_115-3_1_3_load_77 | 24 | 0.002181 | 0.0005466 | 0 | 0 |  | 1 | TRUE | wye
20 | LV_115-3_1_3_load_78 | 25 | 0.00058923 | 0.00014768 | 0 | 0 |  | 1 | TRUE | wye
21 | LV_115-3_1_3_load_117 | 26 | 0.0028954 | 0.00072566 | 0 | 0 |  | 1 | TRUE | wye
22 | LV_115-3_1_3_load_112 | 27 | 0.0041374 | 0.0010369 | 0 | 0 |  | 1 | TRUE | wye
23 | LV_115-3_1_3_load_113 | 29 | 0.0016554 | 0.00041489 | 0 | 0 |  | 1 | TRUE | wye
24 | LV_115-3_1_3_load_104 | 30 | 0.0063536 | 0.0015924 | 0 | 0 |  | 1 | TRUE | wye
25 | LV_115-3_1_3_load_110 | 31 | 0.0019815 | 0.00049661 | 0 | 0 |  | 1 | TRUE | wye
26 | LV_115-3_1_3_load_79 | 32 | 0.0019961 | 0.00050027 | 0 | 0 |  | 1 | TRUE | wye
27 | LV_115-3_1_3_load_115 | 33 | 0.0020752 | 0.0005201 | 0 | 0 |  | 1 | TRUE | wye
28 | LV_115-3_1_3_load_140 | 34 | 0.0010483 | 0.00026273 | 0 | 0 |  | 1 | TRUE | wye
29 | LV_115-3_1_3_load_131 | 35 | 0.0018385 | 0.00046078 | 0 | 0 |  | 1 | TRUE | wye
30 | LV_115-3_1_3_load_101 | 36 | 0.0022504 | 0.00056401 | 0 | 0 |  | 1 | TRUE | wye
31 | LV_115-3_1_3_load_153 | 38 | 0.00077567 | 0.0001944 | 0 | 0 |  | 1 | TRUE | wye
32 | LV_115-3_1_3_load_154 | 39 | 0.00075732 | 0.0001898 | 0 | 0 |  | 1 | TRUE | wye
33 | LV_115-3_1_3_load_84 | 40 | 0.0063423 | 0.0015895 | 0 | 0 |  | 1 | TRUE | wye
34 | LV_115-3_1_3_load_85 | 41 | 0.002265 | 0.00056766 | 0 | 0 |  | 1 | TRUE | wye
35 | LV_115-3_1_3_load_86 | 42 | 0.00072947 | 0.00018282 | 0 | 0 |  | 1 | TRUE | wye
36 | LV_115-3_1_3_load_87 | 43 | 0.0061655 | 0.0015452 | 0 | 0 |  | 1 | TRUE | wye
37 | LV_115-3_1_3_load_88 | 44 | 0.00092958 | 0.00023298 | 0 | 0 |  | 1 | TRUE | wye
38 | LV_115-3_1_3_load_280 | 46 | 0.0022649 | 0.00056765 | 0 | 0 |  | 1 | TRUE | wye
39 | LV_115-3_1_3_load_90 | 47 | 0.0026007 | 0.0006518 | 0 | 0 |  | 1 | TRUE | wye
40 | LV_115-3_1_3_load_91 | 49 | 0.0020276 | 0.00050816 | 0 | 0 |  | 1 | TRUE | wye
41 | LV_115-3_1_3_load_278 | 50 | 0.00092879 | 0.00023278 | 0 | 0 |  | 1 | TRUE | wye
42 | LV_115-3_1_3_load_96 | 52 | 0.0018036 | 0.00045202 | 0 | 0 |  | 1 | TRUE | wye
43 | LV_115-3_1_3_load_92 | 53 | 0.0094358 | 0.0023648 | 0 | 0 |  | 1 | TRUE | wye
44 | LV_115-3_1_3_load_93 | 54 | 0.0020263 | 0.00050784 | 0 | 0 |  | 1 | TRUE | wye
45 | LV_115-3_1_3_load_274 | 56 | 0.0014447 | 0.00036207 | 0 | 0 |  | 1 | TRUE | wye
46 | LV_115-3_1_3_load_133 | 57 | 0.00089621 | 0.00022461 | 0 | 0 |  | 1 | TRUE | wye
47 | LV_115-3_1_3_load_134 | 58 | 0.0037035 | 0.00092817 | 0 | 0 |  | 1 | TRUE | wye
48 | LV_115-3_1_3_load_130 | 59 | 0.00077212 | 0.00019351 | 0 | 0 |  | 1 | TRUE | wye
49 | LV_115-3_1_3_load_272 | 60 | 0.00105 | 0.00026315 | 0 | 0 |  | 1 | TRUE | wye
50 | LV_115-3_1_3_load_97 | 61 | 0.0034316 | 0.00086004 | 0 | 0 |  | 1 | TRUE | wye
51 | LV_115-3_1_3_load_98 | 62 | 0.0021564 | 0.00054043 | 0 | 0 |  | 1 | TRUE | wye
52 | LV_115-3_1_3_load_99 | 63 | 0.0024155 | 0.00060537 | 0 | 0 |  | 1 | TRUE | wye
53 | LV_115-3_1_3_load_102 | 65 | 0.0019486 | 0.00048838 | 0 | 0 |  | 1 | TRUE | wye
54 | LV_115-3_1_3_load_111 | 66 | 0.0084621 | 0.0021208 | 0 | 0 |  | 1 | TRUE | wye
55 | LV_115-3_1_3_load_114 | 67 | 0.0027648 | 0.00069293 | 0 | 0 |  | 1 | TRUE | wye
56 | LV_115-3_1_3_load_118 | 69 | 0.0009774 | 0.00024496 | 0 | 0 |  | 1 | TRUE | wye
57 | LV_115-3_1_3_load_119 | 70 | 0.0021493 | 0.00053867 | 0 | 0 |  | 1 | TRUE | wye
58 | LV_115-3_1_3_load_120 | 71 | 0.001567 | 0.00039272 | 0 | 0 |  | 1 | TRUE | wye
59 | LV_115-3_1_3_load_121 | 72 | 0.0021104 | 0.00052892 | 0 | 0 |  | 1 | TRUE | wye
60 | LV_115-3_1_3_load_135 | 73 | 0.0017261 | 0.00043261 | 0 | 0 |  | 1 | TRUE | wye
61 | LV_115-3_1_3_load_156 | 74 | 0.0018694 | 0.00046852 | 0 | 0 |  | 1 | TRUE | wye
62 | LV_115-3_1_3_load_136 | 75 | 0.0016564 | 0.00041514 | 0 | 0 |  | 1 | TRUE | wye
63 | LV_115-3_1_3_load_157 | 76 | 0.0023781 | 0.00059601 | 0 | 0 |  | 1 | TRUE | wye
64 | LV_115-3_1_3_load_122 | 77 | 0.0012159 | 0.00030474 | 0 | 0 |  | 1 | TRUE | wye
65 | LV_115-3_1_3_load_123 | 78 | 0.001737 | 0.00043533 | 0 | 0 |  | 1 | TRUE | wye
66 | LV_115-3_1_3_load_125 | 80 | 0.0025505 | 0.00063921 | 0 | 0 |  | 1 | TRUE | wye
67 | LV_115-3_1_3_load_126 | 81 | 0.0035731 | 0.0008955 | 0 | 0 |  | 1 | TRUE | wye
68 | LV_115-3_1_3_load_127 | 82 | 0.0011079 | 0.00027767 | 0 | 0 |  | 1 | TRUE | wye
69 | LV_115-3_1_3_load_128 | 83 | 0.0042301 | 0.0010602 | 0 | 0 |  | 1 | TRUE | wye
70 | LV_115-3_1_3_load_129 | 84 | 0.0011084 | 0.00027778 | 0 | 0 |  | 1 | TRUE | wye
71 | LV_115-3_1_3_load_277 | 85 | 0.0010728 | 0.00026886 | 0 | 0 |  | 1 | TRUE | wye
72 | LV_115-3_1_3_load_276 | 86 | 0.0011085 | 0.00027783 | 0 | 0 |  | 1 | TRUE | wye
73 | LV_115-3_1_3_load_141 | 87 | 0.0010771 | 0.00026995 | 0 | 0 |  | 1 | TRUE | wye
74 | LV_115-3_1_3_load_138 | 90 | 0.0017068 | 0.00042776 | 0 | 0 |  | 1 | TRUE | wye
75 | LV_115-3_1_3_load_139 | 91 | 0.0015917 | 0.00039892 | 0 | 0 |  | 1 | TRUE | wye
76 | LV_115-3_1_3_load_152 | 92 | 0.0023213 | 0.00058176 | 0 | 0 |  | 1 | TRUE | wye
77 | LV_115-3_1_3_load_146 | 93 | 0.0011085 | 0.00027783 | 0 | 0 |  | 1 | TRUE | wye
78 | LV_115-3_1_3_load_186 | 94 | 0.0025247 | 0.00063275 | 0 | 0 |  | 1 | TRUE | wye
79 | LV_115-3_1_3_load_270 | 96 | 0.00075722 | 0.00018978 | 0 | 0 |  | 1 | TRUE | wye
80 | LV_115-3_1_3_load_142 | 97 | 0.0014836 | 0.00037183 | 0 | 0 |  | 1 | TRUE | wye
81 | LV_115-3_1_3_load_143 | 98 | 0.001224 | 0.00030677 | 0 | 0 |  | 1 | TRUE | wye
82 | LV_115-3_1_3_load_145 | 99 | 0.0019136 | 0.00047959 | 0 | 0 |  | 1 | TRUE | wye
83 | LV_115-3_1_3_load_147 | 100 | 0.001757 | 0.00044035 | 0 | 0 |  | 1 | TRUE | wye
84 | LV_115-3_1_3_load_149 | 101 | 0.00061282 | 0.00015359 | 0 | 0 |  | 1 | TRUE | wye
85 | LV_115-3_1_3_load_183 | 102 | 0.0020103 | 0.00050382 | 0 | 0 |  | 1 | TRUE | wye
86 | LV_115-3_1_3_load_181 | 103 | 0.0015114 | 0.00037879 | 0 | 0 |  | 1 | TRUE | wye
87 | LV_115-3_1_3_load_185 | 104 | 0.0034351 | 0.00086091 | 0 | 0 |  | 1 | TRUE | wye
88 | LV_115-3_1_3_load_271 | 105 | 0.005712 | 0.0014316 | 0 | 0 |  | 1 | TRUE | wye
89 | LV_115-3_1_3_load_158 | 106 | 0.001765 | 0.00044235 | 0 | 0 |  | 1 | TRUE | wye
90 | LV_115-3_1_3_load_159 | 107 | 0.0022048 | 0.00055256 | 0 | 0 |  | 1 | TRUE | wye
91 | LV_115-3_1_3_load_164 | 109 | 0.00143 | 0.00035839 | 0 | 0 |  | 1 | TRUE | wye
92 | LV_115-3_1_3_load_197 | 111 | 0.0017945 | 0.00044975 | 0 | 0 |  | 1 | TRUE | wye
93 | LV_115-3_1_3_load_195 | 112 | 0.0015381 | 0.00038548 | 0 | 0 |  | 1 | TRUE | wye
94 | LV_115-3_1_3_load_190 | 115 | 0.0014747 | 0.00036959 | 0 | 0 |  | 1 | TRUE | wye
95 | LV_115-3_1_3_load_174 | 116 | 0.002372 | 0.00059447 | 0 | 0 |  | 1 | TRUE | wye
96 | LV_115-3_1_3_load_176 | 118 | 0.003439 | 0.0008619 | 0 | 0 |  | 1 | TRUE | wye
97 | LV_115-3_1_3_load_177 | 119 | 0.0045132 | 0.0011311 | 0 | 0 |  | 1 | TRUE | wye
98 | LV_115-3_1_3_load_178 | 120 | 0.002645 | 0.0006629 | 0 | 0 |  | 1 | TRUE | wye
99 | LV_115-3_1_3_load_179 | 121 | 0.0038786 | 0.00097206 | 0 | 0 |  | 1 | TRUE | wye
100 | LV_115-3_1_3_load_208 | 122 | 0.0033436 | 0.00083798 | 0 | 0 |  | 1 | TRUE | wye
101 | LV_115-3_1_3_load_202 | 123 | 0.0035572 | 0.00089152 | 0 | 0 |  | 1 | TRUE | wye
102 | LV_115-3_1_3_load_209 | 124 | 0.0033421 | 0.00083761 | 0 | 0 |  | 1 | TRUE | wye
103 | LV_115-3_1_3_load_182 | 126 | 0.002617 | 0.00065588 | 0 | 0 |  | 1 | TRUE | wye
104 | LV_115-3_1_3_load_184 | 127 | 0.0017005 | 0.00042618 | 0 | 0 |  | 1 | TRUE | wye
105 | LV_115-3_1_3_load_187 | 128 | 0.0041736 | 0.001046 | 0 | 0 |  | 1 | TRUE | wye
106 | LV_115-3_1_3_load_188 | 129 | 0.00071228 | 0.00017851 | 0 | 0 |  | 1 | TRUE | wye
107 | LV_115-3_1_3_load_189 | 130 | 0.00078126 | 0.0001958 | 0 | 0 |  | 1 | TRUE | wye
108 | LV_115-3_1_3_load_191 | 131 | 0.00077997 | 0.00019548 | 0 | 0 |  | 1 | TRUE | wye
109 | LV_115-3_1_3_load_203 | 132 | 0.0015927 | 0.00039917 | 0 | 0 |  | 1 | TRUE | wye
110 | LV_115-3_1_3_load_193 | 133 | 0.0013531 | 0.00033912 | 0 | 0 |  | 1 | TRUE | wye
111 | LV_115-3_1_3_load_200 | 134 | 0.0064415 | 0.0016144 | 0 | 0 |  | 1 | TRUE | wye
112 | LV_115-3_1_3_load_269 | 135 | 0.0050517 | 0.0012661 | 0 | 0 |  | 1 | TRUE | wye
113 | LV_115-3_1_3_load_273 | 136 | 0.0011079 | 0.00027766 | 0 | 0 |  | 1 | TRUE | wye
114 | LV_115-3_1_3_load_275 | 137 | 0.0011076 | 0.00027758 | 0 | 0 |  | 1 | TRUE | wye

## ext_grid
| name | bus | vm_pu | va_degree | slack_weight | in_service
0 |  | 32 | 1 | 0 | 1 | TRUE

## line
| name | std_type | from_bus | to_bus | length_km | r_ohm_per_km | x_ohm_per_km | c_nf_per_km | g_us_per_km | max_i_ka | df | parallel | type | in_service
0 | LV_115-3_1_3_line_0 |  | 0 | 1 | 0.011152 | 0.125 | 0.08 | 261 | 0 | 0.364 | 1 | 1 | cs | TRUE
1 | LV_115-3_1_3_line_1 |  | 1 | 2 | 0.001871 | 0.125 | 0.08 | 261 | 0 | 0.364 | 1 | 1 | cs | TRUE
2 | LV_115-3_1_3_line_2 |  | 2 | 5 | 0.022731 | 0.125 | 0.08 | 261 | 0 | 0.364 | 1 | 1 | cs | TRUE
3 | LV_115-3_1_3_line_3 |  | 3 | 4 | 0.0095244 | 0.125 | 0.08 | 261 | 0 | 0.364 | 1 | 1 | cs | TRUE
4 | LV_115-3_1_3_line_4 |  | 4 | 5 | 0.011566 | 0.125 | 0.08 | 261 | 0 | 0.364 | 1 | 1 | cs | TRUE
5 | LV_115-3_1_3_line_5 |  | 4 | 64 | 0.024701 | 0.125 | 0.08 | 261 | 0 | 0.364 | 1 | 1 | cs | TRUE
6 | LV_115-3_1_3_line_6 |  | 6 | 7 | 0.0016211 | 0.125 | 0.08 | 261 | 0 | 0.364 | 1 | 1 | cs | TRUE
7 | LV_115-3_1_3_line_7 |  | 7 | 8 | 0.012568 | 0.125 | 0.08 | 261 | 0 | 0.364 | 1 | 1 | cs | TRUE
8 | LV_115-3_1_3_line_8 |  | 8 | 9 | 0.0086707 | 0.125 | 0.08 | 261 | 0 | 0.364 | 1 | 1 | cs | TRUE
9 | LV_115-3_1_3_line_9 |  | 9 | 10 | 0.00035269 | 0.125 | 0.08 | 261 | 0 | 0.364 | 1 | 1 | cs | TRUE
10 | LV_115-3_1_3_line_10 |  | 10 | 11 | 0.0050827 | 0.125 | 0.08 | 261 | 0 | 0.364 | 1 | 1 | cs | TRUE
11 | LV_115-3_1_3_line_11 |  | 11 | 12 | 0.0024798 | 0.125 | 0.08 | 261 | 0 | 0.364 | 1 | 1 | cs | TRUE
12 | LV_115-3_1_3_line_12 |  | 12 | 24 | 0.028836 | 0.125 | 0.08 | 261 | 0 | 0.364 | 1 | 1 | cs | TRUE
13 | LV_115-3_1_3_line_13 |  | 13 | 14 | 0.0012451 | 0.125 | 0.08 | 261 | 0 | 0.364 | 1 | 1 | cs | TRUE
14 | LV_115-3_1_3_line_14 |  | 13 | 15 | 0.048139 | 0.125 | 0.08 | 261 | 0 | 0.364 | 1 | 1 | cs | TRUE
15 | LV_115-3_1_3_line_15 |  | 14 | 16 | 0.02535 | 0.125 | 0.08 | 261 | 0 | 0.364 | 1 | 1 | cs | TRUE
16 | LV_115-3_1_3_line_16 |  | 14 | 17 | 0.033641 | 0.125 | 0.08 | 261 | 0 | 0.364 | 1 | 1 | cs | TRUE
17 | LV_115-3_1_3_line_17 |  | 15 | 18 | 0.0097471 | 0.125 | 0.08 | 261 | 0 | 0.364 | 1 | 1 | cs | TRUE
18 | LV_115-3_1_3_line_18 |  | 16 | 19 | 0.019898 | 0.125 | 0.08 | 261 | 0 | 0.364 | 1 | 2 | cs | TRUE
19 | LV_115-3_1_3_line_19 |  | 17 | 20 | 0.026205 | 0.125 | 0.08 | 261 | 0 | 0.364 | 1 | 1 | cs | TRUE
20 | LV_115-3_1_3_line_20 |  | 18 | 24 | 0.0085144 | 0.125 | 0.08 | 261 | 0 | 0.364 | 1 | 1 | cs | TRUE
21 | LV_115-3_1_3_line_21 |  | 19 | 25 | 0.0088549 | 0.125 | 0.08 | 261 | 0 | 0.364 | 1 | 2 | cs | TRUE
22 | LV_115-3_1_3_line_22 |  | 20 | 26 | 0.018604 | 0.125 | 0.08 | 261 | 0 | 0.364 | 1 | 1 | cs | TRUE
23 | LV_115-3_1_3_line_23 |  | 21 | 22 | 0.022604 | 0.125 | 0.08 | 261 | 0 | 0.364 | 1 | 1 | cs | TRUE
24 | LV_115-3_1_3_line_24 |  | 21 | 23 | 0.009241 | 0.125 | 0.08 | 261 | 0 | 0.364 | 1 | 1 | cs | TRUE
25 | LV_115-3_1_3_line_25 |  | 22 | 27 | 0.00654 | 0.125 | 0.08 | 261 | 0 | 0.364 | 1 | 1 | cs | TRUE
26 | LV_115-3_1_3_line_26 |  | 23 | 31 | 0.015739 | 0.125 | 0.08 | 261 | 0 | 0.364 | 1 | 1 | cs | TRUE
27 | LV_115-3_1_3_line_27 |  | 25 | 32 | 0.021872 | 0.125 | 0.08 | 261 | 0 | 0.364 | 1 | 2 | cs | TRUE
28 | LV_115-3_1_3_line_28 |  | 26 | 33 | 0.024467 | 0.125 | 0.08 | 261 | 0 | 0.364 | 1 | 1 | cs | TRUE
29 | LV_115-3_1_3_line_29 |  | 27 | 34 | 0.015767 | 0.125 | 0.08 | 261 | 0 | 0.364 | 1 | 1 | cs | TRUE
30 | LV_115-3_1_3_line_30 |  | 28 | 29 | 0.0022038 | 0.125 | 0.08 | 261 | 0 | 0.364 | 1 | 1 | cs | TRUE
31 | LV_115-3_1_3_line_31 |  | 28 | 30 | 0.009384 | 0.125 | 0.08 | 261 | 0 | 0.364 | 1 | 1 | cs | TRUE
32 | LV_115-3_1_3_line_32 |  | 29 | 35 | 0.024356 | 0.125 | 0.08 | 261 | 0 | 0.364 | 1 | 1 | cs | TRUE
33 | LV_115-3_1_3_line_33 |  | 30 | 36 | 0.010731 | 0.125 | 0.08 | 261 | 0 | 0.364 | 1 | 1 | cs | TRUE
34 | LV_115-3_1_3_line_34 |  | 31 | 37 | 0.012759 | 0.125 | 0.08 | 261 | 0 | 0.364 | 1 | 1 | cs | TRUE
35 | LV_115-3_1_3_line_35 |  | 32 | 38 | 0.031681 | 0.125 | 0.08 | 261 | 0 | 0.364 | 1 | 1 | cs | TRUE
36 | LV_115-3_1_3_line_36 |  | 33 | 67 | 0.019414 | 0.125 | 0.08 | 261 | 0 | 0.364 | 1 | 1 | cs | TRUE
37 | LV_115-3_1_3_line_37 |  | 34 | 58 | 0.021907 | 0.125 | 0.08 | 261 | 0 | 0.364 | 1 | 1 | cs | TRUE
38 | LV_115-3_1_3_line_38 |  | 35 | 59 | 0.01895 | 0.125 | 0.08 | 261 | 0 | 0.364 | 1 | 1 | cs | TRUE
39 | LV_115-3_1_3_line_39 |  | 36 | 63 | 0.0036221 | 0.125 | 0.08 | 261 | 0 | 0.364 | 1 | 1 | cs | TRUE
40 | LV_115-3_1_3_line_40 |  | 37 | 66 | 0.011711 | 0.125 | 0.08 | 261 | 0 | 0.364 | 1 | 1 | cs | TRUE
41 | LV_115-3_1_3_line_41 |  | 37 | 65 | 0.018002 | 0.125 | 0.08 | 261 | 0 | 0.364 | 1 | 1 | cs | TRUE
42 | LV_115-3_1_3_line_42 |  | 38 | 39 | 0.010756 | 0.125 | 0.08 | 261 | 0 | 0.364 | 1 | 1 | cs | TRUE
43 | LV_115-3_1_3_line_43 |  | 39 | 88 | 0.019188 | 0.125 | 0.08 | 261 | 0 | 0.364 | 1 | 1 | cs | TRUE
44 | LV_115-3_1_3_line_44 |  | 40 | 41 | 0.016667 | 0.125 | 0.08 | 261 | 0 | 0.364 | 1 | 1 | cs | TRUE
45 | LV_115-3_1_3_line_45 |  | 40 | 42 | 0.0013395 | 0.125 | 0.08 | 261 | 0 | 0.364 | 1 | 1 | cs | TRUE
46 | LV_115-3_1_3_line_46 |  | 41 | 43 | 0.015765 | 0.125 | 0.08 | 261 | 0 | 0.364 | 1 | 1 | cs | TRUE
47 | LV_115-3_1_3_line_47 |  | 42 | 44 | 0.027188 | 0.125 | 0.08 | 261 | 0 | 0.364 | 1 | 1 | cs | TRUE
48 | LV_115-3_1_3_line_48 |  | 43 | 45 | 0.016998 | 0.125 | 0.08 | 261 | 0 | 0.364 | 1 | 1 | cs | TRUE
49 | LV_115-3_1_3_line_49 |  | 43 | 46 | 0.027821 | 0.125 | 0.08 | 261 | 0 | 0.364 | 1 | 1 | cs | TRUE
50 | LV_115-3_1_3_line_50 |  | 44 | 47 | 0.007851 | 0.125 | 0.08 | 261 | 0 | 0.364 | 1 | 1 | cs | TRUE
51 | LV_115-3_1_3_line_51 |  | 45 | 48 | 0.039038 | 0.125 | 0.08 | 261 | 0 | 0.364 | 1 | 1 | cs | TRUE
52 | LV_115-3_1_3_line_52 |  | 45 | 49 | 0.013624 | 0.125 | 0.08 | 261 | 0 | 0.364 | 1 | 1 | cs | TRUE
53 | LV_115-3_1_3_line_53 |  | 47 | 50 | 0.029902 | 0.125 | 0.08 | 261 | 0 | 0.364 | 1 | 1 | cs | TRUE
54 | LV_115-3_1_3_line_54 |  | 48 | 51 | 0.0075 | 0.125 | 0.08 | 261 | 0 | 0.364 | 1 | 1 | cs | TRUE
55 | LV_115-3_1_3_line_55 |  | 48 | 52 | 0.01359 | 0.125 | 0.08 | 261 | 0 | 0.364 | 1 | 1 | cs | TRUE
56 | LV_115-3_1_3_line_56 |  | 49 | 53 | 0.017531 | 0.125 | 0.08 | 261 | 0 | 0.364 | 1 | 1 | cs | TRUE
57 | LV_115-3_1_3_line_57 |  | 51 | 55 | 0.017157 | 0.125 | 0.08 | 261 | 0 | 0.364 | 1 | 1 | cs | TRUE
58 | LV_115-3_1_3_line_58 |  | 52 | 56 | 0.0062791 | 0.125 | 0.08 | 261 | 0 | 0.364 | 1 | 1 | cs | TRUE
59 | LV_115-3_1_3_line_59 |  | 53 | 54 | 0.0010718 | 0.125 | 0.08 | 261 | 0 | 0.364 | 1 | 1 | cs | TRUE
60 | LV_115-3_1_3_line_60 |  | 55 | 57 | 0.0064408 | 0.125 | 0.08 | 261 | 0 | 0.364 | 1 | 1 | cs | TRUE
61 | LV_115-3_1_3_line_61 |  | 55 | 58 | 0.04613 | 0.125 | 0.08 | 261 | 0 | 0.364 | 1 | 1 | cs | TRUE
62 | LV_115-3_1_3_line_62 |  | 56 | 60 | 0.026833 | 0.125 | 0.08 | 261 | 0 | 0.364 | 1 | 1 | cs | TRUE
63 | LV_115-3_1_3_line_63 |  | 57 | 87 | 0.00010756 | 0.125 | 0.08 | 261 | 0 | 0.364 | 1 | 1 | cs | TRUE
64 | LV_115-3_1_3_line_64 |  | 60 | 136 | 0.0247 | 0.125 | 0.08 | 261 | 0 | 0.364 | 1 | 1 | cs | TRUE
65 | LV_115-3_1_3_line_65 |  | 61 | 62 | 0.017722 | 0.125 | 0.08 | 261 | 0 | 0.364 | 1 | 1 | cs | TRUE
66 | LV_115-3_1_3_line_66 |  | 61 | 63 | 0.010865 | 0.125 | 0.08 | 261 | 0 | 0.364 | 1 | 1 | cs | TRUE
67 | LV_115-3_1_3_line_67 |  | 62 | 64 | 0.00032871 | 0.125 | 0.08 | 261 | 0 | 0.364 | 1 | 1 | cs | TRUE
68 | LV_115-3_1_3_line_68 |  | 64 | 65 | 0.0077741 | 0.125 | 0.08 | 261 | 0 | 0.364 | 1 | 1 | cs | TRUE
69 | LV_115-3_1_3_line_69 |  | 67 | 68 | 0.0031781 | 0.125 | 0.08 | 261 | 0 | 0.364 | 1 | 1 | cs | TRUE
70 | LV_115-3_1_3_line_70 |  | 68 | 69 | 0.025255 | 0.125 | 0.08 | 261 | 0 | 0.364 | 1 | 1 | cs | TRUE
71 | LV_115-3_1_3_line_71 |  | 68 | 70 | 0.0083247 | 0.125 | 0.08 | 261 | 0 | 0.364 | 1 | 1 | cs | TRUE
72 | LV_115-3_1_3_line_72 |  | 69 | 71 | 0.024476 | 0.125 | 0.08 | 261 | 0 | 0.364 | 1 | 1 | cs | TRUE
73 | LV_115-3_1_3_line_73 |  | 70 | 72 | 0.024986 | 0.125 | 0.08 | 261 | 0 | 0.364 | 1 | 1 | cs | TRUE
74 | LV_115-3_1_3_line_74 |  | 71 | 73 | 0.024124 | 0.125 | 0.08 | 261 | 0 | 0.364 | 1 | 1 | cs | TRUE
75 | LV_115-3_1_3_line_75 |  | 72 | 74 | 0.015285 | 0.125 | 0.08 | 261 | 0 | 0.364 | 1 | 1 | cs | TRUE
76 | LV_115-3_1_3_line_76 |  | 73 | 75 | 0.029103 | 0.125 | 0.08 | 261 | 0 | 0.364 | 1 | 1 | cs | TRUE
77 | LV_115-3_1_3_line_77 |  | 74 | 76 | 0.010019 | 0.125 | 0.08 | 261 | 0 | 0.364 | 1 | 1 | cs | TRUE
78 | LV_115-3_1_3_line_78 |  | 75 | 89 | 0.0042439 | 0.125 | 0.08 | 261 | 0 | 0.364 | 1 | 1 | cs | TRUE
79 | LV_115-3_1_3_line_79 |  | 76 | 106 | 0.0089911 | 0.125 | 0.08 | 261 | 0 | 0.364 | 1 | 1 | cs | TRUE
80 | LV_115-3_1_3_line_80 |  | 77 | 78 | 0.0073358 | 0.125 | 0.08 | 261 | 0 | 0.364 | 1 | 1 | cs | TRUE
81 | LV_115-3_1_3_line_81 |  | 77 | 79 | 0.038193 | 0.125 | 0.08 | 261 | 0 | 0.364 | 1 | 1 | cs | TRUE
82 | LV_115-3_1_3_line_82 |  | 78 | 80 | 0.0074146 | 0.125 | 0.08 | 261 | 0 | 0.364 | 1 | 1 | cs | TRUE
83 | LV_115-3_1_3_line_83 |  | 79 | 81 | 0.016579 | 0.125 | 0.08 | 261 | 0 | 0.364 | 1 | 1 | cs | TRUE
84 | LV_115-3_1_3_line_84 |  | 79 | 82 | 0.02227 | 0.125 | 0.08 | 261 | 0 | 0.364 | 1 | 1 | cs | TRUE
85 | LV_115-3_1_3_line_85 |  | 81 | 83 | 0.035459 | 0.125 | 0.08 | 261 | 0 | 0.364 | 1 | 1 | cs | TRUE
86 | LV_115-3_1_3_line_86 |  | 82 | 84 | 0.0043528 | 0.125 | 0.08 | 261 | 0 | 0.364 | 1 | 1 | cs | TRUE
87 | LV_115-3_1_3_line_87 |  | 84 | 85 | 0.005184 | 0.125 | 0.08 | 261 | 0 | 0.364 | 1 | 1 | cs | TRUE
88 | LV_115-3_1_3_line_88 |  | 85 | 86 | 0.0035697 | 0.125 | 0.08 | 261 | 0 | 0.364 | 1 | 1 | cs | TRUE
89 | LV_115-3_1_3_line_89 |  | 86 | 137 | 0.014642 | 0.125 | 0.08 | 261 | 0 | 0.364 | 1 | 1 | cs | TRUE
90 | LV_115-3_1_3_line_90 |  | 87 | 88 | 0.039783 | 0.125 | 0.08 | 261 | 0 | 0.364 | 1 | 1 | cs | TRUE
91 | LV_115-3_1_3_line_91 |  | 88 | 96 | 0.017754 | 0.125 | 0.08 | 261 | 0 | 0.364 | 1 | 1 | cs | TRUE
92 | LV_115-3_1_3_line_92 |  | 89 | 90 | 0.023611 | 0.125 | 0.08 | 261 | 0 | 0.364 | 1 | 1 | cs | TRUE
93 | LV_115-3_1_3_line_93 |  | 89 | 91 | 0.025065 | 0.125 | 0.08 | 261 | 0 | 0.364 | 1 | 1 | cs | TRUE
94 | LV_115-3_1_3_line_94 |  | 90 | 92 | 0.027465 | 0.125 | 0.08 | 261 | 0 | 0.364 | 1 | 1 | cs | TRUE
95 | LV_115-3_1_3_line_95 |  | 91 | 93 | 0.001481 | 0.125 | 0.08 | 261 | 0 | 0.364 | 1 | 1 | cs | TRUE
96 | LV_115-3_1_3_line_96 |  | 92 | 94 | 0.028557 | 0.125 | 0.08 | 261 | 0 | 0.364 | 1 | 1 | cs | TRUE
97 | LV_115-3_1_3_line_97 |  | 93 | 95 | 0.011865 | 0.125 | 0.08 | 261 | 0 | 0.364 | 1 | 1 | cs | TRUE
98 | LV_115-3_1_3_line_98 |  | 94 | 104 | 0.0028642 | 0.125 | 0.08 | 261 | 0 | 0.364 | 1 | 1 | cs | TRUE
99 | LV_115-3_1_3_line_99 |  | 95 | 100 | 0.016711 | 0.125 | 0.08 | 261 | 0 | 0.364 | 1 | 1 | cs | TRUE
100 | LV_115-3_1_3_line_100 |  | 95 | 97 | 0.016081 | 0.125 | 0.08 | 261 | 0 | 0.364 | 1 | 1 | cs | TRUE
101 | LV_115-3_1_3_line_101 |  | 96 | 105 | 0.0062119 | 0.125 | 0.08 | 261 | 0 | 0.364 | 1 | 1 | cs | TRUE
102 | LV_115-3_1_3_line_102 |  | 97 | 98 | 0.003331 | 0.125 | 0.08 | 261 | 0 | 0.364 | 1 | 1 | cs | TRUE
103 | LV_115-3_1_3_line_103 |  | 98 | 99 | 0.0085586 | 0.125 | 0.08 | 261 | 0 | 0.364 | 1 | 1 | cs | TRUE
104 | LV_115-3_1_3_line_104 |  | 100 | 101 | 0.0027937 | 0.125 | 0.08 | 261 | 0 | 0.364 | 1 | 1 | cs | TRUE
105 | LV_115-3_1_3_line_105 |  | 101 | 102 | 0.008517 | 0.125 | 0.08 | 261 | 0 | 0.364 | 1 | 1 | cs | TRUE
106 | LV_115-3_1_3_line_106 |  | 102 | 103 | 0.011159 | 0.125 | 0.08 | 261 | 0 | 0.364 | 1 | 1 | cs | TRUE
107 | LV_115-3_1_3_line_107 |  | 103 | 126 | 0.016007 | 0.125 | 0.08 | 261 | 0 | 0.364 | 1 | 1 | cs | TRUE
108 | LV_115-3_1_3_line_108 |  | 106 | 107 | 0.017162 | 0.125 | 0.08 | 261 | 0 | 0.364 | 1 | 1 | cs | TRUE
109 | LV_115-3_1_3_line_109 |  | 107 | 108 | 0.013224 | 0.125 | 0.08 | 261 | 0 | 0.364 | 1 | 1 | cs | TRUE
110 | LV_115-3_1_3_line_110 |  | 108 | 109 | 0.032606 | 0.125 | 0.08 | 261 | 0 | 0.364 | 1 | 1 | cs | TRUE
111 | LV_115-3_1_3_line_111 |  | 108 | 110 | 0.007283 | 0.125 | 0.08 | 261 | 0 | 0.364 | 1 | 1 | cs | TRUE
112 | LV_115-3_1_3_line_112 |  | 109 | 113 | 0.014754 | 0.125 | 0.08 | 261 | 0 | 0.364 | 1 | 1 | cs | TRUE
113 | LV_115-3_1_3_line_113 |  | 110 | 111 | 0.023668 | 0.125 | 0.08 | 261 | 0 | 0.364 | 1 | 1 | cs | TRUE
114 | LV_115-3_1_3_line_114 |  | 111 | 112 | 0.0069998 | 0.125 | 0.08 | 261 | 0 | 0.364 | 1 | 1 | cs | TRUE
115 | LV_115-3_1_3_line_115 |  | 112 | 133 | 0.027869 | 0.125 | 0.08 | 261 | 0 | 0.364 | 1 | 1 | cs | TRUE
116 | LV_115-3_1_3_line_116 |  | 113 | 114 | 0.009808 | 0.125 | 0.08 | 261 | 0 | 0.364 | 1 | 1 | cs | TRUE
117 | LV_115-3_1_3_line_117 |  | 113 | 115 | 0.030102 | 0.125 | 0.08 | 261 | 0 | 0.364 | 1 | 1 | cs | TRUE
118 | LV_115-3_1_3_line_118 |  | 114 | 123 | 0.023681 | 0.125 | 0.08 | 261 | 0 | 0.364 | 1 | 1 | cs | TRUE
119 | LV_115-3_1_3_line_119 |  | 114 | 120 | 0.017213 | 0.125 | 0.08 | 261 | 0 | 0.364 | 1 | 1 | cs | TRUE
120 | LV_115-3_1_3_line_120 |  | 115 | 129 | 0.019311 | 0.125 | 0.08 | 261 | 0 | 0.364 | 1 | 1 | cs | TRUE
121 | LV_115-3_1_3_line_121 |  | 116 | 117 | 0.012561 | 0.125 | 0.08 | 261 | 0 | 0.364 | 1 | 1 | cs | TRUE
122 | LV_115-3_1_3_line_122 |  | 116 | 118 | 0.0089672 | 0.125 | 0.08 | 261 | 0 | 0.364 | 1 | 1 | cs | TRUE
123 | LV_115-3_1_3_line_123 |  | 117 | 119 | 0.018232 | 0.125 | 0.08 | 261 | 0 | 0.364 | 1 | 1 | cs | TRUE
124 | LV_115-3_1_3_line_124 |  | 117 | 120 | 0.016614 | 0.125 | 0.08 | 261 | 0 | 0.364 | 1 | 1 | cs | TRUE
125 | LV_115-3_1_3_line_125 |  | 119 | 121 | 0.015019 | 0.125 | 0.08 | 261 | 0 | 0.364 | 1 | 1 | cs | TRUE
126 | LV_115-3_1_3_line_126 |  | 121 | 122 | 0.0057612 | 0.125 | 0.08 | 261 | 0 | 0.364 | 1 | 1 | cs | TRUE
127 | LV_115-3_1_3_line_127 |  | 122 | 124 | 0.0097985 | 0.125 | 0.08 | 261 | 0 | 0.364 | 1 | 1 | cs | TRUE
128 | LV_115-3_1_3_line_128 |  | 123 | 125 | 0.042474 | 0.125 | 0.08 | 261 | 0 | 0.364 | 1 | 1 | cs | TRUE
129 | LV_115-3_1_3_line_129 |  | 124 | 135 | 0.013791 | 0.125 | 0.08 | 261 | 0 | 0.364 | 1 | 1 | cs | TRUE
130 | LV_115-3_1_3_line_130 |  | 125 | 134 | 0.012759 | 0.125 | 0.08 | 261 | 0 | 0.364 | 1 | 1 | cs | TRUE
131 | LV_115-3_1_3_line_131 |  | 126 | 127 | 0.0043987 | 0.125 | 0.08 | 261 | 0 | 0.364 | 1 | 1 | cs | TRUE
132 | LV_115-3_1_3_line_132 |  | 128 | 129 | 0.0026051 | 0.125 | 0.08 | 261 | 0 | 0.364 | 1 | 1 | cs | TRUE
133 | LV_115-3_1_3_line_133 |  | 128 | 130 | 0.018556 | 0.125 | 0.08 | 261 | 0 | 0.364 | 1 | 1 | cs | TRUE
134 | LV_115-3_1_3_line_134 |  | 130 | 131 | 0.00077285 | 0.125 | 0.08 | 261 | 0 | 0.364 | 1 | 1 | cs | TRUE
135 | LV_115-3_1_3_line_135 |  | 130 | 132 | 0.03312 | 0.125 | 0.08 | 261 | 0 | 0.364 | 1 | 1 | cs | TRUE
136 | LV_115-3_1_3_line_136 |  | 136 | 137 | 0.0034302 | 0.125 | 0.08 | 261 | 0 | 0.364 | 1 | 1 | cs | TRUE

## trafo
| name | std_type | hv_bus | lv_bus | sn_mva | vn_hv_kv | vn_lv_kv | vk_percent | vkr_percent | pfe_kw | i0_percent | shift_degree | tap_side | tap_neutral | tap_min | tap_max | tap_step_percent | tap_step_degree | tap_pos | tap_phase_shifter | parallel | df | in_service
0 | LV_115-3_1_3_trafo_79 | 0.63 MVA 20/0.4 kV | 138 | 32 | 0.63 | 20 | 0.4 | 6 | 1.206 | 1.65 | 0.2619 | 150 | hv | 0 | -2 | 2 | 2.5 | 0 | 0 | FALSE | 1 | 1 | TRUE

## line_geodata
| x0 | y0 | x1 | y1 | x2 | y2 | x3 | y3 | x4 | y4 | x5 | y5 | x6 | y6
0 | 2699705.401 | 1241983.7654 | 2699701.7919 | 1241987.2456 | 2699698.5019 | 1241992.4274
1 | 2699697.499 | 1241994.0069 | 2699698.5019 | 1241992.4274
2 | 2699697.499 | 1241994.0069 | 2699697.2094 | 1241994.463 | 2699692.624 | 1242001.8583 | 2699687.6365 | 1242001.2408 | 2699681.0986 | 1241997.0388 | 2699680.5551 | 1241996.6103
3 | 2699671.4723 | 1241989.4492 | 2699674.1265 | 1241984.0341 | 2699675.9107 | 1241981.0302
4 | 2699671.4723 | 1241989.4492 | 2699680.5551 | 1241996.6103
5 | 2699671.4723 | 1241989.4492 | 2699668.4314 | 1241995.8252 | 2699658.9789 | 1242010.7334
6 | 2699750.0579 | 1242059.2211 | 2699748.8621 | 1242060.3157
7 | 2699738.4782 | 1242066.4113 | 2699738.4782 | 1242066.4113 | 2699742.8279 | 1242065.8395 | 2699748.8621 | 1242060.3157
8 | 2699738.4782 | 1242066.4113 | 2699731.5296 | 1242071.5976
9 | 2699731.247 | 1242071.8086 | 2699731.5296 | 1242071.5976
10 | 2699727.2504 | 1242074.9484 | 2699730.5377 | 1242072.338 | 2699731.247 | 1242071.8086
11 | 2699727.2504 | 1242074.9484 | 2699725.3084 | 1242076.4906
12 | 2699725.3084 | 1242076.4906 | 2699712.0536 | 1242087.0164 | 2699704.0852 | 1242095.8687
13 | 2699727.0103 | 1242141.8207 | 2699726.0592 | 1242141.0171
14 | 2699690.7512 | 1242108.3304 | 2699700.0875 | 1242117.4164 | 2699714.1204 | 1242130.9292 | 2699726.0592 | 1242141.0171
15 | 2699727.0103 | 1242141.8207 | 2699707.518 | 1242158.0282
16 | 2699727.0103 | 1242141.8207 | 2699735.3291 | 1242148.9104 | 2699752.1661 | 1242164.1511
17 | 2699690.7512 | 1242108.3304 | 2699697.9616 | 1242101.7719
18 | 2699707.518 | 1242158.0282 | 2699692.2178 | 1242170.7501
19 | 2699769.7388 | 1242183.5374 | 2699756.8079 | 1242168.3528 | 2699752.1661 | 1242164.1511
20 | 2699697.9616 | 1242101.7719 | 2699702.4301 | 1242097.7074 | 2699704.0852 | 1242095.8687
21 | 2699685.3658 | 1242176.359 | 2699691.5527 | 1242171.3031 | 2699692.2178 | 1242170.7501
22 | 2699769.7388 | 1242183.5374 | 2699755.3227 | 1242195.2966
23 | 2699653.5293 | 1242069.5646 | 2699649.172 | 1242074.195 | 2699643.5096 | 1242089.4223
24 | 2699653.5293 | 1242069.5646 | 2699657.7205 | 1242061.3287 | 2699657.7205 | 1242061.3287
25 | 2699643.5096 | 1242089.4223 | 2699641.2302 | 1242095.5522
26 | 2699661.2857 | 1242046.0045 | 2699660.3339 | 1242049.3412 | 2699657.7205 | 1242061.3287
27 | 2699685.3658 | 1242176.359 | 2699668.4299 | 1242190.1989
28 | 2699755.3227 | 1242195.2966 | 2699736.3636 | 1242210.7616
29 | 2699635.7349 | 1242110.3301 | 2699641.2302 | 1242095.5522
30 | 2699631.7523 | 1242055.6773 | 2699630.7777 | 1242057.6539
31 | 2699631.7523 | 1242055.6773 | 2699636.0357 | 1242047.3279
32 | 2699630.7777 | 1242057.6539 | 2699625.7328 | 1242067.8856 | 2699619.8777 | 1242079.434
33 | 2699640.9337 | 1242037.7804 | 2699636.0357 | 1242047.3279
34 | 2699664.5064 | 1242033.666 | 2699663.7244 | 1242037.4557 | 2699661.2857 | 1242046.0045
35 | 2699643.8984 | 1242210.246 | 2699668.4299 | 1242190.1989
36 | 2699720.9574 | 1242222.5434 | 2699726.4101 | 1242218.8806 | 2699736.3636 | 1242210.7616
37 | 2699635.7349 | 1242110.3301 | 2699632.1228 | 1242120.0438 | 2699626.7023 | 1242130.2356
38 | 2699619.8777 | 1242079.434 | 2699611.3082 | 1242096.3362
39 | 2699640.9337 | 1242037.7804 | 2699642.2663 | 1242035.1826 | 2699642.6679 | 1242034.6062
40 | 2699664.5064 | 1242033.666 | 2699675.9553 | 1242036.2825
41 | 2699664.5064 | 1242033.666 | 2699665.5482 | 1242019.8173 | 2699664.6162 | 1242015.8103
42 | 2699643.8984 | 1242210.246 | 2699637.6746 | 1242215.3321 | 2699634.9643 | 1242215.5423
43 | 2699622.9595 | 1242200.5738 | 2699634.9643 | 1242215.5423
44 | 2699559.5617 | 1242101.0131 | 2699555.9835 | 1242111.9267 | 2699554.4225 | 1242116.8674
45 | 2699559.5617 | 1242101.0131 | 2699559.979 | 1242099.7403
46 | 2699554.4225 | 1242116.8674 | 2699549.6729 | 1242131.8999
47 | 2699559.979 | 1242099.7403 | 2699568.4494 | 1242073.905
48 | 2699545.4755 | 1242148.3116 | 2699546.1458 | 1242143.0633 | 2699549.6729 | 1242131.8999
49 | 2699549.6729 | 1242131.8999 | 2699522.0119 | 1242128.9233
50 | 2699568.4494 | 1242073.905 | 2699570.8954 | 1242066.4447
51 | 2699580.1154 | 1242166.1396 | 2699548.3486 | 1242151.0174 | 2699545.4755 | 1242148.3116
52 | 2699545.4755 | 1242148.3116 | 2699540.5835 | 1242161.0272
53 | 2699570.8954 | 1242066.4447 | 2699547.3943 | 1242047.956
54 | 2699580.1154 | 1242166.1396 | 2699581.6224 | 1242158.7926
55 | 2699580.1154 | 1242166.1396 | 2699575.2836 | 1242178.7682 | 2699575.2495 | 1242178.828
56 | 2699540.5835 | 1242161.0272 | 2699534.2888 | 1242177.3888
57 | 2699581.6224 | 1242158.7926 | 2699597.4242 | 1242165.5852
58 | 2699575.2495 | 1242178.828 | 2699572.1396 | 1242184.2829
59 | 2699534.2888 | 1242177.3888 | 2699533.904 | 1242178.3891
60 | 2699597.4242 | 1242165.5852 | 2699603.3414 | 1242168.1289
61 | 2699597.4242 | 1242165.5852 | 2699622.457 | 1242138.2177 | 2699626.7023 | 1242130.2356
62 | 2699558.8494 | 1242207.5939 | 2699572.1396 | 1242184.2829
63 | 2699603.4402 | 1242168.1714 | 2699603.3414 | 1242168.1289
64 | 2699558.8494 | 1242207.5939 | 2699556.2129 | 1242212.2183 | 2699545.5972 | 1242228.429
65 | 2699648.8784 | 1242025.6918 | 2699653.3769 | 1242019.2348 | 2699658.7981 | 1242011.0079
66 | 2699648.8784 | 1242025.6918 | 2699642.6679 | 1242034.6062
67 | 2699658.7981 | 1242011.0079 | 2699658.9789 | 1242010.7334
68 | 2699658.9789 | 1242010.7334 | 2699664.4058 | 1242014.9055 | 2699664.6162 | 1242015.8103
69 | 2699718.3193 | 1242224.3155 | 2699720.9574 | 1242222.5434
70 | 2699718.3193 | 1242224.3155 | 2699696.5346 | 1242237.0931
71 | 2699718.3193 | 1242224.3155 | 2699723.5024 | 1242230.8298 | 2699723.5024 | 1242230.8298
72 | 2699675.893 | 1242250.1734 | 2699681.1464 | 1242246.1189 | 2699696.5346 | 1242237.0931
73 | 2699723.5024 | 1242230.8298 | 2699747.1013 | 1242239.04
74 | 2699675.893 | 1242250.1734 | 2699661.8427 | 1242261.0172 | 2699657.5932 | 1242265.7699
75 | 2699761.5375 | 1242244.0624 | 2699747.1013 | 1242239.04
76 | 2699657.5932 | 1242265.7699 | 2699638.195 | 1242287.465
77 | 2699761.5375 | 1242244.0624 | 2699771.0004 | 1242247.3546
78 | 2699635.3662 | 1242290.6287 | 2699638.195 | 1242287.465
79 | 2699779.4922 | 1242250.3089 | 2699771.0004 | 1242247.3546
80 | 2699510.5265 | 1242302.7675 | 2699510.7263 | 1242303.7143 | 2699514.5747 | 1242308.7881
81 | 2699507.9165 | 1242265.6937 | 2699511.5838 | 1242272.8829 | 2699511.1955 | 1242280.7046 | 2699509.3395 | 1242297.1416 | 2699510.5265 | 1242302.7675
82 | 2699519.0554 | 1242314.6957 | 2699514.5747 | 1242308.7881
83 | 2699507.9165 | 1242265.6937 | 2699502.7513 | 1242257.2006 | 2699498.6066 | 1242252.0148
84 | 2699507.9165 | 1242265.6937 | 2699525.3298 | 1242253.0315 | 2699525.8139 | 1242252.4726
85 | 2699467.0987 | 1242251.5133 | 2699470.0391 | 1242250.2247 | 2699477.4211 | 1242247.3685 | 2699490.1245 | 1242244.5904 | 2699495.226 | 1242248.3232 | 2699497.923 | 1242251.1595 | 2699498.6066 | 1242252.0148
86 | 2699528.6637 | 1242249.1823 | 2699525.8139 | 1242252.4726
87 | 2699528.6637 | 1242249.1823 | 2699532.0576 | 1242245.2637
88 | 2699534.3947 | 1242242.5654 | 2699532.0576 | 1242245.2637
89 | 2699543.718 | 1242231.2986 | 2699542.3695 | 1242233.3578 | 2699534.3947 | 1242242.5654
90 | 2699622.9595 | 1242200.5738 | 2699622.4625 | 1242192.8039 | 2699616.1599 | 1242180.4554 | 2699608.0838 | 1242170.1675 | 2699603.4402 | 1242168.1714
91 | 2699622.9595 | 1242200.5738 | 2699621.2477 | 1242206.6052 | 2699610.9845 | 1242211.7585
92 | 2699635.3662 | 1242290.6287 | 2699656.2786 | 1242301.591
93 | 2699635.3662 | 1242290.6287 | 2699618.5212 | 1242309.1899
94 | 2699680.6041 | 1242314.3424 | 2699656.2786 | 1242301.591
95 | 2699617.5259 | 1242310.2866 | 2699618.5212 | 1242309.1899
96 | 2699680.6041 | 1242314.3424 | 2699705.8963 | 1242327.6006
97 | 2699609.5523 | 1242319.0727 | 2699617.5259 | 1242310.2866
98 | 2699708.433 | 1242328.9304 | 2699705.8963 | 1242327.6006
99 | 2699609.5523 | 1242319.0727 | 2699622.3422 | 1242329.8281
100 | 2699609.5523 | 1242319.0727 | 2699597.6132 | 1242329.8462
101 | 2699605.4331 | 1242214.5459 | 2699610.9845 | 1242211.7585
102 | 2699597.6132 | 1242329.8462 | 2699595.1402 | 1242332.0777
103 | 2699595.1402 | 1242332.0777 | 2699588.7862 | 1242337.8114
104 | 2699622.3422 | 1242329.8281 | 2699624.4804 | 1242331.6262
105 | 2699630.9989 | 1242337.1078 | 2699624.4804 | 1242331.6262
106 | 2699630.9989 | 1242337.1078 | 2699639.5396 | 1242344.2899
107 | 2699639.5396 | 1242344.2899 | 2699651.7904 | 1242354.5921
108 | 2699779.4922 | 1242250.3089 | 2699795.701 | 1242255.9481
109 | 2699808.5823 | 1242258.3921 | 2699801.2193 | 1242257.8679 | 2699795.701 | 1242255.9481
110 | 2699808.5823 | 1242258.3921 | 2699808.5002 | 1242269.11 | 2699807.844 | 1242277.5499 | 2699805.5541 | 1242290.7751
111 | 2699807.6377 | 1242251.1707 | 2699808.5823 | 1242258.3921
112 | 2699803.0369 | 1242305.3125 | 2699805.5541 | 1242290.7751
113 | 2699807.6377 | 1242251.1707 | 2699810.3194 | 1242251.3159 | 2699828.7428 | 1242261.3582
114 | 2699834.8888 | 1242264.7083 | 2699828.7428 | 1242261.3582
115 | 2699834.8888 | 1242264.7083 | 2699859.3588 | 1242278.0465
116 | 2699803.0369 | 1242305.3125 | 2699798.7676 | 1242314.1475
117 | 2699803.0369 | 1242305.3125 | 2699817.6141 | 1242310.7062 | 2699830.8429 | 1242316.7856
118 | 2699798.7676 | 1242314.1475 | 2699797.4363 | 1242319.5737 | 2699791.4063 | 1242336.6328
119 | 2699798.7676 | 1242314.1475 | 2699782.2433 | 1242309.3258
120 | 2699848.3895 | 1242324.8493 | 2699830.8429 | 1242316.7856
121 | 2699766.2947 | 1242304.6721 | 2699754.6252 | 1242300.0251
122 | 2699746.2943 | 1242296.7076 | 2699754.6252 | 1242300.0251
123 | 2699766.2947 | 1242304.6721 | 2699760.4596 | 1242321.9451
124 | 2699766.2947 | 1242304.6721 | 2699782.2433 | 1242309.3258
125 | 2699755.6527 | 1242336.1743 | 2699760.4596 | 1242321.9451
126 | 2699755.6527 | 1242336.1743 | 2699753.8088 | 1242341.6324
127 | 2699753.8088 | 1242341.6324 | 2699750.6728 | 1242350.9155
128 | 2699777.6923 | 1242376.8189 | 2699779.6697 | 1242369.8357 | 2699791.4063 | 1242336.6328
129 | 2699746.2592 | 1242363.9807 | 2699750.6728 | 1242350.9155
130 | 2699777.6923 | 1242376.8189 | 2699774.1788 | 1242389.0842
131 | 2699655.157 | 1242357.4231 | 2699651.7904 | 1242354.5921
132 | 2699850.7852 | 1242325.8713 | 2699849.1855 | 1242325.2151 | 2699848.3895 | 1242324.8493
133 | 2699867.953 | 1242332.9143 | 2699850.7852 | 1242325.8713
134 | 2699868.668 | 1242333.2076 | 2699867.953 | 1242332.9143
135 | 2699867.953 | 1242332.9143 | 2699853.5289 | 1242362.728
136 | 2699545.5972 | 1242228.429 | 2699543.718 | 1242231.2986

## bus_geodata
| x | y | coords
0 | 2699705.401 | 1241983.7654
1 | 2699698.5019 | 1241992.4274
2 | 2699697.499 | 1241994.0069
3 | 2699675.9108 | 1241981.0302
4 | 2699671.4723 | 1241989.4492
5 | 2699680.5551 | 1241996.6103
6 | 2699750.0579 | 1242059.2211
7 | 2699748.8621 | 1242060.3157
8 | 2699738.4782 | 1242066.4113
9 | 2699731.5296 | 1242071.5976
10 | 2699731.247 | 1242071.8086
11 | 2699727.2504 | 1242074.9484
12 | 2699725.3084 | 1242076.4906
13 | 2699726.0592 | 1242141.0171
14 | 2699727.0103 | 1242141.8207
15 | 2699690.7512 | 1242108.3304
16 | 2699707.518 | 1242158.0282
17 | 2699752.1661 | 1242164.1511
18 | 2699697.9616 | 1242101.7719
19 | 2699692.2178 | 1242170.7501
20 | 2699769.7388 | 1242183.5374
21 | 2699653.5293 | 1242069.5646
22 | 2699643.5096 | 1242089.4223
23 | 2699657.7205 | 1242061.3287
24 | 2699704.0852 | 1242095.8687
25 | 2699685.3658 | 1242176.359
26 | 2699755.3227 | 1242195.2966
27 | 2699641.2302 | 1242095.5522
28 | 2699631.7523 | 1242055.6773
29 | 2699630.7777 | 1242057.6539
30 | 2699636.0357 | 1242047.3279
31 | 2699661.2857 | 1242046.0045
32 | 2699668.4299 | 1242190.1989
33 | 2699736.3636 | 1242210.7616
34 | 2699635.7349 | 1242110.3301
35 | 2699619.8777 | 1242079.434
36 | 2699640.9337 | 1242037.7804
37 | 2699664.5064 | 1242033.666
38 | 2699643.8984 | 1242210.246
39 | 2699634.9643 | 1242215.5423
40 | 2699559.5617 | 1242101.0131
41 | 2699554.4225 | 1242116.8674
42 | 2699559.979 | 1242099.7403
43 | 2699549.6729 | 1242131.8999
44 | 2699568.4494 | 1242073.905
45 | 2699545.4755 | 1242148.3116
46 | 2699522.0119 | 1242128.9233
47 | 2699570.8954 | 1242066.4447
48 | 2699580.1154 | 1242166.1396
49 | 2699540.5835 | 1242161.0272
50 | 2699547.3943 | 1242047.956
51 | 2699581.6224 | 1242158.7926
52 | 2699575.2495 | 1242178.828
53 | 2699534.2888 | 1242177.3888
54 | 2699533.904 | 1242178.3891
55 | 2699597.4242 | 1242165.5852
56 | 2699572.1396 | 1242184.2829
57 | 2699603.3414 | 1242168.1289
58 | 2699626.7023 | 1242130.2356
59 | 2699611.3082 | 1242096.3362
60 | 2699558.8494 | 1242207.5939
61 | 2699648.8784 | 1242025.6918
62 | 2699658.7981 | 1242011.0079
63 | 2699642.6679 | 1242034.6062
64 | 2699658.9789 | 1242010.7334
65 | 2699664.6162 | 1242015.8103
66 | 2699675.9553 | 1242036.2825
67 | 2699720.9574 | 1242222.5434
68 | 2699718.3193 | 1242224.3155
69 | 2699696.5346 | 1242237.0931
70 | 2699723.5024 | 1242230.8298
71 | 2699675.893 | 1242250.1734
72 | 2699747.1013 | 1242239.04
73 | 2699657.5932 | 1242265.7699
74 | 2699761.5375 | 1242244.0624
75 | 2699638.195 | 1242287.465
76 | 2699771.0004 | 1242247.3546
77 | 2699510.5265 | 1242302.7675
78 | 2699514.5747 | 1242308.7881
79 | 2699507.9165 | 1242265.6937
80 | 2699519.0554 | 1242314.6957
81 | 2699498.6066 | 1242252.0148
82 | 2699525.8139 | 1242252.4726
83 | 2699467.0987 | 1242251.5133
84 | 2699528.6637 | 1242249.1823
85 | 2699532.0576 | 1242245.2637
86 | 2699534.3947 | 1242242.5654
87 | 2699603.4402 | 1242168.1714
88 | 2699622.9595 | 1242200.5738
89 | 2699635.3662 | 1242290.6287
90 | 2699656.2786 | 1242301.591
91 | 2699618.5212 | 1242309.1899
92 | 2699680.6041 | 1242314.3424
93 | 2699617.5259 | 1242310.2866
94 | 2699705.8963 | 1242327.6006
95 | 2699609.5523 | 1242319.0727
96 | 2699610.9845 | 1242211.7585
97 | 2699597.6132 | 1242329.8462
98 | 2699595.1402 | 1242332.0777
99 | 2699588.7862 | 1242337.8114
100 | 2699622.3422 | 1242329.8281
101 | 2699624.4804 | 1242331.6262
102 | 2699630.9989 | 1242337.1078
103 | 2699639.5396 | 1242344.2899
104 | 2699708.433 | 1242328.9304
105 | 2699605.4331 | 1242214.5459
106 | 2699779.4922 | 1242250.3089
107 | 2699795.701 | 1242255.9481
108 | 2699808.5823 | 1242258.3921
109 | 2699805.5541 | 1242290.7751
110 | 2699807.6377 | 1242251.1707
111 | 2699828.7428 | 1242261.3582
112 | 2699834.8888 | 1242264.7083
113 | 2699803.0369 | 1242305.3125
114 | 2699798.7676 | 1242314.1475
115 | 2699830.8429 | 1242316.7856
116 | 2699754.6252 | 1242300.0251
117 | 2699766.2947 | 1242304.6721
118 | 2699746.2943 | 1242296.7076
119 | 2699760.4596 | 1242321.9451
120 | 2699782.2433 | 1242309.3258
121 | 2699755.6527 | 1242336.1743
122 | 2699753.8088 | 1242341.6324
123 | 2699791.4063 | 1242336.6328
124 | 2699750.6728 | 1242350.9155
125 | 2699777.6923 | 1242376.8189
126 | 2699651.7904 | 1242354.5921
127 | 2699655.157 | 1242357.4231
128 | 2699850.7852 | 1242325.8713
129 | 2699848.3895 | 1242324.8493
130 | 2699867.953 | 1242332.9143
131 | 2699868.668 | 1242333.2076
132 | 2699853.5289 | 1242362.728
133 | 2699859.3588 | 1242278.0465
134 | 2699774.1788 | 1242389.0842
135 | 2699746.2592 | 1242363.9807
136 | 2699545.5972 | 1242228.429
137 | 2699543.718 | 1242231.2986
138 | 2699622.9595 | 1242200.5738

## line_std_types
| c_nf_per_km | r_ohm_per_km | x_ohm_per_km | max_i_ka | type | q_mm2 | alpha | voltage_rating
NAYY 4x50 SE | 210 | 0.642 | 0.083 | 0.142 | cs | 50 | 0.00403 | LV
NAYY 4x120 SE | 264 | 0.225 | 0.08 | 0.242 | cs | 120 | 0.00403 | LV
NAYY 4x150 SE | 261 | 0.208 | 0.08 | 0.27 | cs | 150 | 0.00403 | LV
NA2XS2Y 1x95 RM/25 12/20 kV | 216 | 0.313 | 0.132 | 0.252 | cs | 95 | 0.00403 | MV
NA2XS2Y 1x185 RM/25 12/20 kV | 273 | 0.161 | 0.117 | 0.362 | cs | 185 | 0.00403 | MV
NA2XS2Y 1x240 RM/25 12/20 kV | 304 | 0.122 | 0.112 | 0.421 | cs | 240 | 0.00403 | MV
NA2XS2Y 1x95 RM/25 6/10 kV | 315 | 0.313 | 0.123 | 0.249 | cs | 95 | 0.00403 | MV
NA2XS2Y 1x185 RM/25 6/10 kV | 406 | 0.161 | 0.11 | 0.358 | cs | 185 | 0.00403 | MV
NA2XS2Y 1x240 RM/25 6/10 kV | 456 | 0.122 | 0.105 | 0.416 | cs | 240 | 0.00403 | MV
NA2XS2Y 1x150 RM/25 12/20 kV | 250 | 0.206 | 0.116 | 0.319 | cs | 150 | 0.00403 | MV
NA2XS2Y 1x120 RM/25 12/20 kV | 230 | 0.253 | 0.119 | 0.283 | cs | 120 | 0.00403 | MV
NA2XS2Y 1x70 RM/25 12/20 kV | 190 | 0.443 | 0.132 | 0.22 | cs | 70 | 0.00403 | MV
NA2XS2Y 1x150 RM/25 6/10 kV | 360 | 0.206 | 0.11 | 0.315 | cs | 150 | 0.00403 | MV
NA2XS2Y 1x120 RM/25 6/10 kV | 340 | 0.253 | 0.113 | 0.28 | cs | 120 | 0.00403 | MV
NA2XS2Y 1x70 RM/25 6/10 kV | 280 | 0.443 | 0.123 | 0.217 | cs | 70 | 0.00403 | MV
N2XS(FL)2Y 1x120 RM/35 64/110 kV | 112 | 0.153 | 0.166 | 0.366 | cs | 120 | 0.00393 | HV
N2XS(FL)2Y 1x185 RM/35 64/110 kV | 125 | 0.099 | 0.156 | 0.457 | cs | 185 | 0.00393 | HV
N2XS(FL)2Y 1x240 RM/35 64/110 kV | 135 | 0.075 | 0.149 | 0.526 | cs | 240 | 0.00393 | HV
N2XS(FL)2Y 1x300 RM/35 64/110 kV | 144 | 0.06 | 0.144 | 0.588 | cs | 300 | 0.00393 | HV
15-AL1/3-ST1A 0.4 | 11 | 1.8769 | 0.35 | 0.105 | ol | 16 | 0.00403 | LV
24-AL1/4-ST1A 0.4 | 11.25 | 1.2012 | 0.335 | 0.14 | ol | 24 | 0.00403 | LV
48-AL1/8-ST1A 0.4 | 12.2 | 0.5939 | 0.3 | 0.21 | ol | 48 | 0.00403 | LV
94-AL1/15-ST1A 0.4 | 13.2 | 0.306 | 0.29 | 0.35 | ol | 94 | 0.00403 | LV
34-AL1/6-ST1A 10.0 | 9.7 | 0.8342 | 0.36 | 0.17 | ol | 34 | 0.00403 | MV
48-AL1/8-ST1A 10.0 | 10.1 | 0.5939 | 0.35 | 0.21 | ol | 48 | 0.00403 | MV
70-AL1/11-ST1A 10.0 | 10.4 | 0.4132 | 0.339 | 0.29 | ol | 70 | 0.00403 | MV
94-AL1/15-ST1A 10.0 | 10.75 | 0.306 | 0.33 | 0.35 | ol | 94 | 0.00403 | MV
122-AL1/20-ST1A 10.0 | 11.1 | 0.2376 | 0.323 | 0.41 | ol | 122 | 0.00403 | MV
149-AL1/24-ST1A 10.0 | 11.25 | 0.194 | 0.315 | 0.47 | ol | 149 | 0.00403 | MV
34-AL1/6-ST1A 20.0 | 9.15 | 0.8342 | 0.382 | 0.17 | ol | 34 | 0.00403 | MV
48-AL1/8-ST1A 20.0 | 9.5 | 0.5939 | 0.372 | 0.21 | ol | 48 | 0.00403 | MV
70-AL1/11-ST1A 20.0 | 9.7 | 0.4132 | 0.36 | 0.29 | ol | 70 | 0.00403 | MV
94-AL1/15-ST1A 20.0 | 10 | 0.306 | 0.35 | 0.35 | ol | 94 | 0.00403 | MV
122-AL1/20-ST1A 20.0 | 10.3 | 0.2376 | 0.344 | 0.41 | ol | 122 | 0.00403 | MV
149-AL1/24-ST1A 20.0 | 10.5 | 0.194 | 0.337 | 0.47 | ol | 149 | 0.00403 | MV
184-AL1/30-ST1A 20.0 | 10.75 | 0.1571 | 0.33 | 0.535 | ol | 184 | 0.00403 | MV
243-AL1/39-ST1A 20.0 | 11 | 0.1188 | 0.32 | 0.645 | ol | 243 | 0.00403 | MV
48-AL1/8-ST1A 110.0 | 8 | 0.5939 | 0.46 | 0.21 | ol | 48 | 0.00403 | HV
70-AL1/11-ST1A 110.0 | 8.4 | 0.4132 | 0.45 | 0.29 | ol | 70 | 0.00403 | HV
94-AL1/15-ST1A 110.0 | 8.65 | 0.306 | 0.44 | 0.35 | ol | 94 | 0.00403 | HV
122-AL1/20-ST1A 110.0 | 8.5 | 0.2376 | 0.43 | 0.41 | ol | 122 | 0.00403 | HV
149-AL1/24-ST1A 110.0 | 8.75 | 0.194 | 0.41 | 0.47 | ol | 149 | 0.00403 | HV
184-AL1/30-ST1A 110.0 | 8.8 | 0.1571 | 0.4 | 0.535 | ol | 184 | 0.00403 | HV
243-AL1/39-ST1A 110.0 | 9 | 0.1188 | 0.39 | 0.645 | ol | 243 | 0.00403 | HV
305-AL1/39-ST1A 110.0 | 9.2 | 0.0949 | 0.38 | 0.74 | ol | 305 | 0.00403 | HV
490-AL1/64-ST1A 110.0 | 9.75 | 0.059 | 0.37 | 0.96 | ol | 490 | 0.00403 | HV
679-AL1/86-ST1A 110.0 | 9.95 | 0.042 | 0.36 | 1.15 | ol | 679 | 0.00403 | HV
490-AL1/64-ST1A 220.0 | 10 | 0.059 | 0.285 | 0.96 | ol | 490 | 0.00403 | HV
679-AL1/86-ST1A 220.0 | 11.7 | 0.042 | 0.275 | 1.15 | ol | 679 | 0.00403 | HV
490-AL1/64-ST1A 380.0 | 11 | 0.059 | 0.253 | 0.96 | ol | 490 | 0.00403 | HV
679-AL1/86-ST1A 380.0 | 14.6 | 0.042 | 0.25 | 1.15 | ol | 679 | 0.00403 | HV

## trafo_std_types
| i0_percent | pfe_kw | vkr_percent | sn_mva | vn_lv_kv | vn_hv_kv | vk_percent | shift_degree | vector_group | tap_side | tap_neutral | tap_min | tap_max | tap_step_degree | tap_step_percent | tap_phase_shifter
160 MVA 380/110 kV | 0.06 | 60 | 0.25 | 160 | 110 | 380 | 12.2 | 0 | Yy0 | hv | 0 | -9 | 9 | 0 | 1.5 | FALSE
100 MVA 220/110 kV | 0.06 | 55 | 0.26 | 100 | 110 | 220 | 12 | 0 | Yy0 | hv | 0 | -9 | 9 | 0 | 1.5 | FALSE
63 MVA 110/20 kV | 0.04 | 22 | 0.32 | 63 | 20 | 110 | 18 | 150 | YNd5 | hv | 0 | -9 | 9 | 0 | 1.5 | FALSE
40 MVA 110/20 kV | 0.05 | 18 | 0.34 | 40 | 20 | 110 | 16.2 | 150 | YNd5 | hv | 0 | -9 | 9 | 0 | 1.5 | FALSE
25 MVA 110/20 kV | 0.07 | 14 | 0.41 | 25 | 20 | 110 | 12 | 150 | YNd5 | hv | 0 | -9 | 9 | 0 | 1.5 | FALSE
63 MVA 110/10 kV | 0.04 | 22 | 0.32 | 63 | 10 | 110 | 18 | 150 | YNd5 | hv | 0 | -9 | 9 | 0 | 1.5 | FALSE
40 MVA 110/10 kV | 0.05 | 18 | 0.34 | 40 | 10 | 110 | 16.2 | 150 | YNd5 | hv | 0 | -9 | 9 | 0 | 1.5 | FALSE
25 MVA 110/10 kV | 0.07 | 14 | 0.41 | 25 | 10 | 110 | 12 | 150 | YNd5 | hv | 0 | -9 | 9 | 0 | 1.5 | FALSE
0.25 MVA 20/0.4 kV | 0.32 | 0.8 | 1.44 | 0.25 | 0.4 | 20 | 6 | 150 | Yzn5 | hv | 0 | -2 | 2 | 0 | 2.5 | FALSE
0.4 MVA 20/0.4 kV | 0.3375 | 1.35 | 1.425 | 0.4 | 0.4 | 20 | 6 | 150 | Dyn5 | hv | 0 | -2 | 2 | 0 | 2.5 | FALSE
0.63 MVA 20/0.4 kV | 0.2619 | 1.65 | 1.206 | 0.63 | 0.4 | 20 | 6 | 150 | Dyn5 | hv | 0 | -2 | 2 | 0 | 2.5 | FALSE
0.25 MVA 10/0.4 kV | 0.24 | 0.6 | 1.2 | 0.25 | 0.4 | 10 | 4 | 150 | Dyn5 | hv | 0 | -2 | 2 | 0 | 2.5 | FALSE
0.4 MVA 10/0.4 kV | 0.2375 | 0.95 | 1.325 | 0.4 | 0.4 | 10 | 4 | 150 | Dyn5 | hv | 0 | -2 | 2 | 0 | 2.5 | FALSE
0.63 MVA 10/0.4 kV | 0.1873 | 1.18 | 1.0794 | 0.63 | 0.4 | 10 | 4 | 150 | Dyn5 | hv | 0 | -2 | 2 | 0 | 2.5 | FALSE

## trafo3w_std_types
| sn_hv_mva | sn_mv_mva | sn_lv_mva | vn_hv_kv | vn_mv_kv | vn_lv_kv | vk_hv_percent | vk_mv_percent | vk_lv_percent | vkr_hv_percent | vkr_mv_percent | vkr_lv_percent | pfe_kw | i0_percent | shift_mv_degree | shift_lv_degree | vector_group | tap_side | tap_neutral | tap_min | tap_max | tap_step_percent
63/25/38 MVA 110/20/10 kV | 63 | 25 | 38 | 110 | 20 | 10 | 10.4 | 10.4 | 10.4 | 0.28 | 0.32 | 0.35 | 35 | 0.89 | 0 | 0 | YN0yn0yn0 | hv | 0 | -10 | 10 | 1.2
63/25/38 MVA 110/10/10 kV | 63 | 25 | 38 | 110 | 10 | 10 | 10.4 | 10.4 | 10.4 | 0.28 | 0.32 | 0.35 | 35 | 0.89 | 0 | 0 | YN0yn0yn0 | hv | 0 | -10 | 10 | 1.2

## fuse_std_types
| fuse_type | i_rated_a | t_avg | t_min | t_total | x_avg | x_min | x_total
HV 100A | HV 100A | 100 | 0 | [10.0, 3.64, 0.854, 0.281, 0.1, 0.0531, 0.022, 0.01] | [10.0, 4.267, 1.21, 0.403, 0.1, 0.058, 0.022, 0.01] | 0 | [300.0, 350.0, 450.0, 550.0, 700.0, 850.0, 1200.0, 1752.0] | [600.0, 700.0, 900.0, 1150.0, 1665.0, 2000.0, 3000.0, 4313.0]
HV 10A | HV 10A | 10 | 0 | [10.0, 1675.0, 0.344, 0.156, 0.1, 0.0417, 0.0171, 0.01] | [10.0, 1.3, 0.3, 0.155, 0.1, 0.0555, 0.023, 0.01] | 0 | [30.0, 32.0, 35.0, 37.0, 39.0, 50.0, 70.0, 88.0] | [60.0, 70.0, 80.0, 87.0, 94.0, 110.0, 150.0, 216.0]
HV 125A | HV 125A | 125 | 0 | [10.0, 1.82, 0.344, 0.1, 0.0467, 0.0269, 0.01] | [10.0, 2.478, 0.426, 0.1, 0.0427, 0.0211, 0.01] | 0 | [375.0, 500.0, 700.0, 925.0, 1200.0, 1500.0, 2341.0] | [750.0, 1000.0, 1500.0, 2200.0, 3000.0, 4000.0, 5765.0]
HV 160A | HV 160A | 160 | 0 | [10.0, 4.15, 1.03, 0.198, 0.1, 0.051, 0.0172, 0.01] | [10.0, 2.3, 0.734, 0.274, 0.1, 0.046, 0.0177, 0.01] | 0 | [480.0, 550.0, 700.0, 1000.0, 1260.0, 1600.0, 2500.0, 3227.0] | [960.0, 1300.0, 1700.0, 2200.0, 2996.0, 4000.0, 6000.0, 7946.0]
HV 16A | HV 16A | 16 | 0 | [10.0, 0.352, 0.164, 0.1, 0.0649, 0.0342, 0.01] | [10.0, 2.34, 0.722, 0.181, 0.1, 0.055, 0.0296, 0.01] | 0 | [48.0, 60.0, 65.0, 71.0, 80.0, 100.0, 162.0] | [96.0, 110.0, 125.0, 150.0, 168.0, 200.0, 250.0, 398.0]
HV 200A | HV 200A | 200 | 0 | [10.0, 4.267, 1.21, 0.403, 0.1, 0.058, 0.022, 0.01] | [10.0, 3.73, 1.654, 0.328, 0.1, 0.0531, 0.019, 0.01] | 0 | [600.0, 700.0, 900.0, 1150.0, 1665.0, 2000.0, 3000.0, 4313.0] | [1200.0, 1500.0, 1800.0, 2700.0, 3960.0, 5000.0, 7500.0, 10620.0]
HV 20A | HV 20A | 20 | 0 | [10.0, 1.3, 0.3, 0.155, 0.1, 0.0555, 0.023, 0.01] | [10.0, 1.3, 0.161, 0.1, 0.0611, 0.0399, 0.0141, 0.01] | 0 | [60.0, 70.0, 80.0, 87.0, 94.0, 110.0, 150.0, 216.0] | [120.0, 150.0, 200.0, 223.0, 260.0, 300.0, 450.0, 532.0]
HV 25A | HV 25A | 25 | 0 | [10.0, 2.512, 0.833, 0.299, 0.1, 0.0372, 0.0223, 0.01] | [10.0, 3.125, 0.597, 0.198, 0.1, 0.0378, 0.022, 0.01] | 0 | [75.0, 82.0, 90.0, 100.0, 124.0, 170.0, 200.0, 289.0] | [150.0, 170.0, 210.0, 250.0, 294.0, 400.0, 500.0, 711.0]
HV 31.5A | HV 31.5A | 31.5 | 0 | [10.0, 2.34, 0.722, 0.181, 0.1, 0.055, 0.0296, 0.01] | [10.0, 2.84, 0.368, 0.164, 0.1, 0.0621, 0.0378, 0.0195, 0.01] | 0 | [95.0, 110.0, 125.0, 150.0, 165.0, 200.0, 250.0, 390.0] | [189.0, 220.0, 300.0, 350.0, 393.0, 450.0, 530.0, 700.0, 960.0]
HV 40A | HV 40A | 40 | 0 | [10.0, 1.3, 0.161, 0.1, 0.0611, 0.0399, 0.0141, 0.01] | [10.0, 2.05, 0.369, 0.198, 0.1, 0.051, 0.0298, 0.01] | 0 | [120.0, 150.0, 200.0, 223.0, 260.0, 300.0, 450.0, 532.0] | [240.0, 300.0, 400.0, 450.0, 530.0, 650.0, 800.0, 1311.0]
HV 50A | HV 50A | 50 | 0 | [10.0, 3.215, 0.597, 0.198, 0.1, 0.0378, 0.022, 0.01] | [10.0, 3.64, 0.854, 0.281, 0.1, 0.0531, 0.022, 0.01] | 0 | [150.0, 170.0, 210.0, 250.0, 294.0, 400.0, 500.0, 711.0] | [300.0, 350.0, 450.0, 550.0, 700.0, 850.0, 1200.0, 1752.0]
HV 6.3A | HV 6.3A | 6.3 | 0 | [10.0, 1.39, 0.344, 0.168, 0.1, 0.056, 0.0263, 0.01] | [10.0, 1.711, 0.516, 0.198, 0.1, 0.0634, 0.0303, 0.01] | 0 | [19.0, 19.5, 20.4, 20.8, 22.0, 25.0, 32.0, 48.0] | [38.0, 40.0, 43.0, 48.0, 53.0, 60.0, 75.0, 118.0]
HV 63A | HV 63A | 63 | 0 | [10.0, 2.84, 0.368, 0.164, 0.1, 0.0621, 0.0378, 0.0195, 0.01] | [10.0, 1.82, 0.344, 0.1, 0.0467, 0.0269, 0.01] | 0 | [189.0, 220.0, 300.0, 350.0, 393.0, 450.0, 530.0, 700.0, 961.0] | [378.0, 500.0, 700.0, 934.0, 1200.0, 1500.0, 2366.0]
HV 80A | HV 80A | 80 | 0 | [10.0, 2.05, 0.369, 0.198, 0.1, 0.051, 0.0298, 0.01] | [10.0, 4.15, 1.03, 0.198, 0.1, 0.051, 0.0172, 0.01] | 0 | [240.0, 300.0, 400.0, 450.0, 530.0, 650.0, 800.0, 1311.0] | [480.0, 550.0, 700.0, 1000.0, 1260.0, 1600.0, 2500.0, 3227.0]
Siemens NH-1-100 | Siemens NH-1-100 | 100 | [5400.0, 2000.0, 400.0, 20.0, 1.0, 0.2, 0.012, 0.004] | 0 | 0 | [150.0, 190.0, 250.0, 430.0, 900.0, 1250.0, 2700.0, 3600.0] | 0 | 0
Siemens NH-1-125 | Siemens NH-1-125 | 125 | [4800.0, 120.0, 7.0, 0.1, 0.004] | 0 | 0 | [180.0, 400.0, 740.0, 2000.0, 4250.0] | 0 | 0
Siemens NH-1-16 | Siemens NH-1-16 | 16 | [4000.0, 400.0, 2.0, 0.1, 0.04, 0.01] | 0 | 0 | [26.0, 35.0, 75.0, 150.0, 200.0, 300.0] | 0 | 0
Siemens NH-1-160 | Siemens NH-1-160 | 160 | [4800.0, 120.0, 7.0, 0.1, 0.004] | 0 | 0 | [210.0, 500.0, 900.0, 2300.0, 5000.0] | 0 | 0
Siemens NH-1-25 | Siemens NH-1-25 | 25 | [4000.0, 1000.0, 10.0, 0.2, 0.02, 0.01] | 0 | 0 | [40.0, 50.0, 100.0, 210.0, 400.0, 500.0] | 0 | 0
Siemens NH-1-50 | Siemens NH-1-50 | 50 | [4000.0, 40.0, 4.0, 1.0, 0.02, 0.01] | 0 | 0 | [86.0, 200.0, 300.0, 400.0, 1000.0, 1280.0] | 0 | 0
Siemens NH-1-63 | Siemens NH-1-63 | 63 | [4000.0, 100.0, 10.0, 2.0, 0.04, 0.01] | 0 | 0 | [100.0, 200.0, 300.0, 400.0, 1000.0, 1500.0] | 0 | 0
Siemens NH-1-80 | Siemens NH-1-80 | 80 | [4800.0, 120.0, 7.0, 0.1, 0.01] | 0 | 0 | [150.58, 250.0, 450.0, 1150.0, 2470.0] | 0 | 0
Siemens NH-2-1000 | Siemens NH-2-1000 | 1000 | [4800.0, 120.0, 7.0, 0.1, 0.004] | 0 | 0 | [1900.0, 3500.0, 8400.0, 24000.0, 52000.0] | 0 | 0
Siemens NH-2-200 | Siemens NH-2-200 | 200 | [4800.0, 120.0, 7.0, 0.1, 0.004] | 0 | 0 | [280.0, 650.0, 1200.0, 3000.0, 7000.0] | 0 | 0
Siemens NH-2-224 | Siemens NH-2-224 | 224 | [4800.0, 120.0, 7.0, 0.2, 0.04, 0.004] | 0 | 0 | [400.0, 750.0, 1453.0, 3025.0, 4315.0, 7600.0] | 0 | 0
Siemens NH-2-250 | Siemens NH-2-250 | 250 | [4800.0, 120.0, 7.0, 0.1, 0.004] | 0 | 0 | [450.0, 800.0, 1650.0, 4000.0, 8500.0] | 0 | 0
Siemens NH-2-315 | Siemens NH-2-315 | 315 | [4800.0, 120.0, 7.0, 0.1, 0.004] | 0 | 0 | [550.0, 920.0, 1900.0, 5000.0, 11000.0] | 0 | 0
Siemens NH-2-355 | Siemens NH-2-355 | 355 | [4800.0, 120.0, 6.0, 0.1, 0.004] | 0 | 0 | [650.0, 1116.27, 2350.0, 5840.0, 12790.0] | 0 | 0
Siemens NH-2-400 | Siemens NH-2-400 | 400 | [4800.0, 120.0, 7.0, 0.1, 0.004] | 0 | 0 | [720.0, 1350.0, 2800.0, 6500.0, 15000.0] | 0 | 0
Siemens NH-2-425 | Siemens NH-2-425 | 425 | [4800.0, 120.0, 7.0, 0.1, 0.004] | 0 | 0 | [850.0, 1500.0, 3050.0, 7500.0, 16500.0] | 0 | 0
Siemens NH-2-630 | Siemens NH-2-630 | 630 | [4800.0, 120.0, 7.0, 0.1, 0.004] | 0 | 0 | [1200.0, 2000.0, 4800.0, 12000.0, 26000.0] | 0 | 0

## res_bus
| vm_pu | va_degree | p_mw | q_mvar
0 | 0.98057 | -0.37421 | 0.0022803 | 0.0005715
1 | 0.98059 | -0.37375 | 0.0015545 | 0.00038959
2 | 0.9806 | -0.37362 | 0.00074081 | 0.00018566
3 | 0.98075 | -0.37074 | 0.00074155 | 0.00018585
4 | 0.98075 | -0.37062 | 0 | 0
5 | 0.9807 | -0.37173 | 0.00074155 | 0.00018585
6 | 0.9914 | -0.16363 | 0.0022818 | 0.00057188
7 | 0.9914 | -0.16357 | 0.0045841 | 0.0011489
8 | 0.99148 | -0.16204 | 0.0022917 | 0.00057434
9 | 0.99155 | -0.16063 | 0.0022809 | 0.00057164
10 | 0.99155 | -0.16056 | 0.0021028 | 0.00052702
11 | 0.99162 | -0.15934 | 0.0022905 | 0.00057404
12 | 0.99165 | -0.15864 | 0.0019015 | 0.00047656
13 | 0.9934 | -0.1249 | 0.0017083 | 0.00042813
14 | 0.99342 | -0.1244 | 0 | 0
15 | 0.99246 | -0.14293 | 0 | 0
16 | 0.99667 | -0.062751 | 0.0026721 | 0.0006697
17 | 0.98982 | -0.19312 | 0.0073442 | 0.0018406
18 | 0.99228 | -0.14658 | 0.0012653 | 0.0003171
19 | 0.99797 | -0.038202 | 0.0011411 | 0.00028599
20 | 0.98719 | -0.24355 | 0 | 0
21 | 0.98294 | -0.32778 | 0 | 0
22 | 0.98383 | -0.3104 | 0.001938 | 0.0004857
23 | 0.98258 | -0.3349 | 0.0033308 | 0.00083478
24 | 0.99212 | -0.14958 | 0.002181 | 0.0005466
25 | 0.99855 | -0.027209 | 0.00058923 | 0.00014768
26 | 0.98532 | -0.27952 | 0.0028954 | 0.00072566
27 | 0.9841 | -0.30515 | 0.0041374 | 0.0010369
28 | 0.98024 | -0.38069 | 0 | 0
29 | 0.98023 | -0.38086 | 0.0016554 | 0.00041489
30 | 0.98028 | -0.37996 | 0.0063536 | 0.0015924
31 | 0.98201 | -0.34608 | 0.0019815 | 0.00049661
32 | 1 | 0 | -0.27213 | -0.069547
33 | 0.98293 | -0.32576 | 0.0020752 | 0.0005201
34 | 0.98481 | -0.29133 | 0.0010483 | 0.00026273
35 | 0.98017 | -0.38201 | 0.0018385 | 0.00046078
36 | 0.98038 | -0.3779 | 0.0022504 | 0.00056401
37 | 0.98157 | -0.3547 | 0 | 0
38 | 0.99639 | -0.068398 | 0.00077567 | 0.0001944
39 | 0.99518 | -0.091586 | 0.00075732 | 0.0001898
40 | 0.98473 | -0.29316 | 0.0063423 | 0.0015895
41 | 0.98491 | -0.28971 | 0.002265 | 0.00056766
42 | 0.98473 | -0.29329 | 0.00072947 | 0.00018282
43 | 0.98511 | -0.2858 | 0.0061655 | 0.0015452
44 | 0.98461 | -0.29547 | 0.00092958 | 0.00023298
45 | 0.98546 | -0.27902 | 0 | 0
46 | 0.98505 | -0.28693 | 0.0022649 | 0.00056765
47 | 0.98459 | -0.29597 | 0.0026007 | 0.0006518
48 | 0.98674 | -0.25402 | 0 | 0
49 | 0.98529 | -0.28232 | 0.0020276 | 0.00050816
50 | 0.98456 | -0.29647 | 0.00092879 | 0.00023278
51 | 0.98715 | -0.24597 | 0 | 0
52 | 0.98644 | -0.25992 | 0.0018036 | 0.00045202
53 | 0.9851 | -0.28592 | 0.0094358 | 0.0023648
54 | 0.9851 | -0.28596 | 0.0020263 | 0.00050784
55 | 0.9881 | -0.2276 | 0 | 0
56 | 0.98631 | -0.26244 | 0.0014447 | 0.00036207
57 | 0.98877 | -0.21456 | 0.00089621 | 0.00022461
58 | 0.98582 | -0.27175 | 0.0037035 | 0.00092817
59 | 0.98016 | -0.38228 | 0.00077212 | 0.00019351
60 | 0.98579 | -0.27253 | 0.00105 | 0.00026315
61 | 0.98058 | -0.37404 | 0.0034316 | 0.00086004
62 | 0.98088 | -0.36803 | 0.0021564 | 0.00054043
63 | 0.98042 | -0.37705 | 0.0024155 | 0.00060537
64 | 0.98089 | -0.3679 | 0 | 0
65 | 0.98108 | -0.36411 | 0.0019486 | 0.00048838
66 | 0.98147 | -0.35649 | 0.0084621 | 0.0021208
67 | 0.98107 | -0.36187 | 0.0027648 | 0.00069293
68 | 0.98077 | -0.36764 | 0 | 0
69 | 0.97999 | -0.38296 | 0.0009774 | 0.00024496
70 | 0.98025 | -0.37771 | 0.0021493 | 0.00053867
71 | 0.97925 | -0.3974 | 0.001567 | 0.00039272
72 | 0.97875 | -0.40701 | 0.0021104 | 0.00052892
73 | 0.97856 | -0.41096 | 0.0017261 | 0.00043261
74 | 0.97786 | -0.42439 | 0.0018694 | 0.00046852
75 | 0.97777 | -0.42643 | 0.0016564 | 0.00041514
76 | 0.97729 | -0.43546 | 0.0023781 | 0.00059601
77 | 0.98439 | -0.29992 | 0.0012159 | 0.00030474
78 | 0.98436 | -0.30049 | 0.001737 | 0.00043533
79 | 0.98458 | -0.29614 | 0 | 0
80 | 0.98434 | -0.30083 | 0.0025505 | 0.00063921
81 | 0.98446 | -0.29847 | 0.0035731 | 0.0008955
82 | 0.98485 | -0.29081 | 0.0011079 | 0.00027767
83 | 0.98432 | -0.30117 | 0.0042301 | 0.0010602
84 | 0.98491 | -0.28968 | 0.0011084 | 0.00027778
85 | 0.98498 | -0.28824 | 0.0010728 | 0.00026886
86 | 0.98504 | -0.28717 | 0.0011085 | 0.00027783
87 | 0.98879 | -0.21434 | 0.0010771 | 0.00026995
88 | 0.99302 | -0.13284 | 0 | 0
89 | 0.97766 | -0.42856 | 0 | 0
90 | 0.97744 | -0.43286 | 0.0017068 | 0.00042776
91 | 0.97725 | -0.43658 | 0.0015917 | 0.00039892
92 | 0.97723 | -0.43701 | 0.0023213 | 0.00058176
93 | 0.97723 | -0.43701 | 0.0011085 | 0.00027783
94 | 0.97707 | -0.44012 | 0.0025247 | 0.00063275
95 | 0.97707 | -0.44022 | 0 | 0
96 | 0.99292 | -0.13487 | 0.00075722 | 0.00018978
97 | 0.977 | -0.44158 | 0.0014836 | 0.00037183
98 | 0.97699 | -0.44177 | 0.001224 | 0.00030677
99 | 0.97698 | -0.44207 | 0.0019136 | 0.00047959
100 | 0.97691 | -0.44334 | 0.001757 | 0.00044035
101 | 0.97689 | -0.44377 | 0.00061282 | 0.00015359
102 | 0.97683 | -0.44499 | 0.0020103 | 0.00050382
103 | 0.97677 | -0.44618 | 0.0015114 | 0.00037879
104 | 0.97707 | -0.4403 | 0.0034351 | 0.00086091
105 | 0.99288 | -0.13549 | 0.005712 | 0.0014316
106 | 0.97681 | -0.44501 | 0.001765 | 0.00044235
107 | 0.9759 | -0.46272 | 0.0022048 | 0.00055256
108 | 0.97523 | -0.47586 | 0 | 0
109 | 0.97373 | -0.5055 | 0.00143 | 0.00035839
110 | 0.9752 | -0.47648 | 0 | 0
111 | 0.9751 | -0.47851 | 0.0017945 | 0.00044975
112 | 0.97508 | -0.47889 | 0.0015381 | 0.00038548
113 | 0.97307 | -0.51856 | 0 | 0
114 | 0.97271 | -0.52553 | 0 | 0
115 | 0.9728 | -0.52383 | 0.0014747 | 0.00036959
116 | 0.97178 | -0.5439 | 0.002372 | 0.00059447
117 | 0.97185 | -0.54255 | 0 | 0
118 | 0.97175 | -0.54446 | 0.003439 | 0.0008619
119 | 0.97151 | -0.54932 | 0.0045132 | 0.0011311
120 | 0.97225 | -0.5346 | 0.002645 | 0.0006629
121 | 0.97129 | -0.55366 | 0.0038786 | 0.00097206
122 | 0.97123 | -0.55491 | 0.0033436 | 0.00083798
123 | 0.97249 | -0.52989 | 0.0035572 | 0.00089152
124 | 0.97115 | -0.55643 | 0.0033421 | 0.00083761
125 | 0.97224 | -0.53494 | 0 | 0
126 | 0.9767 | -0.44744 | 0.002617 | 0.00065588
127 | 0.9767 | -0.44758 | 0.0017005 | 0.00042618
128 | 0.97264 | -0.52705 | 0.0041736 | 0.001046
129 | 0.97265 | -0.52669 | 0.00071228 | 0.00017851
130 | 0.97258 | -0.52812 | 0.00078126 | 0.0001958
131 | 0.97258 | -0.52814 | 0.00077997 | 0.00019548
132 | 0.97253 | -0.5291 | 0.0015927 | 0.00039917
133 | 0.97505 | -0.47958 | 0.0013531 | 0.00033912
134 | 0.97216 | -0.53645 | 0.0064415 | 0.0016144
135 | 0.97109 | -0.55771 | 0.0050517 | 0.0012661
136 | 0.98534 | -0.28136 | 0.0011079 | 0.00027766
137 | 0.98528 | -0.28252 | 0.0011076 | 0.00027758
138 | 0.99998 | 149.9956 | 0 | 0

## res_line
| p_from_mw | q_from_mvar | p_to_mw | q_to_mvar | pl_mw | ql_mvar | i_from_ka | i_to_ka | i_ka | vm_from_pu | va_from_degree | vm_to_pu | va_to_degree | loading_percent
0 | -0.0022803 | -0.0005715 | 0.0022804 | 0.00057139 | 5.0075e-08 | -1.0863e-07 | 0.0034604 | 0.0034603 | 0.0034604 | 0.98057 | -0.37421 | 0.98059 | -0.37375 | 0.95066
1 | -0.0038348 | -0.00096098 | 0.0038349 | 0.00096097 | 2.3759e-08 | -8.3971e-09 | 0.0058192 | 0.0058192 | 0.0058192 | 0.98059 | -0.37375 | 0.9806 | -0.37362 | 1.5987
2 | -0.0045757 | -0.0011466 | 0.0045761 | 0.0011466 | 4.1094e-07 | -2.3782e-08 | 0.0069433 | 0.0069432 | 0.0069433 | 0.9806 | -0.37362 | 0.9807 | -0.37173 | 1.9075
3 | -0.00074155 | -0.00018585 | 0.00074156 | 0.00018573 | 4.5211e-09 | -1.173e-07 | 0.0011251 | 0.0011251 | 0.0011251 | 0.98075 | -0.37074 | 0.98075 | -0.37062 | 0.30909
4 | 0.0053179 | 0.0013325 | -0.0053176 | -0.0013325 | 2.8236e-07 | 3.476e-08 | 0.0080683 | 0.0080684 | 0.0080684 | 0.98075 | -0.37062 | 0.9807 | -0.37173 | 2.2166
5 | -0.0060595 | -0.0015182 | 0.0060603 | 0.0015184 | 7.8288e-07 | 1.8929e-07 | 0.0091934 | 0.0091933 | 0.0091934 | 0.98075 | -0.37062 | 0.98089 | -0.3679 | 2.5257
6 | -0.0022818 | -0.00057188 | 0.0022818 | 0.00057186 | 7.1307e-09 | -1.634e-08 | 0.0034249 | 0.0034249 | 0.0034249 | 0.9914 | -0.16363 | 0.9914 | -0.16357 | 0.9409
7 | -0.0068659 | -0.0017207 | 0.0068664 | 0.0017209 | 5.005e-07 | 1.5825e-07 | 0.010305 | 0.010305 | 0.010305 | 0.9914 | -0.16357 | 0.99148 | -0.16204 | 2.8311
8 | -0.0091581 | -0.0022952 | 0.0091587 | 0.0022955 | 6.1424e-07 | 2.8128e-07 | 0.013744 | 0.013744 | 0.013744 | 0.99148 | -0.16204 | 0.99155 | -0.16063 | 3.776
9 | -0.01144 | -0.0028672 | 0.01144 | 0.0028672 | 3.8978e-08 | 2.0397e-08 | 0.017167 | 0.017167 | 0.017167 | 0.99155 | -0.16063 | 0.99155 | -0.16056 | 4.7163
10 | -0.013542 | -0.0033942 | 0.013543 | 0.0033946 | 7.8724e-07 | 4.3827e-07 | 0.020323 | 0.020323 | 0.020323 | 0.99155 | -0.16056 | 0.99162 | -0.15934 | 5.5832
11 | -0.015834 | -0.0039687 | 0.015834 | 0.003969 | 5.2498e-07 | 3.04e-07 | 0.02376 | 0.02376 | 0.02376 | 0.99162 | -0.15934 | 0.99165 | -0.15864 | 6.5275
12 | -0.017736 | -0.0044455 | 0.017743 | 0.0044501 | 7.6589e-06 | 4.5295e-06 | 0.026613 | 0.026613 | 0.026613 | 0.99165 | -0.15864 | 0.99212 | -0.14958 | 7.3113
13 | -0.022923 | -0.0057569 | 0.022923 | 0.0057572 | 5.506e-07 | 3.3627e-07 | 0.03434 | 0.03434 | 0.03434 | 0.9934 | -0.1249 | 0.99342 | -0.1244 | 9.4341
14 | 0.021214 | 0.0053288 | -0.021196 | -0.0053177 | 1.8234e-05 | 1.1047e-05 | 0.031781 | 0.031782 | 0.031782 | 0.9934 | -0.1249 | 0.99246 | -0.14293 | 8.7312
15 | -0.14001 | -0.035817 | 0.14043 | 0.036085 | 0.00041912 | 0.00026791 | 0.20997 | 0.20997 | 0.20997 | 0.99342 | -0.1244 | 0.99667 | -0.062751 | 57.6848
16 | 0.11708 | 0.03006 | -0.1167 | -0.029811 | 0.00038914 | 0.00024862 | 0.17563 | 0.17563 | 0.17563 | 0.99342 | -0.1244 | 0.98982 | -0.19312 | 48.2508
17 | 0.021196 | 0.0053177 | -0.021192 | -0.0053155 | 3.692e-06 | 2.2369e-06 | 0.031782 | 0.031782 | 0.031782 | 0.99246 | -0.14293 | 0.99228 | -0.14658 | 8.7312
18 | -0.1431 | -0.036755 | 0.14327 | 0.036863 | 0.0001708 | 0.00010879 | 0.21396 | 0.21396 | 0.21396 | 0.99667 | -0.062751 | 0.99797 | -0.038202 | 29.3904
19 | 0.10935 | 0.02797 | -0.10909 | -0.0278 | 0.00026622 | 0.00017005 | 0.16459 | 0.16459 | 0.16459 | 0.98982 | -0.19312 | 0.98719 | -0.24355 | 45.2178
20 | 0.019927 | 0.0049984 | -0.019924 | -0.0049967 | 2.8515e-06 | 1.715e-06 | 0.029884 | 0.029884 | 0.029884 | 0.99228 | -0.14658 | 0.99212 | -0.14958 | 8.21
21 | -0.14441 | -0.037149 | 0.14449 | 0.037199 | 7.7221e-05 | 4.919e-05 | 0.21566 | 0.21566 | 0.21566 | 0.99797 | -0.038202 | 0.99855 | -0.027209 | 29.6241
22 | 0.10909 | 0.0278 | -0.1089 | -0.02768 | 0.000189 | 0.00012072 | 0.16459 | 0.16459 | 0.16459 | 0.98719 | -0.24355 | 0.98532 | -0.27952 | 45.2178
23 | -0.042736 | -0.010739 | 0.042771 | 0.010761 | 3.549e-05 | 2.2427e-05 | 0.064705 | 0.064705 | 0.064705 | 0.98294 | -0.32778 | 0.98383 | -0.3104 | 17.7762
24 | 0.042736 | 0.010739 | -0.042721 | -0.01073 | 1.4509e-05 | 9.1685e-06 | 0.064705 | 0.064705 | 0.064705 | 0.98294 | -0.32778 | 0.98258 | -0.3349 | 17.7762
25 | -0.044709 | -0.011247 | 0.044721 | 0.011254 | 1.1219e-05 | 7.0973e-06 | 0.067636 | 0.067636 | 0.067636 | 0.98383 | -0.3104 | 0.9841 | -0.30515 | 18.5814
26 | 0.039391 | 0.0098948 | -0.03937 | -0.0098816 | 2.1008e-05 | 1.3246e-05 | 0.059661 | 0.059661 | 0.059661 | 0.98258 | -0.3349 | 0.98201 | -0.34608 | 16.3905
27 | -0.14508 | -0.037346 | 0.14527 | 0.037469 | 0.00019229 | 0.00012249 | 0.21654 | 0.21654 | 0.21654 | 0.99855 | -0.027209 | 1 | 0 | 29.7447
28 | 0.106 | 0.026954 | -0.10577 | -0.026804 | 0.00023553 | 0.00015043 | 0.16022 | 0.16022 | 0.16022 | 0.98532 | -0.27952 | 0.98293 | -0.32576 | 44.0166
29 | -0.048858 | -0.012291 | 0.04889 | 0.012311 | 3.2282e-05 | 2.046e-05 | 0.073892 | 0.073892 | 0.073892 | 0.9841 | -0.30515 | 0.98481 | -0.29133 | 20.3001
30 | 0.0042662 | 0.0010687 | -0.0042662 | -0.0010687 | 3.466e-08 | -5.5984e-09 | 0.006476 | 0.0064761 | 0.0064761 | 0.98024 | -0.38069 | 0.98023 | -0.38086 | 1.7791
31 | -0.0042662 | -0.0010687 | 0.0042664 | 0.0010687 | 1.4758e-07 | -2.3845e-08 | 0.006476 | 0.006476 | 0.006476 | 0.98024 | -0.38069 | 0.98028 | -0.37996 | 1.7791
32 | 0.0026108 | 0.00065384 | -0.0026107 | -0.00065406 | 1.4345e-07 | -2.1519e-07 | 0.0039631 | 0.0039632 | 0.0039632 | 0.98023 | -0.38086 | 0.98017 | -0.38201 | 1.0888
33 | -0.01062 | -0.0026611 | 0.010621 | 0.0026616 | 1.0457e-06 | 5.3396e-07 | 0.016121 | 0.01612 | 0.016121 | 0.98028 | -0.37996 | 0.98038 | -0.3779 | 4.4287
34 | 0.037388 | 0.009385 | -0.037373 | -0.0093753 | 1.536e-05 | 9.6692e-06 | 0.056659 | 0.056659 | 0.056659 | 0.98201 | -0.34608 | 0.98157 | -0.3547 | 15.5656
35 | 0.12521 | 0.032078 | -0.1248 | -0.031814 | 0.00041352 | 0.00026424 | 0.18657 | 0.18657 | 0.18657 | 1 | 0 | 0.99639 | -0.068398 | 51.2543
36 | 0.10369 | 0.026284 | -0.10351 | -0.026169 | 0.00017963 | 0.00011472 | 0.15708 | 0.15708 | 0.15708 | 0.98293 | -0.32576 | 0.98107 | -0.36187 | 43.1535
37 | -0.049939 | -0.012574 | 0.049985 | 0.012604 | 4.6799e-05 | 2.9672e-05 | 0.075476 | 0.075476 | 0.075476 | 0.98481 | -0.29133 | 0.98582 | -0.27175 | 20.7352
38 | 0.00077213 | 0.00019328 | -0.00077212 | -0.00019351 | 9.7636e-09 | -2.326e-07 | 0.0011721 | 0.0011722 | 0.0011722 | 0.98017 | -0.38201 | 0.98016 | -0.38228 | 0.32203
39 | -0.012871 | -0.0032256 | 0.012872 | 0.0032259 | 5.1841e-07 | 2.8611e-07 | 0.019536 | 0.019536 | 0.019536 | 0.98038 | -0.3779 | 0.98042 | -0.37705 | 5.3671
40 | 0.0084629 | 0.0021211 | -0.0084621 | -0.0021208 | 7.2284e-07 | 3.146e-07 | 0.012829 | 0.012829 | 0.012829 | 0.98157 | -0.3547 | 0.98147 | -0.35649 | 3.5246
41 | 0.02891 | 0.0072542 | -0.028897 | -0.0072461 | 1.2968e-05 | 8.0722e-06 | 0.043829 | 0.043829 | 0.043829 | 0.98157 | -0.3547 | 0.98108 | -0.36411 | 12.0411
42 | 0.12402 | 0.031619 | -0.12388 | -0.031531 | 0.00013866 | 8.86e-05 | 0.18541 | 0.18541 | 0.18541 | 0.99639 | -0.068398 | 0.99518 | -0.091586 | 50.9361
43 | 0.12313 | 0.031341 | -0.12288 | -0.031185 | 0.00024434 | 0.00015613 | 0.18427 | 0.18428 | 0.18428 | 0.99518 | -0.091586 | 0.99302 | -0.13284 | 50.625
44 | -0.011531 | -0.0028894 | 0.011533 | 0.0028904 | 1.8976e-06 | 1.0024e-06 | 0.017425 | 0.017425 | 0.017425 | 0.98473 | -0.29316 | 0.98491 | -0.28971 | 4.787
45 | 0.0051891 | 0.0012999 | -0.0051891 | -0.0012999 | 3.0882e-08 | 2.7244e-09 | 0.007841 | 0.007841 | 0.007841 | 0.98473 | -0.29316 | 0.98473 | -0.29329 | 2.1541
46 | -0.013798 | -0.0034581 | 0.013801 | 0.0034595 | 2.5692e-06 | 1.4436e-06 | 0.020847 | 0.020847 | 0.020847 | 0.98491 | -0.28971 | 0.98511 | -0.2858 | 5.7271
47 | 0.0044596 | 0.0011171 | -0.0044592 | -0.0011171 | 4.63e-07 | -4.952e-08 | 0.0067387 | 0.0067389 | 0.0067389 | 0.98473 | -0.29329 | 0.98461 | -0.29547 | 1.8513
48 | -0.022231 | -0.0055721 | 0.022239 | 0.0055765 | 7.1882e-06 | 4.3839e-06 | 0.033581 | 0.033581 | 0.033581 | 0.98511 | -0.2858 | 0.98546 | -0.27902 | 9.2255
49 | 0.0022651 | 0.00056737 | -0.0022649 | -0.00056765 | 1.2212e-07 | -2.7602e-07 | 0.0034213 | 0.0034214 | 0.0034214 | 0.98511 | -0.2858 | 0.98505 | -0.28693 | 0.93995
50 | 0.0035296 | 0.00088416 | -0.0035295 | -0.00088421 | 8.3766e-08 | -4.6241e-08 | 0.005334 | 0.0053341 | 0.0053341 | 0.98461 | -0.29547 | 0.98459 | -0.29597 | 1.4654
51 | -0.035732 | -0.0089595 | 0.035775 | 0.0089863 | 4.2619e-05 | 2.6778e-05 | 0.053956 | 0.053956 | 0.053956 | 0.98546 | -0.27902 | 0.98674 | -0.25402 | 14.8232
52 | 0.013494 | 0.003383 | -0.013492 | -0.0033819 | 2.1211e-06 | 1.184e-06 | 0.020376 | 0.020376 | 0.020376 | 0.98546 | -0.27902 | 0.98529 | -0.28232 | 5.5977
53 | 0.00092881 | 0.00023241 | -0.00092879 | -0.00023278 | 2.2093e-08 | -3.6615e-07 | 0.0014036 | 0.0014037 | 0.0014037 | 0.98459 | -0.29597 | 0.98456 | -0.29647 | 0.38564
54 | -0.060034 | -0.01508 | 0.060057 | 0.015094 | 2.3058e-05 | 1.4661e-05 | 0.090545 | 0.090545 | 0.090545 | 0.98674 | -0.25402 | 0.98715 | -0.24597 | 24.8749
55 | 0.024259 | 0.0060933 | -0.024253 | -0.0060891 | 6.8225e-06 | 4.1929e-06 | 0.036588 | 0.036588 | 0.036588 | 0.98674 | -0.25402 | 0.98644 | -0.25992 | 10.0517
56 | 0.011464 | 0.0028737 | -0.011462 | -0.0028727 | 1.9706e-06 | 1.038e-06 | 0.017314 | 0.017314 | 0.017314 | 0.98529 | -0.28232 | 0.9851 | -0.28592 | 4.7565
57 | -0.060057 | -0.015094 | 0.06011 | 0.015128 | 5.2747e-05 | 3.3538e-05 | 0.090545 | 0.090545 | 0.090545 | 0.98715 | -0.24597 | 0.9881 | -0.2276 | 24.8749
58 | 0.022449 | 0.0056371 | -0.022446 | -0.0056354 | 2.7009e-06 | 1.6484e-06 | 0.033868 | 0.033868 | 0.033868 | 0.98644 | -0.25992 | 0.98631 | -0.26244 | 9.3043
59 | 0.0020263 | 0.00050783 | -0.0020263 | -0.00050784 | 3.7652e-09 | -1.1235e-08 | 0.0030608 | 0.0030608 | 0.0030608 | 0.9851 | -0.28592 | 0.9851 | -0.28596 | 0.84087
60 | -0.11391 | -0.028732 | 0.11398 | 0.028777 | 7.1131e-05 | 4.5441e-05 | 0.17161 | 0.17161 | 0.17161 | 0.9881 | -0.2276 | 0.98877 | -0.21456 | 47.1457
61 | 0.053803 | 0.013604 | -0.053689 | -0.013532 | 0.00011368 | 7.2167e-05 | 0.081066 | 0.081066 | 0.081066 | 0.9881 | -0.2276 | 0.98582 | -0.27175 | 22.2709
62 | 0.021002 | 0.0052733 | -0.020992 | -0.0052672 | 1.0104e-05 | 6.1244e-06 | 0.031688 | 0.031688 | 0.031688 | 0.98631 | -0.26244 | 0.98579 | -0.27253 | 8.7056
63 | -0.11488 | -0.029002 | 0.11488 | 0.029003 | 1.2067e-06 | 7.7088e-07 | 0.17296 | 0.17296 | 0.17296 | 0.98877 | -0.21456 | 0.98879 | -0.21434 | 47.5162
64 | 0.019942 | 0.0050041 | -0.019933 | -0.004999 | 8.394e-06 | 5.0574e-06 | 0.030103 | 0.030104 | 0.030104 | 0.98579 | -0.27253 | 0.98534 | -0.28136 | 8.2702
65 | -0.018721 | -0.0046926 | 0.018727 | 0.0046958 | 5.3638e-06 | 3.2092e-06 | 0.02841 | 0.028409 | 0.02841 | 0.98058 | -0.37404 | 0.98088 | -0.36803 | 7.8048
66 | 0.01529 | 0.0038325 | -0.015287 | -0.0038313 | 2.1933e-06 | 1.2667e-06 | 0.023202 | 0.023202 | 0.023202 | 0.98058 | -0.37404 | 0.98042 | -0.37705 | 6.3742
67 | -0.020883 | -0.0052362 | 0.020883 | 0.0052363 | 1.2372e-07 | 7.5031e-08 | 0.031681 | 0.031681 | 0.031681 | 0.98088 | -0.36803 | 0.98089 | -0.3679 | 8.7035
68 | -0.026943 | -0.0067547 | 0.026948 | 0.0067577 | 4.8705e-06 | 3.019e-06 | 0.040874 | 0.040874 | 0.040874 | 0.98089 | -0.3679 | 0.98108 | -0.36411 | 11.2291
69 | 0.10075 | 0.025476 | -0.10072 | -0.025458 | 2.7857e-05 | 1.7788e-05 | 0.15289 | 0.15289 | 0.15289 | 0.98107 | -0.36187 | 0.98077 | -0.36764 | 42.0015
70 | 0.033554 | 0.0084476 | -0.033529 | -0.0084322 | 2.4557e-05 | 1.5398e-05 | 0.050921 | 0.050921 | 0.050921 | 0.98077 | -0.36764 | 0.97999 | -0.38296 | 13.9893
71 | 0.067164 | 0.017011 | -0.067132 | -0.01699 | 3.2456e-05 | 2.0667e-05 | 0.10196 | 0.10196 | 0.10196 | 0.98077 | -0.36764 | 0.98025 | -0.37771 | 28.0122
72 | 0.032552 | 0.0081872 | -0.032529 | -0.0081732 | 2.2432e-05 | 1.4049e-05 | 0.049437 | 0.049437 | 0.049437 | 0.97999 | -0.38296 | 0.97925 | -0.3974 | 13.5816
73 | 0.064982 | 0.016451 | -0.064891 | -0.016393 | 9.1282e-05 | 5.8106e-05 | 0.098702 | 0.098702 | 0.098702 | 0.98025 | -0.37771 | 0.97875 | -0.40701 | 27.1159
74 | 0.030962 | 0.0077805 | -0.030942 | -0.0077679 | 2.0031e-05 | 1.2517e-05 | 0.047056 | 0.047056 | 0.047056 | 0.97925 | -0.3974 | 0.97856 | -0.41096 | 12.9275
75 | 0.062781 | 0.015864 | -0.062728 | -0.015831 | 5.2269e-05 | 3.326e-05 | 0.095493 | 0.095493 | 0.095493 | 0.97875 | -0.40701 | 0.97786 | -0.42439 | 26.2345
76 | 0.029216 | 0.0073353 | -0.029195 | -0.0073219 | 2.1545e-05 | 1.3423e-05 | 0.044431 | 0.044431 | 0.044431 | 0.97856 | -0.41096 | 0.97777 | -0.42643 | 12.2065
77 | 0.060859 | 0.015362 | -0.060827 | -0.015342 | 3.2251e-05 | 2.0515e-05 | 0.092649 | 0.092649 | 0.092649 | 0.97786 | -0.42439 | 0.97729 | -0.43546 | 25.453
78 | 0.027538 | 0.0069068 | -0.027535 | -0.006905 | 2.7954e-06 | 1.7358e-06 | 0.041911 | 0.041911 | 0.041911 | 0.97777 | -0.42643 | 0.97766 | -0.42856 | 11.5139
79 | 0.058448 | 0.014746 | -0.058422 | -0.014729 | 2.6724e-05 | 1.699e-05 | 0.089028 | 0.089028 | 0.089028 | 0.97729 | -0.43546 | 0.97681 | -0.44501 | 24.4582
80 | 0.0042876 | 0.0010745 | -0.0042875 | -0.0010745 | 1.1556e-07 | -1.9299e-08 | 0.0064812 | 0.0064813 | 0.0064813 | 0.98439 | -0.29992 | 0.98436 | -0.30049 | 1.7806
81 | -0.0055036 | -0.0013792 | 0.0055045 | 0.0013793 | 9.9123e-07 | 1.4875e-07 | 0.0083192 | 0.0083191 | 0.0083192 | 0.98439 | -0.29992 | 0.98458 | -0.29614 | 2.2855
82 | 0.0025505 | 0.00063914 | -0.0025505 | -0.00063921 | 4.1332e-08 | -6.7801e-08 | 0.0038555 | 0.0038555 | 0.0038555 | 0.98436 | -0.30049 | 0.98434 | -0.30083 | 1.0592
83 | 0.0078046 | 0.0019559 | -0.0078037 | -0.0019556 | 8.6498e-07 | 3.4277e-07 | 0.011795 | 0.011795 | 0.011795 | 0.98458 | -0.29614 | 0.98446 | -0.29847 | 3.2405
84 | -0.013309 | -0.0033352 | 0.013313 | 0.0033371 | 3.3787e-06 | 1.8791e-06 | 0.020114 | 0.020114 | 0.020114 | 0.98458 | -0.29614 | 0.98485 | -0.29081 | 5.5259
85 | 0.0042307 | 0.0010601 | -0.0042301 | -0.0010602 | 5.4375e-07 | -1.0279e-07 | 0.0063946 | 0.0063947 | 0.0063947 | 0.98446 | -0.29847 | 0.98432 | -0.30117 | 1.7568
86 | -0.01442 | -0.0036148 | 0.014421 | 0.0036152 | 7.749e-07 | 4.4054e-07 | 0.021788 | 0.021788 | 0.021788 | 0.98485 | -0.29081 | 0.98491 | -0.28968 | 5.9858
87 | -0.01553 | -0.003893 | 0.015531 | 0.0038936 | 1.0702e-06 | 6.1893e-07 | 0.023463 | 0.023463 | 0.023463 | 0.98491 | -0.28968 | 0.98498 | -0.28824 | 6.4458
88 | -0.016603 | -0.0041625 | 0.016604 | 0.004163 | 8.4223e-07 | 4.9359e-07 | 0.025083 | 0.025083 | 0.025083 | 0.98498 | -0.28824 | 0.98504 | -0.28717 | 6.891
89 | -0.017713 | -0.0044408 | 0.017717 | 0.0044431 | 3.9314e-06 | 2.3297e-06 | 0.026758 | 0.026758 | 0.026758 | 0.98504 | -0.28717 | 0.98528 | -0.28252 | 7.3511
90 | -0.11596 | -0.029273 | 0.11641 | 0.029563 | 0.0004547 | 0.00029049 | 0.17458 | 0.17458 | 0.17458 | 0.98879 | -0.21434 | 0.99302 | -0.13284 | 47.9616
91 | 0.00647 | 0.0016215 | -0.0064694 | -0.0016214 | 6.2581e-07 | 1.7086e-07 | 0.0096952 | 0.0096953 | 0.0096953 | 0.99302 | -0.13284 | 0.99292 | -0.13487 | 2.6635
92 | 0.0099924 | 0.0025051 | -0.0099904 | -0.0025041 | 2.0481e-06 | 1.0148e-06 | 0.015209 | 0.015209 | 0.015209 | 0.97766 | -0.42856 | 0.97744 | -0.43286 | 4.1783
93 | 0.017543 | 0.0043999 | -0.017536 | -0.0043959 | 6.7017e-06 | 3.9749e-06 | 0.026702 | 0.026702 | 0.026702 | 0.97766 | -0.42856 | 0.97725 | -0.43658 | 7.3357
94 | 0.0082836 | 0.0020763 | -0.008282 | -0.0020756 | 1.6379e-06 | 7.041e-07 | 0.012611 | 0.012611 | 0.012611 | 0.97744 | -0.43286 | 0.97723 | -0.43701 | 3.4645
95 | 0.015944 | 0.003997 | -0.015944 | -0.0039968 | 3.2736e-07 | 1.9096e-07 | 0.024278 | 0.024278 | 0.024278 | 0.97725 | -0.43658 | 0.97723 | -0.43701 | 6.6698
96 | 0.0059607 | 0.0014939 | -0.0059598 | -0.0014936 | 8.8218e-07 | 2.0688e-07 | 0.0090763 | 0.0090764 | 0.0090764 | 0.97723 | -0.43701 | 0.97707 | -0.44012 | 2.4935
97 | 0.014836 | 0.003719 | -0.014833 | -0.0037177 | 2.2706e-06 | 1.3045e-06 | 0.02259 | 0.02259 | 0.02259 | 0.97723 | -0.43701 | 0.97707 | -0.44022 | 6.2061
98 | 0.0034351 | 0.0008609 | -0.0034351 | -0.00086091 | 2.9395e-08 | -1.706e-08 | 0.0052314 | 0.0052314 | 0.0052314 | 0.97707 | -0.44012 | 0.97707 | -0.4403 | 1.4372
99 | 0.010212 | 0.0025596 | -0.01021 | -0.0025589 | 1.5157e-06 | 7.6078e-07 | 0.015552 | 0.015552 | 0.015552 | 0.97707 | -0.44022 | 0.97691 | -0.44334 | 4.2725
100 | 0.0046216 | 0.0011581 | -0.0046213 | -0.0011581 | 2.9875e-07 | -1.0199e-08 | 0.0070384 | 0.0070384 | 0.0070384 | 0.97707 | -0.44022 | 0.977 | -0.44158 | 1.9336
101 | 0.0057122 | 0.0014316 | -0.005712 | -0.0014316 | 1.7071e-07 | 2.891e-08 | 0.0085605 | 0.0085605 | 0.0085605 | 0.99292 | -0.13487 | 0.99288 | -0.13549 | 2.3518
102 | 0.0031377 | 0.00078625 | -0.0031377 | -0.00078628 | 2.8526e-08 | -2.3456e-08 | 0.0047788 | 0.0047788 | 0.0047788 | 0.977 | -0.44158 | 0.97699 | -0.44177 | 1.3129
103 | 0.0019136 | 0.0004795 | -0.0019136 | -0.00047959 | 2.7263e-08 | -8.9725e-08 | 0.0029145 | 0.0029146 | 0.0029146 | 0.97699 | -0.44177 | 0.97698 | -0.44207 | 0.80071
104 | 0.0084532 | 0.0021185 | -0.008453 | -0.0021184 | 1.7368e-07 | 7.6178e-08 | 0.012876 | 0.012876 | 0.012876 | 0.97691 | -0.44334 | 0.97689 | -0.44377 | 3.5373
105 | 0.0078402 | 0.0019648 | -0.0078397 | -0.0019647 | 4.5551e-07 | 1.849e-07 | 0.011942 | 0.011942 | 0.011942 | 0.97689 | -0.44377 | 0.97683 | -0.44499 | 3.2809
106 | 0.0058295 | 0.0014608 | -0.0058291 | -0.0014608 | 3.2999e-07 | 7.1506e-08 | 0.0088801 | 0.0088801 | 0.0088801 | 0.97683 | -0.44499 | 0.97677 | -0.44618 | 2.4396
107 | 0.0043178 | 0.001082 | -0.0043175 | -0.001082 | 2.5971e-07 | -3.4128e-08 | 0.0065777 | 0.0065777 | 0.0065777 | 0.97677 | -0.44618 | 0.9767 | -0.44744 | 1.8071
108 | 0.056657 | 0.014287 | -0.056609 | -0.014256 | 4.7974e-05 | 3.0489e-05 | 0.086339 | 0.086339 | 0.086339 | 0.97681 | -0.44501 | 0.9759 | -0.46272 | 23.7196
109 | 0.054404 | 0.013703 | -0.05437 | -0.013682 | 3.4145e-05 | 2.1688e-05 | 0.082978 | 0.082978 | 0.082978 | 0.9759 | -0.46272 | 0.97523 | -0.47586 | 22.7961
110 | 0.049683 | 0.012508 | -0.049613 | -0.012463 | 7.0303e-05 | 4.4588e-05 | 0.075827 | 0.075827 | 0.075827 | 0.97523 | -0.47586 | 0.97373 | -0.5055 | 20.8317
111 | 0.0046864 | 0.001174 | -0.0046863 | -0.001174 | 1.3964e-07 | -1.5027e-09 | 0.0071504 | 0.0071504 | 0.0071504 | 0.97523 | -0.47586 | 0.9752 | -0.47648 | 1.9644
112 | 0.048183 | 0.012105 | -0.048153 | -0.012086 | 3.0005e-05 | 1.902e-05 | 0.073642 | 0.073642 | 0.073642 | 0.97373 | -0.5055 | 0.97307 | -0.51856 | 20.2314
113 | 0.0046863 | 0.001174 | -0.0046858 | -0.001174 | 4.538e-07 | -4.8372e-09 | 0.0071504 | 0.0071505 | 0.0071505 | 0.9752 | -0.47648 | 0.9751 | -0.47851 | 1.9644
114 | 0.0028913 | 0.00072423 | -0.0028913 | -0.00072429 | 5.1097e-08 | -5.4612e-08 | 0.004412 | 0.0044121 | 0.0044121 | 0.9751 | -0.47851 | 0.97508 | -0.47889 | 1.2121
115 | 0.0013532 | 0.00033881 | -0.0013531 | -0.00033912 | 4.4562e-08 | -3.191e-07 | 0.0020649 | 0.002065 | 0.002065 | 0.97508 | -0.47889 | 0.97505 | -0.47958 | 0.56731
116 | 0.038635 | 0.0097001 | -0.038622 | -0.009692 | 1.2841e-05 | 8.0963e-06 | 0.059087 | 0.059087 | 0.059087 | 0.97307 | -0.51856 | 0.97271 | -0.52553 | 16.2326
117 | 0.0095183 | 0.0023857 | -0.009516 | -0.0023846 | 2.3916e-06 | 1.1568e-06 | 0.014556 | 0.014556 | 0.014556 | 0.97307 | -0.51856 | 0.9728 | -0.52383 | 3.9988
118 | 0.010003 | 0.0025076 | -0.010001 | -0.0025065 | 2.0794e-06 | 1.0369e-06 | 0.015302 | 0.015302 | 0.015302 | 0.97271 | -0.52553 | 0.97249 | -0.52989 | 4.2039
119 | 0.028619 | 0.0071844 | -0.028607 | -0.0071767 | 1.2375e-05 | 7.7064e-06 | 0.043785 | 0.043785 | 0.043785 | 0.97271 | -0.52553 | 0.97225 | -0.5346 | 12.0288
120 | 0.0080413 | 0.002015 | -0.0080402 | -0.0020145 | 1.0956e-06 | 4.6146e-07 | 0.0123 | 0.0123 | 0.0123 | 0.9728 | -0.52383 | 0.97265 | -0.52669 | 3.3791
121 | -0.0058111 | -0.0014563 | 0.0058114 | 0.0014564 | 3.7293e-07 | 8.3045e-08 | 0.008898 | 0.0088979 | 0.008898 | 0.97178 | -0.5439 | 0.97185 | -0.54255 | 2.4445
122 | 0.0034391 | 0.00086185 | -0.003439 | -0.0008619 | 9.3251e-08 | -5.1414e-08 | 0.005266 | 0.005266 | 0.005266 | 0.97178 | -0.5439 | 0.97175 | -0.54446 | 1.4467
123 | 0.020141 | 0.0050513 | -0.020134 | -0.0050474 | 6.5022e-06 | 3.9356e-06 | 0.030839 | 0.030839 | 0.030839 | 0.97185 | -0.54255 | 0.97151 | -0.54932 | 8.4722
124 | -0.025952 | -0.0065077 | 0.025962 | 0.0065138 | 9.8374e-06 | 6.09e-06 | 0.039737 | 0.039737 | 0.039737 | 0.97185 | -0.54255 | 0.97225 | -0.5346 | 10.9167
125 | 0.015621 | 0.0039163 | -0.015618 | -0.0039144 | 3.2242e-06 | 1.8776e-06 | 0.023926 | 0.023926 | 0.023926 | 0.97151 | -0.54932 | 0.97129 | -0.55366 | 6.5732
126 | 0.011739 | 0.0029423 | -0.011738 | -0.002942 | 6.9876e-07 | 3.7591e-07 | 0.017984 | 0.017984 | 0.017984 | 0.97129 | -0.55366 | 0.97123 | -0.55491 | 4.9408
127 | 0.0083948 | 0.002104 | -0.0083942 | -0.0021037 | 6.0783e-07 | 2.6777e-07 | 0.012862 | 0.012862 | 0.012862 | 0.97123 | -0.55491 | 0.97115 | -0.55643 | 3.5334
128 | 0.0064435 | 0.001615 | -0.0064419 | -0.0016145 | 1.5483e-06 | 4.6405e-07 | 0.0098593 | 0.0098595 | 0.0098595 | 0.97249 | -0.52989 | 0.97224 | -0.53494 | 2.7086
129 | 0.005052 | 0.0012661 | -0.0050517 | -0.0012661 | 3.0988e-07 | 2.77e-08 | 0.0077408 | 0.0077409 | 0.0077409 | 0.97115 | -0.55643 | 0.97109 | -0.55771 | 2.1266
130 | 0.0064419 | 0.0016145 | -0.0064415 | -0.0016144 | 4.651e-07 | 1.3946e-07 | 0.0098595 | 0.0098595 | 0.0098595 | 0.97224 | -0.53494 | 0.97216 | -0.53645 | 2.7087
131 | 0.0017005 | 0.00042613 | -0.0017005 | -0.00042618 | 1.1071e-08 | -4.7964e-08 | 0.0025907 | 0.0025907 | 0.0025907 | 0.9767 | -0.44744 | 0.9767 | -0.44758 | 0.71174
132 | -0.0073278 | -0.001836 | 0.0073279 | 0.001836 | 1.2277e-07 | 4.6242e-08 | 0.01121 | 0.01121 | 0.01121 | 0.97264 | -0.52705 | 0.97265 | -0.52669 | 3.0798
133 | 0.0031542 | 0.00078995 | -0.003154 | -0.00079007 | 1.6202e-07 | -1.266e-07 | 0.0048253 | 0.0048254 | 0.0048254 | 0.97264 | -0.52705 | 0.97258 | -0.52812 | 1.3256
134 | 0.00077997 | 0.00019547 | -0.00077997 | -0.00019548 | 4.1276e-10 | -9.3268e-09 | 0.0011933 | 0.0011933 | 0.0011933 | 0.97258 | -0.52812 | 0.97258 | -0.52814 | 0.32784
135 | 0.0015928 | 0.0003988 | -0.0015927 | -0.00039917 | 7.375e-08 | -3.6379e-07 | 0.0024367 | 0.0024369 | 0.0024369 | 0.97258 | -0.52812 | 0.97253 | -0.5291 | 0.66947
136 | 0.018825 | 0.0047214 | -0.018824 | -0.0047207 | 1.0397e-06 | 6.2174e-07 | 0.02843 | 0.02843 | 0.02843 | 0.98534 | -0.28136 | 0.98528 | -0.28252 | 7.8106

## res_trafo
| p_hv_mw | q_hv_mvar | p_lv_mw | q_lv_mvar | pl_mw | ql_mvar | i_hv_ka | i_lv_ka | vm_hv_pu | va_hv_degree | vm_lv_pu | va_lv_degree | loading_percent
0 | -1.2729e-15 | -1.3162e-15 | 0.00165 | 1.2699e-07 | 0.00165 | 1.2699e-07 | 5.2857e-17 | 0.0023815 | 0.99998 | 149.9956 | 1 | 0 | 0.2619

## res_ext_grid
| p_mw | q_mvar
0 | 0.27413 | 0.070047

## res_load
| p_mw | q_mvar
0 | 0.0022803 | 0.0005715
1 | 0.0015545 | 0.00038959
2 | 0.00074081 | 0.00018566
3 | 0.00074155 | 0.00018585
4 | 0.00074155 | 0.00018585
5 | 0.0022818 | 0.00057188
6 | 0.0045841 | 0.0011489
7 | 0.0022917 | 0.00057434
8 | 0.0022809 | 0.00057164
9 | 0.0021028 | 0.00052702
10 | 0.0022905 | 0.00057404
11 | 0.0019015 | 0.00047656
12 | 0.0017083 | 0.00042813
13 | 0.0026721 | 0.0006697
14 | 0.0073442 | 0.0018406
15 | 0.0012653 | 0.0003171
16 | 0.0011411 | 0.00028599
17 | 0.001938 | 0.0004857
18 | 0.0033308 | 0.00083478
19 | 0.002181 | 0.0005466
20 | 0.00058923 | 0.00014768
21 | 0.0028954 | 0.00072566
22 | 0.0041374 | 0.0010369
23 | 0.0016554 | 0.00041489
24 | 0.0063536 | 0.0015924
25 | 0.0019815 | 0.00049661
26 | 0.0019961 | 0.00050027
27 | 0.0020752 | 0.0005201
28 | 0.0010483 | 0.00026273
29 | 0.0018385 | 0.00046078
30 | 0.0022504 | 0.00056401
31 | 0.00077567 | 0.0001944
32 | 0.00075732 | 0.0001898
33 | 0.0063423 | 0.0015895
34 | 0.002265 | 0.00056766
35 | 0.00072947 | 0.00018282
36 | 0.0061655 | 0.0015452
37 | 0.00092958 | 0.00023298
38 | 0.0022649 | 0.00056765
39 | 0.0026007 | 0.0006518
40 | 0.0020276 | 0.00050816
41 | 0.00092879 | 0.00023278
42 | 0.0018036 | 0.00045202
43 | 0.0094358 | 0.0023648
44 | 0.0020263 | 0.00050784
45 | 0.0014447 | 0.00036207
46 | 0.00089621 | 0.00022461
47 | 0.0037035 | 0.00092817
48 | 0.00077212 | 0.00019351
49 | 0.00105 | 0.00026315
50 | 0.0034316 | 0.00086004
51 | 0.0021564 | 0.00054043
52 | 0.0024155 | 0.00060537
53 | 0.0019486 | 0.00048838
54 | 0.0084621 | 0.0021208
55 | 0.0027648 | 0.00069293
56 | 0.0009774 | 0.00024496
57 | 0.0021493 | 0.00053867
58 | 0.001567 | 0.00039272
59 | 0.0021104 | 0.00052892
60 | 0.0017261 | 0.00043261
61 | 0.0018694 | 0.00046852
62 | 0.0016564 | 0.00041514
63 | 0.0023781 | 0.00059601
64 | 0.0012159 | 0.00030474
65 | 0.001737 | 0.00043533
66 | 0.0025505 | 0.00063921
67 | 0.0035731 | 0.0008955
68 | 0.0011079 | 0.00027767
69 | 0.0042301 | 0.0010602
70 | 0.0011084 | 0.00027778
71 | 0.0010728 | 0.00026886
72 | 0.0011085 | 0.00027783
73 | 0.0010771 | 0.00026995
74 | 0.0017068 | 0.00042776
75 | 0.0015917 | 0.00039892
76 | 0.0023213 | 0.00058176
77 | 0.0011085 | 0.00027783
78 | 0.0025247 | 0.00063275
79 | 0.00075722 | 0.00018978
80 | 0.0014836 | 0.00037183
81 | 0.001224 | 0.00030677
82 | 0.0019136 | 0.00047959
83 | 0.001757 | 0.00044035
84 | 0.00061282 | 0.00015359
85 | 0.0020103 | 0.00050382
86 | 0.0015114 | 0.00037879
87 | 0.0034351 | 0.00086091
88 | 0.005712 | 0.0014316
89 | 0.001765 | 0.00044235
90 | 0.0022048 | 0.00055256
91 | 0.00143 | 0.00035839
92 | 0.0017945 | 0.00044975
93 | 0.0015381 | 0.00038548
94 | 0.0014747 | 0.00036959
95 | 0.002372 | 0.00059447
96 | 0.003439 | 0.0008619
97 | 0.0045132 | 0.0011311
98 | 0.002645 | 0.0006629
99 | 0.0038786 | 0.00097206
100 | 0.0033436 | 0.00083798
101 | 0.0035572 | 0.00089152
102 | 0.0033421 | 0.00083761
103 | 0.002617 | 0.00065588
104 | 0.0017005 | 0.00042618
105 | 0.0041736 | 0.001046
106 | 0.00071228 | 0.00017851
107 | 0.00078126 | 0.0001958
108 | 0.00077997 | 0.00019548
109 | 0.0015927 | 0.00039917
110 | 0.0013531 | 0.00033912
111 | 0.0064415 | 0.0016144
112 | 0.0050517 | 0.0012661
113 | 0.0011079 | 0.00027766
114 | 0.0011076 | 0.00027758

## dtypes
| element | column | dtype
0 | bus | name | object
1 | bus | vn_kv | float64
2 | bus | type | object
3 | bus | zone | object
4 | bus | in_service | bool
5 | load | name | object
6 | load | bus | uint32
7 | load | p_mw | float64
8 | load | q_mvar | float64
9 | load | const_z_percent | float64
10 | load | const_i_percent | float64
11 | load | sn_mva | float64
12 | load | scaling | float64
13 | load | in_service | bool
14 | load | type | object
15 | ext_grid | name | object
16 | ext_grid | bus | uint32
17 | ext_grid | vm_pu | float64
18 | ext_grid | va_degree | float64
19 | ext_grid | slack_weight | float64
20 | ext_grid | in_service | bool
21 | line | name | object
22 | line | std_type | object
23 | line | from_bus | uint32
24 | line | to_bus | uint32
25 | line | length_km | float64
26 | line | r_ohm_per_km | float64
27 | line | x_ohm_per_km | float64
28 | line | c_nf_per_km | float64
29 | line | g_us_per_km | float64
30 | line | max_i_ka | float64
31 | line | df | float64
32 | line | parallel | uint32
33 | line | type | object
34 | line | in_service | bool
35 | trafo | name | object
36 | trafo | std_type | object
37 | trafo | hv_bus | uint32
38 | trafo | lv_bus | uint32
39 | trafo | sn_mva | float64
40 | trafo | vn_hv_kv | float64
41 | trafo | vn_lv_kv | float64
42 | trafo | vk_percent | float64
43 | trafo | vkr_percent | float64
44 | trafo | pfe_kw | float64
45 | trafo | i0_percent | float64
46 | trafo | shift_degree | float64
47 | trafo | tap_side | object
48 | trafo | tap_neutral | int32
49 | trafo | tap_min | int32
50 | trafo | tap_max | int32
51 | trafo | tap_step_percent | float64
52 | trafo | tap_step_degree | float64
53 | trafo | tap_pos | int32
54 | trafo | tap_phase_shifter | bool
55 | trafo | parallel | uint32
56 | trafo | df | float64
57 | trafo | in_service | bool
58 | line_geodata | coords | object
59 | bus_geodata | x | float64
60 | bus_geodata | y | float64
61 | bus_geodata | coords | object
62 | res_bus | vm_pu | float64
63 | res_bus | va_degree | float64
64 | res_bus | p_mw | float64
65 | res_bus | q_mvar | float64
66 | res_line | p_from_mw | float64
67 | res_line | q_from_mvar | float64
68 | res_line | p_to_mw | float64
69 | res_line | q_to_mvar | float64
70 | res_line | pl_mw | float64
71 | res_line | ql_mvar | float64
72 | res_line | i_from_ka | float64
73 | res_line | i_to_ka | float64
74 | res_line | i_ka | float64
75 | res_line | vm_from_pu | float64
76 | res_line | va_from_degree | float64
77 | res_line | vm_to_pu | float64
78 | res_line | va_to_degree | float64
79 | res_line | loading_percent | float64
80 | res_trafo | p_hv_mw | float64
81 | res_trafo | q_hv_mvar | float64
82 | res_trafo | p_lv_mw | float64
83 | res_trafo | q_lv_mvar | float64
84 | res_trafo | pl_mw | float64
85 | res_trafo | ql_mvar | float64
86 | res_trafo | i_hv_ka | float64
87 | res_trafo | i_lv_ka | float64
88 | res_trafo | vm_hv_pu | float64
89 | res_trafo | va_hv_degree | float64
90 | res_trafo | vm_lv_pu | float64
91 | res_trafo | va_lv_degree | float64
92 | res_trafo | loading_percent | float64
93 | res_ext_grid | p_mw | float64
94 | res_ext_grid | q_mvar | float64
95 | res_load | p_mw | float64
96 | res_load | q_mvar | float64

## parameters
| version | format_version | converged | OPF_converged | name | f_hz | sn_mva
0 | 2.14.6 | 2.14.0 | TRUE | FALSE |  | 50 | 1