## bus
| name | vn_kv | type | zone | in_service
0 | bus_LV_115-6_1_3_node_127 | 0.4 | n |  | TRUE
1 | bus_LV_115-6_1_3_node_129 | 0.4 | n |  | TRUE
2 | bus_LV_115-6_1_3_node_130 | 0.4 | n |  | TRUE
3 | bus_LV_115-6_1_3_node_131 | 0.4 | n |  | TRUE
4 | bus_LV_115-6_1_3_node_132 | 0.4 | n |  | TRUE
5 | bus_LV_115-6_1_3_node_244 | 0.4 | n |  | TRUE
6 | bus_LV_115-6_1_3_node_242 | 0.4 | n |  | TRUE
7 | bus_LV_115-6_1_3_node_235 | 0.4 | n |  | TRUE
8 | bus_LV_115-6_1_3_node_241 | 0.4 | n |  | TRUE
9 | bus_LV_115-6_1_3_node_133 | 0.4 | n |  | TRUE
10 | bus_LV_115-6_1_3_node_134 | 0.4 | n |  | TRUE
11 | bus_LV_115-6_1_3_node_135 | 0.4 | n |  | TRUE
12 | bus_LV_115-6_1_3_node_136 | 0.4 | n |  | TRUE
13 | bus_LV_115-6_1_3_node_137 | 0.4 | n |  | TRUE
14 | bus_LV_115-6_1_3_node_138 | 0.4 | n |  | TRUE
15 | bus_LV_115-6_1_3_node_139 | 0.4 | n |  | TRUE
16 | bus_LV_115-6_1_3_node_178 | 0.4 | n |  | TRUE
17 | bus_LV_115-6_1_3_node_145 | 0.4 | n |  | TRUE
18 | bus_LV_115-6_1_3_node_177 | 0.4 | n |  | TRUE
19 | bus_LV_115-6_1_3_node_142 | 0.4 | n |  | TRUE
20 | bus_LV_115-6_1_3_node_140 | 0.4 | n |  | TRUE
21 | bus_LV_115-6_1_3_node_141 | 0.4 | n |  | TRUE
22 | bus_LV_115-6_1_3_node_143 | 0.4 | n |  | TRUE
23 | bus_LV_115-6_1_3_node_144 | 0.4 | n |  | TRUE
24 | bus_LV_115-6_1_3_node_146 | 0.4 | n |  | TRUE
25 | bus_LV_115-6_1_3_node_147 | 0.4 | n |  | TRUE
26 | bus_LV_115-6_1_3_node_148 | 0.4 | n |  | TRUE
27 | bus_LV_115-6_1_3_node_149 | 0.4 | n |  | TRUE
28 | bus_LV_115-6_1_3_node_195 | 0.4 | n |  | TRUE
29 | bus_LV_115-6_1_3_node_207 | 0.4 | n |  | TRUE
30 | bus_LV_115-6_1_3_node_194 | 0.4 | n |  | TRUE
31 | bus_LV_115-6_1_3_node_160 | 0.4 | n |  | TRUE
32 | bus_LV_115-6_1_3_node_196 | 0.4 | n |  | TRUE
33 | bus_LV_115-6_1_3_node_197 | 0.4 | n |  | TRUE
34 | bus_LV_115-6_1_3_node_208 | 0.4 | n |  | TRUE
35 | bus_LV_115-6_1_3_node_209 | 0.4 | n |  | TRUE
36 | bus_LV_115-6_1_3_node_192 | 0.4 | n |  | TRUE
37 | bus_LV_115-6_1_3_node_162 | 0.4 | n |  | TRUE
38 | bus_LV_115-6_1_3_node_158 | 0.4 | n |  | TRUE
39 | bus_LV_115-6_1_3_node_150 | 0.4 | n |  | TRUE
40 | bus_LV_115-6_1_3_node_151 | 0.4 | n |  | TRUE
41 | bus_LV_115-6_1_3_node_153 | 0.4 | n |  | TRUE
42 | bus_LV_115-6_1_3_node_152 | 0.4 | n |  | TRUE
43 | bus_LV_115-6_1_3_node_154 | 0.4 | n |  | TRUE
44 | bus_LV_115-6_1_3_node_155 | 0.4 | n |  | TRUE
45 | bus_LV_115-6_1_3_node_156 | 0.4 | n |  | TRUE
46 | bus_LV_115-6_1_3_node_174 | 0.4 | n |  | TRUE
47 | bus_LV_115-6_1_3_node_234 | 0.4 | n |  | TRUE
48 | bus_LV_115-6_1_3_node_172 | 0.4 | n |  | TRUE
49 | bus_LV_115-6_1_3_node_232 | 0.4 | n |  | TRUE
50 | bus_LV_115-6_1_3_node_157 | 0.4 | n |  | TRUE
51 | bus_LV_115-6_1_3_node_159 | 0.4 | n |  | TRUE
52 | bus_LV_115-6_1_3_node_161 | 0.4 | n |  | TRUE
53 | bus_LV_115-6_1_3_node_163 | 0.4 | n |  | TRUE
54 | bus_LV_115-6_1_3_node_164 | 0.4 | n |  | TRUE
55 | bus_LV_115-6_1_3_node_179 | 0.4 | n |  | TRUE
56 | bus_LV_115-6_1_3_node_165 | 0.4 | n |  | TRUE
57 | bus_LV_115-6_1_3_node_166 | 0.4 | n |  | TRUE
58 | bus_LV_115-6_1_3_node_167 | 0.4 | n |  | TRUE
59 | bus_LV_115-6_1_3_node_168 | 0.4 | n |  | TRUE
60 | bus_LV_115-6_1_3_node_169 | 0.4 | n |  | TRUE
61 | bus_LV_115-6_1_3_node_170 | 0.4 | n |  | TRUE
62 | bus_LV_115-6_1_3_node_171 | 0.4 | n |  | TRUE
63 | bus_LV_115-6_1_3_node_230 | 0.4 | n |  | TRUE
64 | bus_LV_115-6_1_3_node_221 | 0.4 | n |  | TRUE
65 | bus_LV_115-6_1_3_node_238 | 0.4 | n |  | TRUE
66 | bus_LV_115-6_1_3_node_220 | 0.4 | n |  | TRUE
67 | bus_LV_115-6_1_3_node_173 | 0.4 | n |  | TRUE
68 | bus_LV_115-6_1_3_node_175 | 0.4 | n |  | TRUE
69 | bus_LV_115-6_1_3_node_176 | 0.4 | n |  | TRUE
70 | bus_LV_115-6_1_3_node_193 | 0.4 | n |  | TRUE
71 | bus_LV_115-6_1_3_node_191 | 0.4 | n |  | TRUE
72 | bus_LV_115-6_1_3_node_180 | 0.4 | n |  | TRUE
73 | bus_LV_115-6_1_3_node_247 | 0.4 | n |  | TRUE
74 | bus_LV_115-6_1_3_node_248 | 0.4 | n |  | TRUE
75 | bus_LV_115-6_1_3_node_181 | 0.4 | n |  | TRUE
76 | bus_LV_115-6_1_3_node_182 | 0.4 | n |  | TRUE
77 | bus_LV_115-6_1_3_node_184 | 0.4 | n |  | TRUE
78 | bus_LV_115-6_1_3_node_186 | 0.4 | n |  | TRUE
79 | bus_LV_115-6_1_3_node_185 | 0.4 | n |  | TRUE
80 | bus_LV_115-6_1_3_node_257 | 0.4 | n |  | TRUE
81 | bus_LV_115-6_1_3_node_254 | 0.4 | n |  | TRUE
82 | bus_LV_115-6_1_3_node_187 | 0.4 | n |  | TRUE
83 | bus_LV_115-6_1_3_node_266 | 0.4 | n |  | TRUE
84 | bus_LV_115-6_1_3_node_252 | 0.4 | n |  | TRUE
85 | bus_LV_115-6_1_3_node_188 | 0.4 | n |  | TRUE
86 | bus_LV_115-6_1_3_node_189 | 0.4 | n |  | TRUE
87 | bus_LV_115-6_1_3_node_190 | 0.4 | n |  | TRUE
88 | bus_LV_115-6_1_3_node_205 | 0.4 | n |  | TRUE
89 | bus_LV_115-6_1_3_node_203 | 0.4 | n |  | TRUE
90 | bus_LV_115-6_1_3_node_198 | 0.4 | n |  | TRUE
91 | bus_LV_115-6_1_3_node_199 | 0.4 | n |  | TRUE
92 | bus_LV_115-6_1_3_node_245 | 0.4 | n |  | TRUE
93 | bus_LV_115-6_1_3_node_246 | 0.4 | n |  | TRUE
94 | bus_LV_115-6_1_3_node_216 | 0.4 | n |  | TRUE
95 | bus_LV_115-6_1_3_node_200 | 0.4 | n |  | TRUE
96 | bus_LV_115-6_1_3_node_201 | 0.4 | n |  | TRUE
97 | bus_LV_115-6_1_3_node_202 | 0.4 | n |  | TRUE
98 | bus_LV_115-6_1_3_node_204 | 0.4 | n |  | TRUE
99 | bus_LV_115-6_1_3_node_206 | 0.4 | n |  | TRUE
100 | bus_LV_115-6_1_3_node_219 | 0.4 | n |  | TRUE
101 | bus_LV_115-6_1_3_node_229 | 0.4 | n |  | TRUE
102 | bus_LV_115-6_1_3_node_237 | 0.4 | n |  | TRUE
103 | bus_LV_115-6_1_3_node_210 | 0.4 | n |  | TRUE
104 | bus_LV_115-6_1_3_node_211 | 0.4 | n |  | TRUE
105 | bus_LV_115-6_1_3_node_212 | 0.4 | n |  | TRUE
106 | bus_LV_115-6_1_3_node_213 | 0.4 | n |  | TRUE
107 | bus_LV_115-6_1_3_node_214 | 0.4 | n |  | TRUE
108 | bus_LV_115-6_1_3_node_215 | 0.4 | n |  | TRUE
109 | bus_LV_115-6_1_3_node_217 | 0.4 | n |  | TRUE
110 | bus_LV_115-6_1_3_node_218 | 0.4 | n |  | TRUE
111 | bus_LV_115-6_1_3_node_258 | 0.4 | n |  | TRUE
112 | bus_LV_115-6_1_3_node_259 | 0.4 | n |  | TRUE
113 | bus_LV_115-6_1_3_node_256 | 0.4 | n |  | TRUE
114 | bus_LV_115-6_1_3_node_260 | 0.4 | n |  | TRUE
115 | bus_LV_115-6_1_3_node_222 | 0.4 | n |  | TRUE
116 | bus_LV_115-6_1_3_node_224 | 0.4 | n |  | TRUE
117 | bus_LV_115-6_1_3_node_225 | 0.4 | n |  | TRUE
118 | bus_LV_115-6_1_3_node_226 | 0.4 | n |  | TRUE
119 | bus_LV_115-6_1_3_node_227 | 0.4 | n |  | TRUE
120 | bus_LV_115-6_1_3_node_228 | 0.4 | n |  | TRUE
121 | bus_LV_115-6_1_3_node_236 | 0.4 | n |  | TRUE
122 | bus_LV_115-6_1_3_node_240 | 0.4 | n |  | TRUE
123 | bus_LV_115-6_1_3_node_239 | 0.4 | n |  | TRUE
124 | bus_LV_115-6_1_3_node_233 | 0.4 | n |  | TRUE
125 | bus_LV_115-6_1_3_node_251 | 0.4 | n |  | TRUE
126 | bus_LV_115-6_1_3_node_250 | 0.4 | n |  | TRUE
127 | bus_LV_115-6_1_3_node_243 | 0.4 | n |  | TRUE
128 | bus_LV_115-6_1_3_node_249 | 0.4 | n |  | TRUE
129 | bus_LV_115-6_1_3_node_253 | 0.4 | n |  | TRUE
130 | bus_LV_115-6_1_3_node_255 | 0.4 | n |  | TRUE
131 | bus_MV_357_0_node_13 | 20 | n |  | TRUE

## load
| name | bus | p_mw | q_mvar | const_z_percent | const_i_percent | sn_mva | scaling | in_service | type
0 | LV_115-6_1_3_load_127 | 0 | 0.0025399 | 0.00063655 | 0 | 0 |  | 1 | TRUE | wye
1 | LV_115-6_1_3_load_130 | 2 | 0.0041429 | 0.0010383 | 0 | 0 |  | 1 | TRUE | wye
2 | LV_115-6_1_3_load_131 | 3 | 0.0014579 | 0.00036538 | 0 | 0 |  | 1 | TRUE | wye
3 | LV_115-6_1_3_load_244 | 5 | 0.0023344 | 0.00058505 | 0 | 0 |  | 1 | TRUE | wye
4 | LV_115-6_1_3_load_242 | 6 | 0.0033606 | 0.00084225 | 0 | 0 |  | 1 | TRUE | wye
5 | LV_115-6_1_3_load_235 | 7 | 0.0021571 | 0.00054061 | 0 | 0 |  | 1 | TRUE | wye
6 | LV_115-6_1_3_load_241 | 8 | 0.0024757 | 0.00062046 | 0 | 0 |  | 1 | TRUE | wye
7 | LV_115-6_1_3_load_133 | 9 | 0.001438 | 0.00036039 | 0 | 0 |  | 1 | TRUE | wye
8 | LV_115-6_1_3_load_134 | 10 | 0.0015375 | 0.00038534 | 0 | 0 |  | 1 | TRUE | wye
9 | LV_115-6_1_3_load_135 | 11 | 0.00084256 | 0.00021117 | 0 | 0 |  | 1 | TRUE | wye
10 | LV_115-6_1_3_load_136 | 12 | 0.0022724 | 0.00056951 | 0 | 0 |  | 1 | TRUE | wye
11 | LV_115-6_1_3_load_137 | 13 | 0.00088884 | 0.00022276 | 0 | 0 |  | 1 | TRUE | wye
12 | LV_115-6_1_3_load_138 | 14 | 0.0014552 | 0.00036472 | 0 | 0 |  | 1 | TRUE | wye
13 | LV_115-6_1_3_load_139 | 15 | 0.0032532 | 0.00081532 | 0 | 0 |  | 1 | TRUE | wye
14 | LV_115-6_1_3_load_178 | 16 | 0.0010452 | 0.00026195 | 0 | 0 |  | 1 | TRUE | wye
15 | LV_115-6_1_3_load_145 | 17 | 0.0025161 | 0.00063059 | 0 | 0 |  | 1 | TRUE | wye
16 | LV_115-6_1_3_load_140 | 20 | 0.0022487 | 0.00056359 | 0 | 0 |  | 1 | TRUE | wye
17 | LV_115-6_1_3_load_141 | 21 | 0.0032239 | 0.00080799 | 0 | 0 |  | 1 | TRUE | wye
18 | LV_115-6_1_3_load_143 | 22 | 0.0017164 | 0.00043017 | 0 | 0 |  | 1 | TRUE | wye
19 | LV_115-6_1_3_load_144 | 23 | 0.0028599 | 0.00071677 | 0 | 0 |  | 1 | TRUE | wye
20 | LV_115-6_1_3_load_146 | 24 | 0.0026477 | 0.00066357 | 0 | 0 |  | 1 | TRUE | wye
21 | LV_115-6_1_3_load_147 | 25 | 0.00061741 | 0.00015474 | 0 | 0 |  | 1 | TRUE | wye
22 | LV_115-6_1_3_load_149 | 27 | 0.0032971 | 0.00082633 | 0 | 0 |  | 1 | TRUE | wye
23 | LV_115-6_1_3_load_194 | 30 | 0.0011145 | 0.00027932 | 0 | 0 |  | 1 | TRUE | wye
24 | LV_115-6_1_3_load_196 | 32 | 0.0023795 | 0.00059636 | 0 | 0 |  | 1 | TRUE | wye
25 | LV_115-6_1_3_load_197 | 33 | 0.0040246 | 0.0010087 | 0 | 0 |  | 1 | TRUE | wye
26 | LV_115-6_1_3_load_208 | 34 | 0.0011626 | 0.00029137 | 0 | 0 |  | 1 | TRUE | wye
27 | LV_115-6_1_3_load_209 | 35 | 0.003594 | 0.00090074 | 0 | 0 |  | 1 | TRUE | wye
28 | LV_115-6_1_3_load_192 | 36 | 0.0036134 | 0.0009056 | 0 | 0 |  | 1 | TRUE | wye
29 | LV_115-6_1_3_load_162 | 37 | 0.00098142 | 0.00024597 | 0 | 0 |  | 1 | TRUE | wye
30 | LV_115-6_1_3_load_158 | 38 | 0.0021449 | 0.00053757 | 0 | 0 |  | 1 | TRUE | wye
31 | LV_115-6_1_3_load_150 | 39 | 0.0010652 | 0.00026696 | 0 | 0 |  | 1 | TRUE | wye
32 | LV_115-6_1_3_load_151 | 40 | 0.0010799 | 0.00027065 | 0 | 0 |  | 1 | TRUE | wye
33 | LV_115-6_1_3_load_153 | 41 | 0.0010657 | 0.00026708 | 0 | 0 |  | 1 | TRUE | wye
34 | LV_115-6_1_3_load_152 | 42 | 0.00040717 | 0.00010205 | 0 | 0 |  | 1 | TRUE | wye
35 | LV_115-6_1_3_load_155 | 44 | 0.0012641 | 0.00031681 | 0 | 0 |  | 1 | TRUE | wye
36 | LV_115-6_1_3_load_174 | 46 | 0.00092613 | 0.00023211 | 0 | 0 |  | 1 | TRUE | wye
37 | LV_115-6_1_3_load_234 | 47 | 0.00072656 | 0.00018209 | 0 | 0 |  | 1 | TRUE | wye
38 | LV_115-6_1_3_load_172 | 48 | 0.0018055 | 0.00045251 | 0 | 0 |  | 1 | TRUE | wye
39 | LV_115-6_1_3_load_157 | 50 | 0.0022603 | 0.00056649 | 0 | 0 |  | 1 | TRUE | wye
40 | LV_115-6_1_3_load_159 | 51 | 0.0022606 | 0.00056656 | 0 | 0 |  | 1 | TRUE | wye
41 | LV_115-6_1_3_load_163 | 53 | 0.002326 | 0.00058294 | 0 | 0 |  | 1 | TRUE | wye
42 | LV_115-6_1_3_load_164 | 54 | 0.0022685 | 0.00056855 | 0 | 0 |  | 1 | TRUE | wye
43 | LV_115-6_1_3_load_179 | 55 | 0.00086703 | 0.0002173 | 0 | 0 |  | 1 | TRUE | wye
44 | LV_115-6_1_3_load_165 | 56 | 0.0024011 | 0.00060176 | 0 | 0 |  | 1 | TRUE | wye
45 | LV_115-6_1_3_load_166 | 57 | 0.0030428 | 0.00076261 | 0 | 0 |  | 1 | TRUE | wye
46 | LV_115-6_1_3_load_167 | 58 | 0.0026682 | 0.0006687 | 0 | 0 |  | 1 | TRUE | wye
47 | LV_115-6_1_3_load_168 | 59 | 0.0034306 | 0.00085979 | 0 | 0 |  | 1 | TRUE | wye
48 | LV_115-6_1_3_load_169 | 60 | 0.0006932 | 0.00017373 | 0 | 0 |  | 1 | TRUE | wye
49 | LV_115-6_1_3_load_170 | 61 | 0.0010759 | 0.00026964 | 0 | 0 |  | 1 | TRUE | wye
50 | LV_115-6_1_3_load_230 | 63 | 0.00095361 | 0.000239 | 0 | 0 |  | 1 | TRUE | wye
51 | LV_115-6_1_3_load_221 | 64 | 0.0010204 | 0.00025574 | 0 | 0 |  | 1 | TRUE | wye
52 | LV_115-6_1_3_load_238 | 65 | 0.0012869 | 0.00032252 | 0 | 0 |  | 1 | TRUE | wye
53 | LV_115-6_1_3_load_220 | 66 | 0.0051333 | 0.0012865 | 0 | 0 |  | 1 | TRUE | wye
54 | LV_115-6_1_3_load_173 | 67 | 0.0018688 | 0.00046836 | 0 | 0 |  | 1 | TRUE | wye
55 | LV_115-6_1_3_load_175 | 68 | 0.00082754 | 0.0002074 | 0 | 0 |  | 1 | TRUE | wye
56 | LV_115-6_1_3_load_176 | 69 | 0.00043963 | 0.00011018 | 0 | 0 |  | 1 | TRUE | wye
57 | LV_115-6_1_3_load_193 | 70 | 0.0022231 | 0.00055717 | 0 | 0 |  | 1 | TRUE | wye
58 | LV_115-6_1_3_load_191 | 71 | 0.001074 | 0.00026918 | 0 | 0 |  | 1 | TRUE | wye
59 | LV_115-6_1_3_load_180 | 72 | 0.0011245 | 0.00028183 | 0 | 0 |  | 1 | TRUE | wye
60 | LV_115-6_1_3_load_247 | 73 | 0.00080292 | 0.00020123 | 0 | 0 |  | 1 | TRUE | wye
61 | LV_115-6_1_3_load_248 | 74 | 0.00070671 | 0.00017712 | 0 | 0 |  | 1 | TRUE | wye
62 | LV_115-6_1_3_load_181 | 75 | 0.0033761 | 0.00084614 | 0 | 0 |  | 1 | TRUE | wye
63 | LV_115-6_1_3_load_182 | 76 | 0.0034817 | 0.0008726 | 0 | 0 |  | 1 | TRUE | wye
64 | LV_115-6_1_3_load_184 | 77 | 0.0021316 | 0.00053424 | 0 | 0 |  | 1 | TRUE | wye
65 | LV_115-6_1_3_load_186 | 78 | 0.0018735 | 0.00046953 | 0 | 0 |  | 1 | TRUE | wye
66 | LV_115-6_1_3_load_254 | 81 | 0.002854 | 0.00071529 | 0 | 0 |  | 1 | TRUE | wye
67 | LV_115-6_1_3_load_187 | 82 | 0.0030792 | 0.00077171 | 0 | 0 |  | 1 | TRUE | wye
68 | LV_115-6_1_3_load_266 | 83 | 0.00079911 | 0.00020028 | 0 | 0 |  | 1 | TRUE | wye
69 | LV_115-6_1_3_load_252 | 84 | 0.00079776 | 0.00019994 | 0 | 0 |  | 1 | TRUE | wye
70 | LV_115-6_1_3_load_188 | 85 | 0.0029475 | 0.00073872 | 0 | 0 |  | 1 | TRUE | wye
71 | LV_115-6_1_3_load_189 | 86 | 0.0021401 | 0.00053635 | 0 | 0 |  | 1 | TRUE | wye
72 | LV_115-6_1_3_load_190 | 87 | 0.0010364 | 0.00025975 | 0 | 0 |  | 1 | TRUE | wye
73 | LV_115-6_1_3_load_205 | 88 | 0.0016059 | 0.00040248 | 0 | 0 |  | 1 | TRUE | wye
74 | LV_115-6_1_3_load_203 | 89 | 0.00082198 | 0.00020601 | 0 | 0 |  | 1 | TRUE | wye
75 | LV_115-6_1_3_load_198 | 90 | 0.00067327 | 0.00016874 | 0 | 0 |  | 1 | TRUE | wye
76 | LV_115-6_1_3_load_199 | 91 | 0.0026371 | 0.00066092 | 0 | 0 |  | 1 | TRUE | wye
77 | LV_115-6_1_3_load_245 | 92 | 0.00067361 | 0.00016882 | 0 | 0 |  | 1 | TRUE | wye
78 | LV_115-6_1_3_load_246 | 93 | 0.0076736 | 0.0019232 | 0 | 0 |  | 1 | TRUE | wye
79 | LV_115-6_1_3_load_216 | 94 | 0.00067327 | 0.00016874 | 0 | 0 |  | 1 | TRUE | wye
80 | LV_115-6_1_3_load_200 | 95 | 0.00089228 | 0.00022363 | 0 | 0 |  | 1 | TRUE | wye
81 | LV_115-6_1_3_load_201 | 96 | 0.0011088 | 0.00027789 | 0 | 0 |  | 1 | TRUE | wye
82 | LV_115-6_1_3_load_202 | 97 | 0.00049965 | 0.00012522 | 0 | 0 |  | 1 | TRUE | wye
83 | LV_115-6_1_3_load_204 | 98 | 0.0008266 | 0.00020716 | 0 | 0 |  | 1 | TRUE | wye
84 | LV_115-6_1_3_load_206 | 99 | 0.00099359 | 0.00024902 | 0 | 0 |  | 1 | TRUE | wye
85 | LV_115-6_1_3_load_219 | 100 | 0.0019567 | 0.0004904 | 0 | 0 |  | 1 | TRUE | wye
86 | LV_115-6_1_3_load_229 | 101 | 0.0028875 | 0.00072368 | 0 | 0 |  | 1 | TRUE | wye
87 | LV_115-6_1_3_load_210 | 103 | 0.0020923 | 0.00052437 | 0 | 0 |  | 1 | TRUE | wye
88 | LV_115-6_1_3_load_211 | 104 | 0.0014306 | 0.00035855 | 0 | 0 |  | 1 | TRUE | wye
89 | LV_115-6_1_3_load_213 | 106 | 0.00067433 | 0.000169 | 0 | 0 |  | 1 | TRUE | wye
90 | LV_115-6_1_3_load_214 | 107 | 0.00068103 | 0.00017068 | 0 | 0 |  | 1 | TRUE | wye
91 | LV_115-6_1_3_load_215 | 108 | 0.00067433 | 0.000169 | 0 | 0 |  | 1 | TRUE | wye
92 | LV_115-6_1_3_load_217 | 109 | 0.0013982 | 0.00035042 | 0 | 0 |  | 1 | TRUE | wye
93 | LV_115-6_1_3_load_218 | 110 | 0.00067255 | 0.00016856 | 0 | 0 |  | 1 | TRUE | wye
94 | LV_115-6_1_3_load_258 | 111 | 0.00068175 | 0.00017086 | 0 | 0 |  | 1 | TRUE | wye
95 | LV_115-6_1_3_load_259 | 112 | 0.00068103 | 0.00017068 | 0 | 0 |  | 1 | TRUE | wye
96 | LV_115-6_1_3_load_256 | 113 | 0.00068103 | 0.00017068 | 0 | 0 |  | 1 | TRUE | wye
97 | LV_115-6_1_3_load_260 | 114 | 0.0085698 | 0.0021478 | 0 | 0 |  | 1 | TRUE | wye
98 | LV_115-6_1_3_load_222 | 115 | 0.00088535 | 0.00022189 | 0 | 0 |  | 1 | TRUE | wye
99 | LV_115-6_1_3_load_224 | 116 | 0.0020274 | 0.00050812 | 0 | 0 |  | 1 | TRUE | wye
100 | LV_115-6_1_3_load_225 | 117 | 0.0024233 | 0.00060733 | 0 | 0 |  | 1 | TRUE | wye
101 | LV_115-6_1_3_load_226 | 118 | 0.0015903 | 0.00039857 | 0 | 0 |  | 1 | TRUE | wye
102 | LV_115-6_1_3_load_227 | 119 | 0.0025081 | 0.00062858 | 0 | 0 |  | 1 | TRUE | wye
103 | LV_115-6_1_3_load_228 | 120 | 0.0017519 | 0.00043908 | 0 | 0 |  | 1 | TRUE | wye
104 | LV_115-6_1_3_load_236 | 121 | 0.0026753 | 0.00067049 | 0 | 0 |  | 1 | TRUE | wye
105 | LV_115-6_1_3_load_240 | 122 | 0.0016133 | 0.00040433 | 0 | 0 |  | 1 | TRUE | wye
106 | LV_115-6_1_3_load_239 | 123 | 0.0039586 | 0.00099211 | 0 | 0 |  | 1 | TRUE | wye
107 | LV_115-6_1_3_load_233 | 124 | 0.00072744 | 0.00018231 | 0 | 0 |  | 1 | TRUE | wye
108 | LV_115-6_1_3_load_251 | 125 | 0.0007277 | 0.00018238 | 0 | 0 |  | 1 | TRUE | wye
109 | LV_115-6_1_3_load_250 | 126 | 0.00072861 | 0.00018261 | 0 | 0 |  | 1 | TRUE | wye
110 | LV_115-6_1_3_load_243 | 127 | 0.0024525 | 0.00061465 | 0 | 0 |  | 1 | TRUE | wye
111 | LV_115-6_1_3_load_249 | 128 | 0.00070671 | 0.00017712 | 0 | 0 |  | 1 | TRUE | wye
112 | LV_115-6_1_3_load_253 | 129 | 0.00068103 | 0.00017068 | 0 | 0 |  | 1 | TRUE | wye
113 | LV_115-6_1_3_load_255 | 130 | 0.0013989 | 0.00035059 | 0 | 0 |  | 1 | TRUE | wye

## ext_grid
| name | bus | vm_pu | va_degree | slack_weight | in_service
0 |  | 22 | 1 | 0 | 1 | TRUE

## line
| name | std_type | from_bus | to_bus | length_km | r_ohm_per_km | x_ohm_per_km | c_nf_per_km | g_us_per_km | max_i_ka | df | parallel | type | in_service
0 | LV_115-6_1_3_line_0 |  | 0 | 1 | 0.011089 | 0.125 | 0.08 | 261 | 0 | 0.364 | 1 | 1 | cs | TRUE
1 | LV_115-6_1_3_line_1 |  | 1 | 2 | 0.01772 | 0.125 | 0.08 | 261 | 0 | 0.364 | 1 | 1 | cs | TRUE
2 | LV_115-6_1_3_line_2 |  | 1 | 3 | 0.017167 | 0.125 | 0.08 | 261 | 0 | 0.364 | 1 | 1 | cs | TRUE
3 | LV_115-6_1_3_line_3 |  | 2 | 4 | 0.013616 | 0.125 | 0.08 | 261 | 0 | 0.364 | 1 | 1 | cs | TRUE
4 | LV_115-6_1_3_line_4 |  | 4 | 5 | 0.011372 | 0.125 | 0.08 | 261 | 0 | 0.364 | 1 | 1 | cs | TRUE
5 | LV_115-6_1_3_line_5 |  | 4 | 6 | 0.016361 | 0.125 | 0.08 | 261 | 0 | 0.364 | 1 | 1 | cs | TRUE
6 | LV_115-6_1_3_line_6 |  | 5 | 7 | 0.026946 | 0.125 | 0.08 | 261 | 0 | 0.364 | 1 | 1 | cs | TRUE
7 | LV_115-6_1_3_line_7 |  | 6 | 8 | 0.016044 | 0.125 | 0.08 | 261 | 0 | 0.364 | 1 | 1 | cs | TRUE
8 | LV_115-6_1_3_line_8 |  | 7 | 53 | 0.0053348 | 0.125 | 0.08 | 261 | 0 | 0.364 | 1 | 1 | cs | TRUE
9 | LV_115-6_1_3_line_9 |  | 8 | 127 | 0.0046743 | 0.125 | 0.08 | 261 | 0 | 0.364 | 1 | 1 | cs | TRUE
10 | LV_115-6_1_3_line_10 |  | 9 | 10 | 0.018557 | 0.125 | 0.08 | 261 | 0 | 0.364 | 1 | 1 | cs | TRUE
11 | LV_115-6_1_3_line_11 |  | 9 | 11 | 0.0050379 | 0.125 | 0.08 | 261 | 0 | 0.364 | 1 | 1 | cs | TRUE
12 | LV_115-6_1_3_line_12 |  | 10 | 12 | 0.006382 | 0.125 | 0.08 | 261 | 0 | 0.364 | 1 | 1 | cs | TRUE
13 | LV_115-6_1_3_line_13 |  | 11 | 13 | 0.0095243 | 0.125 | 0.08 | 261 | 0 | 0.364 | 1 | 1 | cs | TRUE
14 | LV_115-6_1_3_line_14 |  | 12 | 14 | 0.011411 | 0.125 | 0.08 | 261 | 0 | 0.364 | 1 | 1 | cs | TRUE
15 | LV_115-6_1_3_line_15 |  | 13 | 15 | 0.014023 | 0.125 | 0.08 | 261 | 0 | 0.364 | 1 | 1 | cs | TRUE
16 | LV_115-6_1_3_line_16 |  | 14 | 16 | 0.0078803 | 0.125 | 0.08 | 261 | 0 | 0.364 | 1 | 1 | cs | TRUE
17 | LV_115-6_1_3_line_17 |  | 15 | 17 | 0.0013868 | 0.125 | 0.08 | 261 | 0 | 0.364 | 1 | 1 | cs | TRUE
18 | LV_115-6_1_3_line_18 |  | 16 | 18 | 0.014535 | 0.125 | 0.08 | 261 | 0 | 0.364 | 1 | 1 | cs | TRUE
19 | LV_115-6_1_3_line_19 |  | 17 | 19 | 0.026079 | 0.125 | 0.08 | 261 | 0 | 0.364 | 1 | 1 | cs | TRUE
20 | LV_115-6_1_3_line_20 |  | 18 | 55 | 0.041936 | 0.125 | 0.08 | 261 | 0 | 0.364 | 1 | 1 | cs | TRUE
21 | LV_115-6_1_3_line_21 |  | 19 | 23 | 0.021747 | 0.125 | 0.08 | 261 | 0 | 0.364 | 1 | 1 | cs | TRUE
22 | LV_115-6_1_3_line_22 |  | 19 | 24 | 0.014278 | 0.125 | 0.08 | 261 | 0 | 0.364 | 1 | 1 | cs | TRUE
23 | LV_115-6_1_3_line_23 |  | 19 | 20 | 0.035567 | 0.125 | 0.08 | 261 | 0 | 0.364 | 1 | 2 | cs | TRUE
24 | LV_115-6_1_3_line_24 |  | 20 | 21 | 0.0067837 | 0.125 | 0.08 | 261 | 0 | 0.364 | 1 | 2 | cs | TRUE
25 | LV_115-6_1_3_line_25 |  | 21 | 22 | 0.016376 | 0.125 | 0.08 | 261 | 0 | 0.364 | 1 | 2 | cs | TRUE
26 | LV_115-6_1_3_line_26 |  | 22 | 25 | 0.020262 | 0.125 | 0.08 | 261 | 0 | 0.364 | 1 | 1 | cs | TRUE
27 | LV_115-6_1_3_line_27 |  | 23 | 26 | 0.033313 | 0.125 | 0.08 | 261 | 0 | 0.364 | 1 | 1 | cs | TRUE
28 | LV_115-6_1_3_line_28 |  | 24 | 27 | 0.0014038 | 0.125 | 0.08 | 261 | 0 | 0.364 | 1 | 1 | cs | TRUE
29 | LV_115-6_1_3_line_29 |  | 25 | 28 | 0.0022825 | 0.125 | 0.08 | 261 | 0 | 0.364 | 1 | 1 | cs | TRUE
30 | LV_115-6_1_3_line_30 |  | 26 | 29 | 0.012191 | 0.125 | 0.08 | 261 | 0 | 0.364 | 1 | 1 | cs | TRUE
31 | LV_115-6_1_3_line_31 |  | 26 | 30 | 0.011159 | 0.125 | 0.08 | 261 | 0 | 0.364 | 1 | 1 | cs | TRUE
32 | LV_115-6_1_3_line_32 |  | 27 | 31 | 0.048414 | 0.125 | 0.08 | 261 | 0 | 0.364 | 1 | 1 | cs | TRUE
33 | LV_115-6_1_3_line_33 |  | 28 | 32 | 0.031434 | 0.125 | 0.08 | 261 | 0 | 0.364 | 1 | 1 | cs | TRUE
34 | LV_115-6_1_3_line_34 |  | 28 | 33 | 0.01906 | 0.125 | 0.08 | 261 | 0 | 0.364 | 1 | 1 | cs | TRUE
35 | LV_115-6_1_3_line_35 |  | 29 | 34 | 0.0068733 | 0.125 | 0.08 | 261 | 0 | 0.364 | 1 | 1 | cs | TRUE
36 | LV_115-6_1_3_line_36 |  | 29 | 35 | 0.0013721 | 0.125 | 0.08 | 261 | 0 | 0.364 | 1 | 1 | cs | TRUE
37 | LV_115-6_1_3_line_37 |  | 30 | 36 | 0.0078307 | 0.125 | 0.08 | 261 | 0 | 0.364 | 1 | 1 | cs | TRUE
38 | LV_115-6_1_3_line_38 |  | 31 | 37 | 0.033465 | 0.125 | 0.08 | 261 | 0 | 0.364 | 1 | 1 | cs | TRUE
39 | LV_115-6_1_3_line_39 |  | 31 | 38 | 0.022278 | 0.125 | 0.08 | 261 | 0 | 0.364 | 1 | 1 | cs | TRUE
40 | LV_115-6_1_3_line_40 |  | 32 | 90 | 0.0157 | 0.125 | 0.08 | 261 | 0 | 0.364 | 1 | 1 | cs | TRUE
41 | LV_115-6_1_3_line_41 |  | 33 | 91 | 0.00097863 | 0.125 | 0.08 | 261 | 0 | 0.364 | 1 | 1 | cs | TRUE
42 | LV_115-6_1_3_line_42 |  | 34 | 101 | 0.03871 | 0.125 | 0.08 | 261 | 0 | 0.364 | 1 | 1 | cs | TRUE
43 | LV_115-6_1_3_line_43 |  | 35 | 100 | 0.032162 | 0.125 | 0.08 | 261 | 0 | 0.364 | 1 | 1 | cs | TRUE
44 | LV_115-6_1_3_line_44 |  | 36 | 71 | 0.029746 | 0.125 | 0.08 | 261 | 0 | 0.364 | 1 | 1 | cs | TRUE
45 | LV_115-6_1_3_line_45 |  | 38 | 50 | 0.022377 | 0.125 | 0.08 | 261 | 0 | 0.364 | 1 | 1 | cs | TRUE
46 | LV_115-6_1_3_line_46 |  | 39 | 40 | 0.0019628 | 0.125 | 0.08 | 261 | 0 | 0.364 | 1 | 1 | cs | TRUE
47 | LV_115-6_1_3_line_47 |  | 40 | 41 | 0.00072031 | 0.125 | 0.08 | 261 | 0 | 0.364 | 1 | 1 | cs | TRUE
48 | LV_115-6_1_3_line_48 |  | 41 | 44 | 0.017984 | 0.125 | 0.08 | 261 | 0 | 0.364 | 1 | 1 | cs | TRUE
49 | LV_115-6_1_3_line_49 |  | 42 | 43 | 0.00091186 | 0.125 | 0.08 | 261 | 0 | 0.364 | 1 | 1 | cs | TRUE
50 | LV_115-6_1_3_line_50 |  | 43 | 45 | 0.034508 | 0.125 | 0.08 | 261 | 0 | 0.364 | 1 | 1 | cs | TRUE
51 | LV_115-6_1_3_line_51 |  | 44 | 46 | 0.0053978 | 0.125 | 0.08 | 261 | 0 | 0.364 | 1 | 1 | cs | TRUE
52 | LV_115-6_1_3_line_52 |  | 45 | 47 | 0.01758 | 0.125 | 0.08 | 261 | 0 | 0.364 | 1 | 1 | cs | TRUE
53 | LV_115-6_1_3_line_53 |  | 46 | 48 | 0.015477 | 0.125 | 0.08 | 261 | 0 | 0.364 | 1 | 1 | cs | TRUE
54 | LV_115-6_1_3_line_54 |  | 47 | 49 | 0.0059781 | 0.125 | 0.08 | 261 | 0 | 0.364 | 1 | 1 | cs | TRUE
55 | LV_115-6_1_3_line_55 |  | 48 | 67 | 0.02345 | 0.125 | 0.08 | 261 | 0 | 0.364 | 1 | 1 | cs | TRUE
56 | LV_115-6_1_3_line_56 |  | 49 | 124 | 0.002542 | 0.125 | 0.08 | 261 | 0 | 0.364 | 1 | 1 | cs | TRUE
57 | LV_115-6_1_3_line_57 |  | 50 | 51 | 0.025464 | 0.125 | 0.08 | 261 | 0 | 0.364 | 1 | 1 | cs | TRUE
58 | LV_115-6_1_3_line_58 |  | 51 | 52 | 0.015204 | 0.125 | 0.08 | 261 | 0 | 0.364 | 1 | 1 | cs | TRUE
59 | LV_115-6_1_3_line_59 |  | 52 | 53 | 0.012563 | 0.125 | 0.08 | 261 | 0 | 0.364 | 1 | 1 | cs | TRUE
60 | LV_115-6_1_3_line_60 |  | 52 | 54 | 0.015614 | 0.125 | 0.08 | 261 | 0 | 0.364 | 1 | 1 | cs | TRUE
61 | LV_115-6_1_3_line_61 |  | 55 | 72 | 0.00032953 | 0.125 | 0.08 | 261 | 0 | 0.364 | 1 | 1 | cs | TRUE
62 | LV_115-6_1_3_line_62 |  | 56 | 57 | 0.023464 | 0.125 | 0.08 | 261 | 0 | 0.364 | 1 | 1 | cs | TRUE
63 | LV_115-6_1_3_line_63 |  | 56 | 58 | 0.031122 | 0.125 | 0.08 | 261 | 0 | 0.364 | 1 | 1 | cs | TRUE
64 | LV_115-6_1_3_line_64 |  | 57 | 59 | 0.022248 | 0.125 | 0.08 | 261 | 0 | 0.364 | 1 | 1 | cs | TRUE
65 | LV_115-6_1_3_line_65 |  | 58 | 60 | 0.019662 | 0.125 | 0.08 | 261 | 0 | 0.364 | 1 | 1 | cs | TRUE
66 | LV_115-6_1_3_line_66 |  | 59 | 61 | 0.019895 | 0.125 | 0.08 | 261 | 0 | 0.364 | 1 | 1 | cs | TRUE
67 | LV_115-6_1_3_line_67 |  | 60 | 62 | 0.0073399 | 0.125 | 0.08 | 261 | 0 | 0.364 | 1 | 1 | cs | TRUE
68 | LV_115-6_1_3_line_68 |  | 61 | 63 | 0.032365 | 0.125 | 0.08 | 261 | 0 | 0.364 | 1 | 1 | cs | TRUE
69 | LV_115-6_1_3_line_69 |  | 62 | 64 | 0.020733 | 0.125 | 0.08 | 261 | 0 | 0.364 | 1 | 1 | cs | TRUE
70 | LV_115-6_1_3_line_70 |  | 63 | 65 | 0.022896 | 0.125 | 0.08 | 261 | 0 | 0.364 | 1 | 1 | cs | TRUE
71 | LV_115-6_1_3_line_71 |  | 64 | 66 | 0.0089268 | 0.125 | 0.08 | 261 | 0 | 0.364 | 1 | 1 | cs | TRUE
72 | LV_115-6_1_3_line_72 |  | 65 | 123 | 0.030883 | 0.125 | 0.08 | 261 | 0 | 0.364 | 1 | 1 | cs | TRUE
73 | LV_115-6_1_3_line_73 |  | 66 | 115 | 0.0064274 | 0.125 | 0.08 | 261 | 0 | 0.364 | 1 | 1 | cs | TRUE
74 | LV_115-6_1_3_line_74 |  | 67 | 68 | 0.0027624 | 0.125 | 0.08 | 261 | 0 | 0.364 | 1 | 1 | cs | TRUE
75 | LV_115-6_1_3_line_75 |  | 68 | 69 | 0.013205 | 0.125 | 0.08 | 261 | 0 | 0.364 | 1 | 1 | cs | TRUE
76 | LV_115-6_1_3_line_76 |  | 69 | 70 | 0.013498 | 0.125 | 0.08 | 261 | 0 | 0.364 | 1 | 1 | cs | TRUE
77 | LV_115-6_1_3_line_77 |  | 70 | 71 | 0.024207 | 0.125 | 0.08 | 261 | 0 | 0.364 | 1 | 1 | cs | TRUE
78 | LV_115-6_1_3_line_78 |  | 72 | 73 | 5.6256e-05 | 0.125 | 0.08 | 261 | 0 | 0.364 | 1 | 1 | cs | TRUE
79 | LV_115-6_1_3_line_79 |  | 73 | 74 | 0.021202 | 0.125 | 0.08 | 261 | 0 | 0.364 | 1 | 1 | cs | TRUE
80 | LV_115-6_1_3_line_80 |  | 74 | 128 | 0.0077564 | 0.125 | 0.08 | 261 | 0 | 0.364 | 1 | 1 | cs | TRUE
81 | LV_115-6_1_3_line_81 |  | 75 | 76 | 0.0031966 | 0.125 | 0.08 | 261 | 0 | 0.364 | 1 | 1 | cs | TRUE
82 | LV_115-6_1_3_line_82 |  | 76 | 77 | 0.020868 | 0.125 | 0.08 | 261 | 0 | 0.364 | 1 | 1 | cs | TRUE
83 | LV_115-6_1_3_line_83 |  | 77 | 78 | 0.01036 | 0.125 | 0.08 | 261 | 0 | 0.364 | 1 | 1 | cs | TRUE
84 | LV_115-6_1_3_line_84 |  | 78 | 82 | 0.0014446 | 0.125 | 0.08 | 261 | 0 | 0.364 | 1 | 1 | cs | TRUE
85 | LV_115-6_1_3_line_85 |  | 79 | 80 | 0.081433 | 0.125 | 0.08 | 261 | 0 | 0.364 | 1 | 1 | cs | TRUE
86 | LV_115-6_1_3_line_86 |  | 79 | 81 | 0.015421 | 0.125 | 0.08 | 261 | 0 | 0.364 | 1 | 1 | cs | TRUE
87 | LV_115-6_1_3_line_87 |  | 80 | 83 | 0.019605 | 0.125 | 0.08 | 261 | 0 | 0.364 | 1 | 1 | cs | TRUE
88 | LV_115-6_1_3_line_88 |  | 81 | 84 | 0.021606 | 0.125 | 0.08 | 261 | 0 | 0.364 | 1 | 1 | cs | TRUE
89 | LV_115-6_1_3_line_89 |  | 82 | 85 | 0.0060291 | 0.125 | 0.08 | 261 | 0 | 0.364 | 1 | 1 | cs | TRUE
90 | LV_115-6_1_3_line_90 |  | 84 | 129 | 0.0050112 | 0.125 | 0.08 | 261 | 0 | 0.364 | 1 | 1 | cs | TRUE
91 | LV_115-6_1_3_line_91 |  | 85 | 86 | 0.028189 | 0.125 | 0.08 | 261 | 0 | 0.364 | 1 | 1 | cs | TRUE
92 | LV_115-6_1_3_line_92 |  | 86 | 87 | 0.014667 | 0.125 | 0.08 | 261 | 0 | 0.364 | 1 | 1 | cs | TRUE
93 | LV_115-6_1_3_line_93 |  | 87 | 88 | 0.0061751 | 0.125 | 0.08 | 261 | 0 | 0.364 | 1 | 1 | cs | TRUE
94 | LV_115-6_1_3_line_94 |  | 88 | 89 | 0.013763 | 0.125 | 0.08 | 261 | 0 | 0.364 | 1 | 1 | cs | TRUE
95 | LV_115-6_1_3_line_95 |  | 89 | 96 | 0.008233 | 0.125 | 0.08 | 261 | 0 | 0.364 | 1 | 1 | cs | TRUE
96 | LV_115-6_1_3_line_96 |  | 90 | 92 | 0.0050098 | 0.125 | 0.08 | 261 | 0 | 0.364 | 1 | 1 | cs | TRUE
97 | LV_115-6_1_3_line_97 |  | 91 | 93 | 0.015011 | 0.125 | 0.08 | 261 | 0 | 0.364 | 1 | 1 | cs | TRUE
98 | LV_115-6_1_3_line_98 |  | 92 | 94 | 0.0050098 | 0.125 | 0.08 | 261 | 0 | 0.364 | 1 | 1 | cs | TRUE
99 | LV_115-6_1_3_line_99 |  | 94 | 106 | 0.0050124 | 0.125 | 0.08 | 261 | 0 | 0.364 | 1 | 1 | cs | TRUE
100 | LV_115-6_1_3_line_100 |  | 95 | 96 | 0.017555 | 0.125 | 0.08 | 261 | 0 | 0.364 | 1 | 1 | cs | TRUE
101 | LV_115-6_1_3_line_101 |  | 95 | 97 | 0.013966 | 0.125 | 0.08 | 261 | 0 | 0.364 | 1 | 1 | cs | TRUE
102 | LV_115-6_1_3_line_102 |  | 97 | 98 | 7.9504e-05 | 0.125 | 0.08 | 261 | 0 | 0.364 | 1 | 1 | cs | TRUE
103 | LV_115-6_1_3_line_103 |  | 98 | 99 | 0.018875 | 0.125 | 0.08 | 261 | 0 | 0.364 | 1 | 1 | cs | TRUE
104 | LV_115-6_1_3_line_104 |  | 99 | 100 | 0.0059067 | 0.125 | 0.08 | 261 | 0 | 0.364 | 1 | 1 | cs | TRUE
105 | LV_115-6_1_3_line_105 |  | 101 | 102 | 0.00859 | 0.125 | 0.08 | 261 | 0 | 0.364 | 1 | 1 | cs | TRUE
106 | LV_115-6_1_3_line_106 |  | 102 | 122 | 0.019144 | 0.125 | 0.08 | 261 | 0 | 0.364 | 1 | 1 | cs | TRUE
107 | LV_115-6_1_3_line_107 |  | 102 | 121 | 0.017665 | 0.125 | 0.08 | 261 | 0 | 0.364 | 1 | 1 | cs | TRUE
108 | LV_115-6_1_3_line_108 |  | 103 | 104 | 0.016108 | 0.125 | 0.08 | 261 | 0 | 0.364 | 1 | 1 | cs | TRUE
109 | LV_115-6_1_3_line_109 |  | 103 | 105 | 0.0042585 | 0.125 | 0.08 | 261 | 0 | 0.364 | 1 | 1 | cs | TRUE
110 | LV_115-6_1_3_line_110 |  | 104 | 106 | 0.00083306 | 0.125 | 0.08 | 261 | 0 | 0.364 | 1 | 1 | cs | TRUE
111 | LV_115-6_1_3_line_111 |  | 105 | 107 | 0.016802 | 0.125 | 0.08 | 261 | 0 | 0.364 | 1 | 1 | cs | TRUE
112 | LV_115-6_1_3_line_112 |  | 105 | 108 | 0.016205 | 0.125 | 0.08 | 261 | 0 | 0.364 | 1 | 1 | cs | TRUE
113 | LV_115-6_1_3_line_113 |  | 107 | 109 | 0.0039936 | 0.125 | 0.08 | 261 | 0 | 0.364 | 1 | 1 | cs | TRUE
114 | LV_115-6_1_3_line_114 |  | 108 | 110 | 9.185e-05 | 0.125 | 0.08 | 261 | 0 | 0.364 | 1 | 1 | cs | TRUE
115 | LV_115-6_1_3_line_115 |  | 109 | 111 | 0.0010203 | 0.125 | 0.08 | 261 | 0 | 0.364 | 1 | 1 | cs | TRUE
116 | LV_115-6_1_3_line_116 |  | 110 | 112 | 5.5085e-05 | 0.125 | 0.08 | 261 | 0 | 0.364 | 1 | 1 | cs | TRUE
117 | LV_115-6_1_3_line_117 |  | 111 | 113 | 0.0050139 | 0.125 | 0.08 | 261 | 0 | 0.364 | 1 | 1 | cs | TRUE
118 | LV_115-6_1_3_line_118 |  | 112 | 114 | 0.035789 | 0.125 | 0.08 | 261 | 0 | 0.364 | 1 | 1 | cs | TRUE
119 | LV_115-6_1_3_line_119 |  | 113 | 130 | 0.0036639 | 0.125 | 0.08 | 261 | 0 | 0.364 | 1 | 1 | cs | TRUE
120 | LV_115-6_1_3_line_120 |  | 116 | 117 | 0.0028656 | 0.125 | 0.08 | 261 | 0 | 0.364 | 1 | 1 | cs | TRUE
121 | LV_115-6_1_3_line_121 |  | 116 | 118 | 0.013558 | 0.125 | 0.08 | 261 | 0 | 0.364 | 1 | 1 | cs | TRUE
122 | LV_115-6_1_3_line_122 |  | 117 | 119 | 0.027518 | 0.125 | 0.08 | 261 | 0 | 0.364 | 1 | 1 | cs | TRUE
123 | LV_115-6_1_3_line_123 |  | 119 | 120 | 0.0042519 | 0.125 | 0.08 | 261 | 0 | 0.364 | 1 | 1 | cs | TRUE
124 | LV_115-6_1_3_line_124 |  | 120 | 121 | 0.025407 | 0.125 | 0.08 | 261 | 0 | 0.364 | 1 | 1 | cs | TRUE
125 | LV_115-6_1_3_line_125 |  | 122 | 123 | 0.044669 | 0.125 | 0.08 | 261 | 0 | 0.364 | 1 | 1 | cs | TRUE
126 | LV_115-6_1_3_line_126 |  | 124 | 125 | 0.014728 | 0.125 | 0.08 | 261 | 0 | 0.364 | 1 | 1 | cs | TRUE
127 | LV_115-6_1_3_line_127 |  | 125 | 126 | 0.0078383 | 0.125 | 0.08 | 261 | 0 | 0.364 | 1 | 1 | cs | TRUE
128 | LV_115-6_1_3_line_128 |  | 126 | 128 | 0.014991 | 0.125 | 0.08 | 261 | 0 | 0.364 | 1 | 1 | cs | TRUE
129 | LV_115-6_1_3_line_129 |  | 129 | 130 | 0.0013473 | 0.125 | 0.08 | 261 | 0 | 0.364 | 1 | 1 | cs | TRUE

## trafo
| name | std_type | hv_bus | lv_bus | sn_mva | vn_hv_kv | vn_lv_kv | vk_percent | vkr_percent | pfe_kw | i0_percent | shift_degree | tap_side | tap_neutral | tap_min | tap_max | tap_step_percent | tap_step_degree | tap_pos | tap_phase_shifter | parallel | df | in_service
0 | LV_115-6_1_3_trafo_143 | 0.63 MVA 20/0.4 kV | 131 | 22 | 0.63 | 20 | 0.4 | 6 | 1.206 | 1.65 | 0.2619 | 150 | hv | 0 | -2 | 2 | 2.5 | 0 | 0 | FALSE | 1 | 1 | TRUE

## line_geodata
| x0 | y0 | x1 | y1 | x2 | y2 | x3 | y3 | x4 | y4
0 | 2701537.8488 | 1241047.1046 | 2701540.9725 | 1241036.4652
1 | 2701537.8488 | 1241047.1046 | 2701532.4538 | 1241063.9836
2 | 2701537.8488 | 1241047.1046 | 2701554.1435 | 1241052.5081
3 | 2701528.3083 | 1241076.9532 | 2701532.4538 | 1241063.9836
4 | 2701528.3083 | 1241076.9532 | 2701524.6803 | 1241087.7307
5 | 2701528.3083 | 1241076.9532 | 2701543.7133 | 1241082.4626
6 | 2701524.6803 | 1241087.7307 | 2701516.0836 | 1241113.269
7 | 2701554.9287 | 1241092.1495 | 2701551.7219 | 1241085.3268 | 2701543.7133 | 1241082.4626
8 | 2701514.3816 | 1241118.325 | 2701516.0836 | 1241113.269
9 | 2701556.9171 | 1241096.3797 | 2701554.9287 | 1241092.1495
10 | 2701496.8589 | 1241297.0104 | 2701486.6549 | 1241312.5105 | 2701486.6549 | 1241312.5105
11 | 2701499.6291 | 1241292.8024 | 2701496.8589 | 1241297.0104
12 | 2701480.5938 | 1241314.5084 | 2701480.5938 | 1241314.5084 | 2701486.6549 | 1241312.5105
13 | 2701504.8661 | 1241284.8472 | 2701499.6291 | 1241292.8024
14 | 2701469.5785 | 1241311.5292 | 2701480.5938 | 1241314.5084
15 | 2701504.8661 | 1241284.8472 | 2701508.1611 | 1241279.8421 | 2701513.3002 | 1241273.6708
16 | 2701469.5785 | 1241311.5292 | 2701461.9715 | 1241309.4718
17 | 2701514.1877 | 1241272.6051 | 2701513.3002 | 1241273.6708
18 | 2701447.9403 | 1241305.6768 | 2701461.9715 | 1241309.4718
19 | 2701530.8759 | 1241252.5652 | 2701514.1877 | 1241272.6051
20 | 2701447.9403 | 1241305.6768 | 2701434.1912 | 1241345.2951
21 | 2701530.8759 | 1241252.5652 | 2701546.9483 | 1241267.2153
22 | 2701530.8759 | 1241252.5652 | 2701520.0465 | 1241243.2593
23 | 2701530.8759 | 1241252.5652 | 2701556.4707 | 1241227.8688
24 | 2701556.4707 | 1241227.8688 | 2701561.3524 | 1241223.1584
25 | 2701573.1369 | 1241211.7877 | 2701561.3524 | 1241223.1584
26 | 2701573.1369 | 1241211.7877 | 2701587.7179 | 1241197.7184
27 | 2701571.5682 | 1241289.6564 | 2701546.9483 | 1241267.2153
28 | 2701518.9818 | 1241242.3443 | 2701520.0465 | 1241243.2593
29 | 2701589.3605 | 1241196.1336 | 2701587.7179 | 1241197.7184
30 | 2701571.5682 | 1241289.6564 | 2701582.4763 | 1241284.15
31 | 2701571.5682 | 1241289.6564 | 2701563.1628 | 1241296.9968
32 | 2701482.2623 | 1241210.7907 | 2701518.9818 | 1241242.3443
33 | 2701589.3605 | 1241196.1336 | 2701611.2621 | 1241173.5858
34 | 2701589.3605 | 1241196.1336 | 2701575.7843 | 1241182.7551
35 | 2701582.4763 | 1241284.15 | 2701583.3964 | 1241290.9614
36 | 2701582.4763 | 1241284.15 | 2701583.6169 | 1241283.3871
37 | 2701563.1628 | 1241296.9968 | 2701558.6555 | 1241300.933 | 2701557.4627 | 1241302.3427
38 | 2701482.2623 | 1241210.7907 | 2701470.8791 | 1241242.2606
39 | 2701482.2623 | 1241210.7907 | 2701489.6023 | 1241189.7564
40 | 2701611.2621 | 1241173.5858 | 2701614.2636 | 1241170.4957 | 2701622.2678 | 1241162.3899
41 | 2701575.0872 | 1241182.0682 | 2701575.7843 | 1241182.7551
42 | 2701583.3964 | 1241290.9614 | 2701583.7515 | 1241293.5901 | 2701583.5952 | 1241313.3137 | 2701584.9444 | 1241320.1976 | 2701590.0084 | 1241328.0203
43 | 2701608.8784 | 1241263.6289 | 2701597.1793 | 1241274.3163 | 2701583.6169 | 1241283.3871
44 | 2701537.8713 | 1241324.7195 | 2701547.5258 | 1241314.086 | 2701557.4627 | 1241302.3427
45 | 2701496.9749 | 1241168.6287 | 2701489.6023 | 1241189.7564
46 | 2701474.2168 | 1241421.9039 | 2701473.3101 | 1241423.6447
47 | 2701474.5495 | 1241421.2651 | 2701474.2168 | 1241421.9039
48 | 2701474.5495 | 1241421.2651 | 2701482.8569 | 1241405.3151
49 | 2701438.6348 | 1241441.6513 | 2701437.7263 | 1241441.7289
50 | 2701404.3621 | 1241433.3747 | 2701434.2201 | 1241442.0248 | 2701437.7263 | 1241441.7289
51 | 2701482.8569 | 1241405.3151 | 2701485.3503 | 1241400.5277
52 | 2701404.3621 | 1241433.3747 | 2701409.6316 | 1241416.6035
53 | 2701492.4997 | 1241386.8008 | 2701492.4997 | 1241386.8008 | 2701485.3503 | 1241400.5277
54 | 2701411.4236 | 1241410.9003 | 2701409.6316 | 1241416.6035
55 | 2701492.4997 | 1241386.8008 | 2701506.977 | 1241368.3526
56 | 2701411.4236 | 1241410.9003 | 2701412.257 | 1241408.4987
57 | 2701505.3643 | 1241144.5868 | 2701496.9749 | 1241168.6287
58 | 2701510.3735 | 1241130.2318 | 2701505.3643 | 1241144.5868
59 | 2701510.3735 | 1241130.2318 | 2701514.3816 | 1241118.325
60 | 2701510.3735 | 1241130.2318 | 2701500.612 | 1241142.4181
61 | 2701434.1912 | 1241345.2951 | 2701434.0831 | 1241345.6065
62 | 2701749.2729 | 1241236.9024 | 2701734.2906 | 1241254.9604
63 | 2701749.2729 | 1241236.9024 | 2701769.1447 | 1241212.951
64 | 2701720.0847 | 1241272.0826 | 2701734.2906 | 1241254.9604
65 | 2701781.2201 | 1241197.454 | 2701777.1063 | 1241203.3551 | 2701769.1447 | 1241212.951
66 | 2701705.941 | 1241286.0623 | 2701719.0995 | 1241273.27 | 2701720.0847 | 1241272.0826
67 | 2701785.4176 | 1241191.4328 | 2701781.2201 | 1241197.454
68 | 2701705.941 | 1241286.0623 | 2701682.7351 | 1241308.6224
69 | 2701785.4176 | 1241191.4328 | 2701797.4688 | 1241174.5614
70 | 2701666.3181 | 1241324.5826 | 2701682.7351 | 1241308.6224
71 | 2701797.4688 | 1241174.5614 | 2701802.6574 | 1241167.2974
72 | 2701666.3181 | 1241324.5826 | 2701644.1743 | 1241346.1101
73 | 2701806.3933 | 1241162.0672 | 2701802.6574 | 1241167.2974
74 | 2701508.6824 | 1241366.1795 | 2701506.977 | 1241368.3526
75 | 2701508.6824 | 1241366.1795 | 2701513.3028 | 1241360.2917 | 2701516.9458 | 1241355.8805
76 | 2701524.0433 | 1241344.4557 | 2701519.3879 | 1241352.9235 | 2701516.9458 | 1241355.8805
77 | 2701524.0433 | 1241344.4557 | 2701525.3353 | 1241342.1058 | 2701532.0569 | 1241331.1234 | 2701537.8713 | 1241324.7195
78 | 2701434.0831 | 1241345.6065 | 2701434.0647 | 1241345.6596
79 | 2701434.0647 | 1241345.6596 | 2701427.1134 | 1241365.6898
80 | 2701427.1134 | 1241365.6898 | 2701424.5704 | 1241373.0174
81 | 2701732.3336 | 1241150.1039 | 2701729.8198 | 1241152.0785
82 | 2701712.6263 | 1241163.7713 | 2701719.8946 | 1241159.8744 | 2701729.8198 | 1241152.0785
83 | 2701712.6263 | 1241163.7713 | 2701703.4955 | 1241168.6666
84 | 2701703.4955 | 1241168.6666 | 2701702.2224 | 1241169.3492
85 | 2701651.9909 | 1241030.6677 | 2701661.5202 | 1241039.9046 | 2701677.5511 | 1241055.4355 | 2701673.9693 | 1241058.799 | 2701702.9215 | 1241087.7282
86 | 2701702.9215 | 1241087.7282 | 2701690.2955 | 1241096.5815
87 | 2701651.9909 | 1241030.6677 | 2701637.9096 | 1241044.3482
88 | 2701674.4207 | 1241111.2034 | 2701688.3552 | 1241097.9421 | 2701690.2955 | 1241096.5815
89 | 2701702.2224 | 1241169.3492 | 2701696.9088 | 1241172.1981
90 | 2701674.4207 | 1241111.2034 | 2701670.7906 | 1241114.6581
91 | 2701675.4989 | 1241190.2772 | 2701678.6529 | 1241186.5995 | 2701692.723 | 1241174.4423 | 2701696.9088 | 1241172.1981
92 | 2701675.4989 | 1241190.2772 | 2701665.9507 | 1241201.4112
93 | 2701661.9309 | 1241206.0986 | 2701665.9507 | 1241201.4112
94 | 2701652.9715 | 1241216.5459 | 2701661.9309 | 1241206.0986
95 | 2701647.612 | 1241222.7955 | 2701652.9715 | 1241216.5459
96 | 2701625.7878 | 1241158.8252 | 2701622.2678 | 1241162.3899
97 | 2701564.3951 | 1241171.532 | 2701575.0872 | 1241182.0682
98 | 2701629.3079 | 1241155.2604 | 2701625.7878 | 1241158.8252
99 | 2701632.8298 | 1241151.6938 | 2701629.3079 | 1241155.2604
100 | 2701647.612 | 1241222.7955 | 2701636.1838 | 1241236.1216
101 | 2701627.0921 | 1241246.7233 | 2701636.1838 | 1241236.1216
102 | 2701627.0921 | 1241246.7233 | 2701627.0403 | 1241246.7837
103 | 2701627.0403 | 1241246.7837 | 2701626.0344 | 1241247.9566 | 2701613.2394 | 1241259.6451
104 | 2701608.8784 | 1241263.6289 | 2701613.2394 | 1241259.6451
105 | 2701594.6764 | 1241335.2313 | 2701590.0084 | 1241328.0203
106 | 2701594.6764 | 1241335.2313 | 2701609.5504 | 1241347.2833
107 | 2701594.6764 | 1241335.2313 | 2701582.2655 | 1241347.8014
108 | 2701633.4151 | 1241151.101 | 2701644.7331 | 1241139.6394
109 | 2701647.7252 | 1241136.6092 | 2701644.7331 | 1241139.6394
110 | 2701632.8298 | 1241151.6938 | 2701633.4151 | 1241151.101
111 | 2701647.7252 | 1241136.6092 | 2701659.8966 | 1241125.0258
112 | 2701647.7252 | 1241136.6092 | 2701636.2973 | 1241125.1195
113 | 2701659.8966 | 1241125.0258 | 2701662.7895 | 1241122.2727
114 | 2701636.2325 | 1241125.0543 | 2701636.2973 | 1241125.1195
115 | 2701663.5286 | 1241121.5693 | 2701662.7895 | 1241122.2727
116 | 2701636.1936 | 1241125.0153 | 2701636.2325 | 1241125.0543
117 | 2701667.1606 | 1241118.1128 | 2701663.5286 | 1241121.5693
118 | 2701610.9551 | 1241099.6403 | 2701636.1936 | 1241125.0153
119 | 2701667.1606 | 1241118.1128 | 2701669.8147 | 1241115.5869
120 | 2701541.5729 | 1241391.9141 | 2701543.4591 | 1241389.7568
121 | 2701532.649 | 1241402.1213 | 2701541.5729 | 1241391.9141
122 | 2701543.4591 | 1241389.7568 | 2701561.5711 | 1241369.0402
123 | 2701564.4148 | 1241365.881 | 2701563.7018 | 1241366.6031 | 2701561.5711 | 1241369.0402
124 | 2701564.4148 | 1241365.881 | 2701582.2655 | 1241347.8014
125 | 2701609.5504 | 1241347.2833 | 2701624.6225 | 1241359.4958 | 2701629.7769 | 1241360.1068 | 2701644.1743 | 1241346.1101
126 | 2701417.0858 | 1241394.5846 | 2701412.257 | 1241408.4987
127 | 2701419.6556 | 1241387.1795 | 2701417.0858 | 1241394.5846
128 | 2701424.5704 | 1241373.0174 | 2701419.6556 | 1241387.1795
129 | 2701670.7906 | 1241114.6581 | 2701669.8147 | 1241115.5869

## bus_geodata
| x | y | coords
0 | 2701540.9725 | 1241036.4652
1 | 2701537.8488 | 1241047.1046
2 | 2701532.4538 | 1241063.9836
3 | 2701554.1435 | 1241052.5081
4 | 2701528.3083 | 1241076.9532
5 | 2701524.6803 | 1241087.7307
6 | 2701543.7133 | 1241082.4626
7 | 2701516.0836 | 1241113.269
8 | 2701554.9287 | 1241092.1495
9 | 2701496.8589 | 1241297.0104
10 | 2701486.6549 | 1241312.5105
11 | 2701499.6291 | 1241292.8024
12 | 2701480.5938 | 1241314.5084
13 | 2701504.8661 | 1241284.8472
14 | 2701469.5785 | 1241311.5292
15 | 2701513.3002 | 1241273.6708
16 | 2701461.9715 | 1241309.4718
17 | 2701514.1877 | 1241272.6051
18 | 2701447.9403 | 1241305.6768
19 | 2701530.8759 | 1241252.5652
20 | 2701556.4707 | 1241227.8688
21 | 2701561.3524 | 1241223.1584
22 | 2701573.1369 | 1241211.7877
23 | 2701546.9483 | 1241267.2153
24 | 2701520.0465 | 1241243.2593
25 | 2701587.7179 | 1241197.7184
26 | 2701571.5682 | 1241289.6564
27 | 2701518.9818 | 1241242.3443
28 | 2701589.3605 | 1241196.1336
29 | 2701582.4763 | 1241284.15
30 | 2701563.1628 | 1241296.9968
31 | 2701482.2623 | 1241210.7907
32 | 2701611.2621 | 1241173.5858
33 | 2701575.7843 | 1241182.7551
34 | 2701583.3964 | 1241290.9614
35 | 2701583.6169 | 1241283.3871
36 | 2701557.4627 | 1241302.3427
37 | 2701470.8791 | 1241242.2606
38 | 2701489.6023 | 1241189.7564
39 | 2701473.3101 | 1241423.6447
40 | 2701474.2168 | 1241421.9039
41 | 2701474.5495 | 1241421.2651
42 | 2701438.6348 | 1241441.6513
43 | 2701437.7263 | 1241441.7289
44 | 2701482.8569 | 1241405.3151
45 | 2701404.3621 | 1241433.3747
46 | 2701485.3503 | 1241400.5277
47 | 2701409.6316 | 1241416.6035
48 | 2701492.4997 | 1241386.8008
49 | 2701411.4236 | 1241410.9003
50 | 2701496.9749 | 1241168.6287
51 | 2701505.3643 | 1241144.5868
52 | 2701510.3735 | 1241130.2318
53 | 2701514.3816 | 1241118.325
54 | 2701500.612 | 1241142.4181
55 | 2701434.1912 | 1241345.2951
56 | 2701749.2729 | 1241236.9024
57 | 2701734.2906 | 1241254.9604
58 | 2701769.1447 | 1241212.951
59 | 2701720.0847 | 1241272.0826
60 | 2701781.2201 | 1241197.454
61 | 2701705.941 | 1241286.0623
62 | 2701785.4176 | 1241191.4328
63 | 2701682.7351 | 1241308.6224
64 | 2701797.4688 | 1241174.5614
65 | 2701666.3181 | 1241324.5826
66 | 2701802.6574 | 1241167.2974
67 | 2701506.977 | 1241368.3526
68 | 2701508.6824 | 1241366.1795
69 | 2701516.9458 | 1241355.8805
70 | 2701524.0433 | 1241344.4557
71 | 2701537.8713 | 1241324.7195
72 | 2701434.0831 | 1241345.6065
73 | 2701434.0647 | 1241345.6596
74 | 2701427.1134 | 1241365.6898
75 | 2701732.3336 | 1241150.1039
76 | 2701729.8198 | 1241152.0785
77 | 2701712.6263 | 1241163.7713
78 | 2701703.4955 | 1241168.6666
79 | 2701702.9215 | 1241087.7282
80 | 2701651.9909 | 1241030.6677
81 | 2701690.2955 | 1241096.5815
82 | 2701702.2224 | 1241169.3492
83 | 2701637.9096 | 1241044.3482
84 | 2701674.4207 | 1241111.2034
85 | 2701696.9088 | 1241172.1981
86 | 2701675.4989 | 1241190.2772
87 | 2701665.9507 | 1241201.4112
88 | 2701661.9309 | 1241206.0986
89 | 2701652.9715 | 1241216.5459
90 | 2701622.2678 | 1241162.3899
91 | 2701575.0872 | 1241182.0682
92 | 2701625.7878 | 1241158.8252
93 | 2701564.3951 | 1241171.532
94 | 2701629.3079 | 1241155.2604
95 | 2701636.1838 | 1241236.1216
96 | 2701647.612 | 1241222.7955
97 | 2701627.0921 | 1241246.7233
98 | 2701627.0403 | 1241246.7837
99 | 2701613.2394 | 1241259.6451
100 | 2701608.8784 | 1241263.6289
101 | 2701590.0084 | 1241328.0204
102 | 2701594.6764 | 1241335.2313
103 | 2701644.7331 | 1241139.6394
104 | 2701633.4151 | 1241151.101
105 | 2701647.7252 | 1241136.6092
106 | 2701632.8298 | 1241151.6938
107 | 2701659.8966 | 1241125.0258
108 | 2701636.2973 | 1241125.1195
109 | 2701662.7895 | 1241122.2727
110 | 2701636.2325 | 1241125.0543
111 | 2701663.5286 | 1241121.5693
112 | 2701636.1936 | 1241125.0153
113 | 2701667.1606 | 1241118.1128
114 | 2701610.9551 | 1241099.6403
115 | 2701806.3933 | 1241162.0672
116 | 2701541.5729 | 1241391.9141
117 | 2701543.4591 | 1241389.7568
118 | 2701532.649 | 1241402.1213
119 | 2701561.5711 | 1241369.0402
120 | 2701564.4148 | 1241365.881
121 | 2701582.2655 | 1241347.8014
122 | 2701609.5504 | 1241347.2833
123 | 2701644.1743 | 1241346.1101
124 | 2701412.257 | 1241408.4987
125 | 2701417.0858 | 1241394.5846
126 | 2701419.6556 | 1241387.1795
127 | 2701556.9171 | 1241096.3797
128 | 2701424.5704 | 1241373.0174
129 | 2701670.7906 | 1241114.6581
130 | 2701669.8147 | 1241115.5869
131 | 2701589.3605 | 1241196.1336

## line_std_types
| c_nf_per_km | r_ohm_per_km | x_ohm_per_km | max_i_ka | type | q_mm2 | alpha | voltage_rating
NAYY 4x50 SE | 210 | 0.642 | 0.083 | 0.142 | cs | 50 | 0.00403 | LV
NAYY 4x120 SE | 264 | 0.225 | 0.08 | 0.242 | cs | 120 | 0.00403 | LV
NAYY 4x150 SE | 261 | 0.208 | 0.08 | 0.27 | cs | 150 | 0.00403 | LV
NA2XS2Y 1x95 RM/25 12/20 kV | 216 | 0.313 | 0.132 | 0.252 | cs | 95 | 0.00403 | MV
NA2XS2Y 1x185 RM/25 12/20 kV | 273 | 0.161 | 0.117 | 0.362 | cs | 185 | 0.00403 | MV
NA2XS2Y 1x240 RM/25 12/20 kV | 304 | 0.122 | 0.112 | 0.421 | cs | 240 | 0.00403 | MV
NA2XS2Y 1x95 RM/25 6/10 kV | 315 | 0.313 | 0.123 | 0.249 | cs | 95 | 0.00403 | MV
NA2XS2Y 1x185 RM/25 6/10 kV | 406 | 0.161 | 0.11 | 0.358 | cs | 185 | 0.00403 | MV
NA2XS2Y 1x240 RM/25 6/10 kV | 456 | 0.122 | 0.105 | 0.416 | cs | 240 | 0.00403 | MV
NA2XS2Y 1x150 RM/25 12/20 kV | 250 | 0.206 | 0.116 | 0.319 | cs | 150 | 0.00403 | MV
NA2XS2Y 1x120 RM/25 12/20 kV | 230 | 0.253 | 0.119 | 0.283 | cs | 120 | 0.00403 | MV
NA2XS2Y 1x70 RM/25 12/20 kV | 190 | 0.443 | 0.132 | 0.22 | cs | 70 | 0.00403 | MV
NA2XS2Y 1x150 RM/25 6/10 kV | 360 | 0.206 | 0.11 | 0.315 | cs | 150 | 0.00403 | MV
NA2XS2Y 1x120 RM/25 6/10 kV | 340 | 0.253 | 0.113 | 0.28 | cs | 120 | 0.00403 | MV
NA2XS2Y 1x70 RM/25 6/10 kV | 280 | 0.443 | 0.123 | 0.217 | cs | 70 | 0.00403 | MV
N2XS(FL)2Y 1x120 RM/35 64/110 kV | 112 | 0.153 | 0.166 | 0.366 | cs | 120 | 0.00393 | HV
N2XS(FL)2Y 1x185 RM/35 64/110 kV | 125 | 0.099 | 0.156 | 0.457 | cs | 185 | 0.00393 | HV
N2XS(FL)2Y 1x240 RM/35 64/110 kV | 135 | 0.075 | 0.149 | 0.526 | cs | 240 | 0.00393 | HV
N2XS(FL)2Y 1x300 RM/35 64/110 kV | 144 | 0.06 | 0.144 | 0.588 | cs | 300 | 0.00393 | HV
15-AL1/3-ST1A 0.4 | 11 | 1.8769 | 0.35 | 0.105 | ol | 16 | 0.00403 | LV
24-AL1/4-ST1A 0.4 | 11.25 | 1.2012 | 0.335 | 0.14 | ol | 24 | 0.00403 | LV
48-AL1/8-ST1A 0.4 | 12.2 | 0.5939 | 0.3 | 0.21 | ol | 48 | 0.00403 | LV
94-AL1/15-ST1A 0.4 | 13.2 | 0.306 | 0.29 | 0.35 | ol | 94 | 0.00403 | LV
34-AL1/6-ST1A 10.0 | 9.7 | 0.8342 | 0.36 | 0.17 | ol | 34 | 0.00403 | MV
48-AL1/8-ST1A 10.0 | 10.1 | 0.5939 | 0.35 | 0.21 | ol | 48 | 0.00403 | MV
70-AL1/11-ST1A 10.0 | 10.4 | 0.4132 | 0.339 | 0.29 | ol | 70 | 0.00403 | MV
94-AL1/15-ST1A 10.0 | 10.75 | 0.306 | 0.33 | 0.35 | ol | 94 | 0.00403 | MV
122-AL1/20-ST1A 10.0 | 11.1 | 0.2376 | 0.323 | 0.41 | ol | 122 | 0.00403 | MV
149-AL1/24-ST1A 10.0 | 11.25 | 0.194 | 0.315 | 0.47 | ol | 149 | 0.00403 | MV
34-AL1/6-ST1A 20.0 | 9.15 | 0.8342 | 0.382 | 0.17 | ol | 34 | 0.00403 | MV
48-AL1/8-ST1A 20.0 | 9.5 | 0.5939 | 0.372 | 0.21 | ol | 48 | 0.00403 | MV
70-AL1/11-ST1A 20.0 | 9.7 | 0.4132 | 0.36 | 0.29 | ol | 70 | 0.00403 | MV
94-AL1/15-ST1A 20.0 | 10 | 0.306 | 0.35 | 0.35 | ol | 94 | 0.00403 | MV
122-AL1/20-ST1A 20.0 | 10.3 | 0.2376 | 0.344 | 0.41 | ol | 122 | 0.00403 | MV
149-AL1/24-ST1A 20.0 | 10.5 | 0.194 | 0.337 | 0.47 | ol | 149 | 0.00403 | MV
184-AL1/30-ST1A 20.0 | 10.75 | 0.1571 | 0.33 | 0.535 | ol | 184 | 0.00403 | MV
243-AL1/39-ST1A 20.0 | 11 | 0.1188 | 0.32 | 0.645 | ol | 243 | 0.00403 | MV
48-AL1/8-ST1A 110.0 | 8 | 0.5939 | 0.46 | 0.21 | ol | 48 | 0.00403 | HV
70-AL1/11-ST1A 110.0 | 8.4 | 0.4132 | 0.45 | 0.29 | ol | 70 | 0.00403 | HV
94-AL1/15-ST1A 110.0 | 8.65 | 0.306 | 0.44 | 0.35 | ol | 94 | 0.00403 | HV
122-AL1/20-ST1A 110.0 | 8.5 | 0.2376 | 0.43 | 0.41 | ol | 122 | 0.00403 | HV
149-AL1/24-ST1A 110.0 | 8.75 | 0.194 | 0.41 | 0.47 | ol | 149 | 0.00403 | HV
184-AL1/30-ST1A 110.0 | 8.8 | 0.1571 | 0.4 | 0.535 | ol | 184 | 0.00403 | HV
243-AL1/39-ST1A 110.0 | 9 | 0.1188 | 0.39 | 0.645 | ol | 243 | 0.00403 | HV
305-AL1/39-ST1A 110.0 | 9.2 | 0.0949 | 0.38 | 0.74 | ol | 305 | 0.00403 | HV
490-AL1/64-ST1A 110.0 | 9.75 | 0.059 | 0.37 | 0.96 | ol | 490 | 0.00403 | HV
679-AL1/86-ST1A 110.0 | 9.95 | 0.042 | 0.36 | 1.15 | ol | 679 | 0.00403 | HV
490-AL1/64-ST1A 220.0 | 10 | 0.059 | 0.285 | 0.96 | ol | 490 | 0.00403 | HV
679-AL1/86-ST1A 220.0 | 11.7 | 0.042 | 0.275 | 1.15 | ol | 679 | 0.00403 | HV
490-AL1/64-ST1A 380.0 | 11 | 0.059 | 0.253 | 0.96 | ol | 490 | 0.00403 | HV
679-AL1/86-ST1A 380.0 | 14.6 | 0.042 | 0.25 | 1.15 | ol | 679 | 0.00403 | HV

## trafo_std_types
| i0_percent | pfe_kw | vkr_percent | sn_mva | vn_lv_kv | vn_hv_kv | vk_percent | shift_degree | vector_group | tap_side | tap_neutral | tap_min | tap_max | tap_step_degree | tap_step_percent | tap_phase_shifter
160 MVA 380/110 kV | 0.06 | 60 | 0.25 | 160 | 110 | 380 | 12.2 | 0 | Yy0 | hv | 0 | -9 | 9 | 0 | 1.5 | FALSE
100 MVA 220/110 kV | 0.06 | 55 | 0.26 | 100 | 110 | 220 | 12 | 0 | Yy0 | hv | 0 | -9 | 9 | 0 | 1.5 | FALSE
63 MVA 110/20 kV | 0.04 | 22 | 0.32 | 63 | 20 | 110 | 18 | 150 | YNd5 | hv | 0 | -9 | 9 | 0 | 1.5 | FALSE
40 MVA 110/20 kV | 0.05 | 18 | 0.34 | 40 | 20 | 110 | 16.2 | 150 | YNd5 | hv | 0 | -9 | 9 | 0 | 1.5 | FALSE
25 MVA 110/20 kV | 0.07 | 14 | 0.41 | 25 | 20 | 110 | 12 | 150 | YNd5 | hv | 0 | -9 | 9 | 0 | 1.5 | FALSE
63 MVA 110/10 kV | 0.04 | 22 | 0.32 | 63 | 10 | 110 | 18 | 150 | YNd5 | hv | 0 | -9 | 9 | 0 | 1.5 | FALSE
40 MVA 110/10 kV | 0.05 | 18 | 0.34 | 40 | 10 | 110 | 16.2 | 150 | YNd5 | hv | 0 | -9 | 9 | 0 | 1.5 | FALSE
25 MVA 110/10 kV | 0.07 | 14 | 0.41 | 25 | 10 | 110 | 12 | 150 | YNd5 | hv | 0 | -9 | 9 | 0 | 1.5 | FALSE
0.25 MVA 20/0.4 kV | 0.32 | 0.8 | 1.44 | 0.25 | 0.4 | 20 | 6 | 150 | Yzn5 | hv | 0 | -2 | 2 | 0 | 2.5 | FALSE
0.4 MVA 20/0.4 kV | 0.3375 | 1.35 | 1.425 | 0.4 | 0.4 | 20 | 6 | 150 | Dyn5 | hv | 0 | -2 | 2 | 0 | 2.5 | FALSE
0.63 MVA 20/0.4 kV | 0.2619 | 1.65 | 1.206 | 0.63 | 0.4 | 20 | 6 | 150 | Dyn5 | hv | 0 | -2 | 2 | 0 | 2.5 | FALSE
0.25 MVA 10/0.4 kV | 0.24 | 0.6 | 1.2 | 0.25 | 0.4 | 10 | 4 | 150 | Dyn5 | hv | 0 | -2 | 2 | 0 | 2.5 | FALSE
0.4 MVA 10/0.4 kV | 0.2375 | 0.95 | 1.325 | 0.4 | 0.4 | 10 | 4 | 150 | Dyn5 | hv | 0 | -2 | 2 | 0 | 2.5 | FALSE
0.63 MVA 10/0.4 kV | 0.1873 | 1.18 | 1.0794 | 0.63 | 0.4 | 10 | 4 | 150 | Dyn5 | hv | 0 | -2 | 2 | 0 | 2.5 | FALSE

## trafo3w_std_types
| sn_hv_mva | sn_mv_mva | sn_lv_mva | vn_hv_kv | vn_mv_kv | vn_lv_kv | vk_hv_percent | vk_mv_percent | vk_lv_percent | vkr_hv_percent | vkr_mv_percent | vkr_lv_percent | pfe_kw | i0_percent | shift_mv_degree | shift_lv_degree | vector_group | tap_side | tap_neutral | tap_min | tap_max | tap_step_percent
63/25/38 MVA 110/20/10 kV | 63 | 25 | 38 | 110 | 20 | 10 | 10.4 | 10.4 | 10.4 | 0.28 | 0.32 | 0.35 | 35 | 0.89 | 0 | 0 | YN0yn0yn0 | hv | 0 | -10 | 10 | 1.2
63/25/38 MVA 110/10/10 kV | 63 | 25 | 38 | 110 | 10 | 10 | 10.4 | 10.4 | 10.4 | 0.28 | 0.32 | 0.35 | 35 | 0.89 | 0 | 0 | YN0yn0yn0 | hv | 0 | -10 | 10 | 1.2

## fuse_std_types
| fuse_type | i_rated_a | t_avg | t_min | t_total | x_avg | x_min | x_total
HV 100A | HV 100A | 100 | 0 | [10.0, 3.64, 0.854, 0.281, 0.1, 0.0531, 0.022, 0.01] | [10.0, 4.267, 1.21, 0.403, 0.1, 0.058, 0.022, 0.01] | 0 | [300.0, 350.0, 450.0, 550.0, 700.0, 850.0, 1200.0, 1752.0] | [600.0, 700.0, 900.0, 1150.0, 1665.0, 2000.0, 3000.0, 4313.0]
HV 10A | HV 10A | 10 | 0 | [10.0, 1675.0, 0.344, 0.156, 0.1, 0.0417, 0.0171, 0.01] | [10.0, 1.3, 0.3, 0.155, 0.1, 0.0555, 0.023, 0.01] | 0 | [30.0, 32.0, 35.0, 37.0, 39.0, 50.0, 70.0, 88.0] | [60.0, 70.0, 80.0, 87.0, 94.0, 110.0, 150.0, 216.0]
HV 125A | HV 125A | 125 | 0 | [10.0, 1.82, 0.344, 0.1, 0.0467, 0.0269, 0.01] | [10.0, 2.478, 0.426, 0.1, 0.0427, 0.0211, 0.01] | 0 | [375.0, 500.0, 700.0, 925.0, 1200.0, 1500.0, 2341.0] | [750.0, 1000.0, 1500.0, 2200.0, 3000.0, 4000.0, 5765.0]
HV 160A | HV 160A | 160 | 0 | [10.0, 4.15, 1.03, 0.198, 0.1, 0.051, 0.0172, 0.01] | [10.0, 2.3, 0.734, 0.274, 0.1, 0.046, 0.0177, 0.01] | 0 | [480.0, 550.0, 700.0, 1000.0, 1260.0, 1600.0, 2500.0, 3227.0] | [960.0, 1300.0, 1700.0, 2200.0, 2996.0, 4000.0, 6000.0, 7946.0]
HV 16A | HV 16A | 16 | 0 | [10.0, 0.352, 0.164, 0.1, 0.0649, 0.0342, 0.01] | [10.0, 2.34, 0.722, 0.181, 0.1, 0.055, 0.0296, 0.01] | 0 | [48.0, 60.0, 65.0, 71.0, 80.0, 100.0, 162.0] | [96.0, 110.0, 125.0, 150.0, 168.0, 200.0, 250.0, 398.0]
HV 200A | HV 200A | 200 | 0 | [10.0, 4.267, 1.21, 0.403, 0.1, 0.058, 0.022, 0.01] | [10.0, 3.73, 1.654, 0.328, 0.1, 0.0531, 0.019, 0.01] | 0 | [600.0, 700.0, 900.0, 1150.0, 1665.0, 2000.0, 3000.0, 4313.0] | [1200.0, 1500.0, 1800.0, 2700.0, 3960.0, 5000.0, 7500.0, 10620.0]
HV 20A | HV 20A | 20 | 0 | [10.0, 1.3, 0.3, 0.155, 0.1, 0.0555, 0.023, 0.01] | [10.0, 1.3, 0.161, 0.1, 0.0611, 0.0399, 0.0141, 0.01] | 0 | [60.0, 70.0, 80.0, 87.0, 94.0, 110.0, 150.0, 216.0] | [120.0, 150.0, 200.0, 223.0, 260.0, 300.0, 450.0, 532.0]
HV 25A | HV 25A | 25 | 0 | [10.0, 2.512, 0.833, 0.299, 0.1, 0.0372, 0.0223, 0.01] | [10.0, 3.125, 0.597, 0.198, 0.1, 0.0378, 0.022, 0.01] | 0 | [75.0, 82.0, 90.0, 100.0, 124.0, 170.0, 200.0, 289.0] | [150.0, 170.0, 210.0, 250.0, 294.0, 400.0, 500.0, 711.0]
HV 31.5A | HV 31.5A | 31.5 | 0 | [10.0, 2.34, 0.722, 0.181, 0.1, 0.055, 0.0296, 0.01] | [10.0, 2.84, 0.368, 0.164, 0.1, 0.0621, 0.0378, 0.0195, 0.01] | 0 | [95.0, 110.0, 125.0, 150.0, 165.0, 200.0, 250.0, 390.0] | [189.0, 220.0, 300.0, 350.0, 393.0, 450.0, 530.0, 700.0, 960.0]
HV 40A | HV 40A | 40 | 0 | [10.0, 1.3, 0.161, 0.1, 0.0611, 0.0399, 0.0141, 0.01] | [10.0, 2.05, 0.369, 0.198, 0.1, 0.051, 0.0298, 0.01] | 0 | [120.0, 150.0, 200.0, 223.0, 260.0, 300.0, 450.0, 532.0] | [240.0, 300.0, 400.0, 450.0, 530.0, 650.0, 800.0, 1311.0]
HV 50A | HV 50A | 50 | 0 | [10.0, 3.215, 0.597, 0.198, 0.1, 0.0378, 0.022, 0.01] | [10.0, 3.64, 0.854, 0.281, 0.1, 0.0531, 0.022, 0.01] | 0 | [150.0, 170.0, 210.0, 250.0, 294.0, 400.0, 500.0, 711.0] | [300.0, 350.0, 450.0, 550.0, 700.0, 850.0, 1200.0, 1752.0]
HV 6.3A | HV 6.3A | 6.3 | 0 | [10.0, 1.39, 0.344, 0.168, 0.1, 0.056, 0.0263, 0.01] | [10.0, 1.711, 0.516, 0.198, 0.1, 0.0634, 0.0303, 0.01] | 0 | [19.0, 19.5, 20.4, 20.8, 22.0, 25.0, 32.0, 48.0] | [38.0, 40.0, 43.0, 48.0, 53.0, 60.0, 75.0, 118.0]
HV 63A | HV 63A | 63 | 0 | [10.0, 2.84, 0.368, 0.164, 0.1, 0.0621, 0.0378, 0.0195, 0.01] | [10.0, 1.82, 0.344, 0.1, 0.0467, 0.0269, 0.01] | 0 | [189.0, 220.0, 300.0, 350.0, 393.0, 450.0, 530.0, 700.0, 961.0] | [378.0, 500.0, 700.0, 934.0, 1200.0, 1500.0, 2366.0]
HV 80A | HV 80A | 80 | 0 | [10.0, 2.05, 0.369, 0.198, 0.1, 0.051, 0.0298, 0.01] | [10.0, 4.15, 1.03, 0.198, 0.1, 0.051, 0.0172, 0.01] | 0 | [240.0, 300.0, 400.0, 450.0, 530.0, 650.0, 800.0, 1311.0] | [480.0, 550.0, 700.0, 1000.0, 1260.0, 1600.0, 2500.0, 3227.0]
Siemens NH-1-100 | Siemens NH-1-100 | 100 | [5400.0, 2000.0, 400.0, 20.0, 1.0, 0.2, 0.012, 0.004] | 0 | 0 | [150.0, 190.0, 250.0, 430.0, 900.0, 1250.0, 2700.0, 3600.0] | 0 | 0
Siemens NH-1-125 | Siemens NH-1-125 | 125 | [4800.0, 120.0, 7.0, 0.1, 0.004] | 0 | 0 | [180.0, 400.0, 740.0, 2000.0, 4250.0] | 0 | 0
Siemens NH-1-16 | Siemens NH-1-16 | 16 | [4000.0, 400.0, 2.0, 0.1, 0.04, 0.01] | 0 | 0 | [26.0, 35.0, 75.0, 150.0, 200.0, 300.0] | 0 | 0
Siemens NH-1-160 | Siemens NH-1-160 | 160 | [4800.0, 120.0, 7.0, 0.1, 0.004] | 0 | 0 | [210.0, 500.0, 900.0, 2300.0, 5000.0] | 0 | 0
Siemens NH-1-25 | Siemens NH-1-25 | 25 | [4000.0, 1000.0, 10.0, 0.2, 0.02, 0.01] | 0 | 0 | [40.0, 50.0, 100.0, 210.0, 400.0, 500.0] | 0 | 0
Siemens NH-1-50 | Siemens NH-1-50 | 50 | [4000.0, 40.0, 4.0, 1.0, 0.02, 0.01] | 0 | 0 | [86.0, 200.0, 300.0, 400.0, 1000.0, 1280.0] | 0 | 0
Siemens NH-1-63 | Siemens NH-1-63 | 63 | [4000.0, 100.0, 10.0, 2.0, 0.04, 0.01] | 0 | 0 | [100.0, 200.0, 300.0, 400.0, 1000.0, 1500.0] | 0 | 0
Siemens NH-1-80 | Siemens NH-1-80 | 80 | [4800.0, 120.0, 7.0, 0.1, 0.01] | 0 | 0 | [150.58, 250.0, 450.0, 1150.0, 2470.0] | 0 | 0
Siemens NH-2-1000 | Siemens NH-2-1000 | 1000 | [4800.0, 120.0, 7.0, 0.1, 0.004] | 0 | 0 | [1900.0, 3500.0, 8400.0, 24000.0, 52000.0] | 0 | 0
Siemens NH-2-200 | Siemens NH-2-200 | 200 | [4800.0, 120.0, 7.0, 0.1, 0.004] | 0 | 0 | [280.0, 650.0, 1200.0, 3000.0, 7000.0] | 0 | 0
Siemens NH-2-224 | Siemens NH-2-224 | 224 | [4800.0, 120.0, 7.0, 0.2, 0.04, 0.004] | 0 | 0 | [400.0, 750.0, 1453.0, 3025.0, 4315.0, 7600.0] | 0 | 0
Siemens NH-2-250 | Siemens NH-2-250 | 250 | [4800.0, 120.0, 7.0, 0.1, 0.004] | 0 | 0 | [450.0, 800.0, 1650.0, 4000.0, 8500.0] | 0 | 0
Siemens NH-2-315 | Siemens NH-2-315 | 315 | [4800.0, 120.0, 7.0, 0.1, 0.004] | 0 | 0 | [550.0, 920.0, 1900.0, 5000.0, 11000.0] | 0 | 0
Siemens NH-2-355 | Siemens NH-2-355 | 355 | [4800.0, 120.0, 6.0, 0.1, 0.004] | 0 | 0 | [650.0, 1116.27, 2350.0, 5840.0, 12790.0] | 0 | 0
Siemens NH-2-400 | Siemens NH-2-400 | 400 | [4800.0, 120.0, 7.0, 0.1, 0.004] | 0 | 0 | [720.0, 1350.0, 2800.0, 6500.0, 15000.0] | 0 | 0
Siemens NH-2-425 | Siemens NH-2-425 | 425 | [4800.0, 120.0, 7.0, 0.1, 0.004] | 0 | 0 | [850.0, 1500.0, 3050.0, 7500.0, 16500.0] | 0 | 0
Siemens NH-2-630 | Siemens NH-2-630 | 630 | [4800.0, 120.0, 7.0, 0.1, 0.004] | 0 | 0 | [1200.0, 2000.0, 4800.0, 12000.0, 26000.0] | 0 | 0

## res_bus
| vm_pu | va_degree | p_mw | q_mvar
0 | 0.99013 | -0.18974 | 0.0025399 | 0.00063655
1 | 0.99015 | -0.18924 | 0 | 0
2 | 0.99022 | -0.18798 | 0.0041429 | 0.0010383
3 | 0.99013 | -0.18968 | 0.0014579 | 0.00036538
4 | 0.99032 | -0.18601 | 0 | 0
5 | 0.99049 | -0.18269 | 0.0023344 | 0.00058505
6 | 0.9902 | -0.18842 | 0.0033606 | 0.00084225
7 | 0.99095 | -0.17371 | 0.0021571 | 0.00054061
8 | 0.99012 | -0.18982 | 0.0024757 | 0.00062046
9 | 0.99463 | -0.10274 | 0.001438 | 0.00036039
10 | 0.9944 | -0.10727 | 0.0015375 | 0.00038534
11 | 0.9947 | -0.10138 | 0.00084256 | 0.00021117
12 | 0.99432 | -0.10865 | 0.0022724 | 0.00056951
13 | 0.99484 | -0.09868 | 0.00088884 | 0.00022276
14 | 0.99422 | -0.11067 | 0.0014552 | 0.00036472
15 | 0.99506 | -0.094479 | 0.0032532 | 0.00081532
16 | 0.99416 | -0.11186 | 0.0010452 | 0.00026195
17 | 0.99508 | -0.093984 | 0.0025161 | 0.00063059
18 | 0.99406 | -0.11379 | 0 | 0
19 | 0.99562 | -0.083531 | 0 | 0
20 | 0.99825 | -0.03341 | 0.0022487 | 0.00056359
21 | 0.99875 | -0.023747 | 0.0032239 | 0.00080799
22 | 1 | 0 | -0.21362 | -0.053769
23 | 0.99365 | -0.12139 | 0.0028599 | 0.00071677
24 | 0.99511 | -0.093358 | 0.0026477 | 0.00066357
25 | 0.99919 | -0.015598 | 0.00061741 | 0.00015474
26 | 0.99071 | -0.17798 | 0 | 0
27 | 0.99507 | -0.094259 | 0.0032971 | 0.00082633
28 | 0.9991 | -0.017332 | 0 | 0
29 | 0.98984 | -0.19479 | 0 | 0
30 | 0.99053 | -0.18162 | 0.0011145 | 0.00027932
31 | 0.9936 | -0.12257 | 0 | 0
32 | 0.99826 | -0.03336 | 0.0023795 | 0.00059636
33 | 0.99885 | -0.022105 | 0.0040246 | 0.0010087
34 | 0.98956 | -0.20032 | 0.0011626 | 0.00029137
35 | 0.9898 | -0.19558 | 0.003594 | 0.00090074
36 | 0.9904 | -0.18403 | 0.0036134 | 0.0009056
37 | 0.99357 | -0.12315 | 0.00098142 | 0.00024597
38 | 0.99294 | -0.13524 | 0.0021449 | 0.00053757
39 | 0.98917 | -0.20793 | 0.0010652 | 0.00026696
40 | 0.98917 | -0.2079 | 0.0010799 | 0.00027065
41 | 0.98917 | -0.20787 | 0.0010657 | 0.00026708
42 | 0.99353 | -0.12401 | 0.00040717 | 0.00010205
43 | 0.99353 | -0.124 | 0 | 0
44 | 0.98923 | -0.20684 | 0.0012641 | 0.00031681
45 | 0.99354 | -0.12375 | 0 | 0
46 | 0.98925 | -0.20641 | 0.00092613 | 0.00023211
47 | 0.99355 | -0.12362 | 0.00072656 | 0.00018209
48 | 0.98933 | -0.20492 | 0.0018055 | 0.00045251
49 | 0.99356 | -0.12351 | 0 | 0
50 | 0.99233 | -0.14713 | 0.0022603 | 0.00056649
51 | 0.99168 | -0.15966 | 0.0022606 | 0.00056656
52 | 0.99132 | -0.16654 | 0 | 0
53 | 0.99106 | -0.17172 | 0.002326 | 0.00058294
54 | 0.99129 | -0.16717 | 0.0022685 | 0.00056855
55 | 0.99377 | -0.11936 | 0.00086703 | 0.0002173
56 | 0.98342 | -0.3197 | 0.0024011 | 0.00060176
57 | 0.98369 | -0.31429 | 0.0030428 | 0.00076261
58 | 0.98312 | -0.32554 | 0.0026682 | 0.0006687
59 | 0.98402 | -0.30794 | 0.0034306 | 0.00085979
60 | 0.98298 | -0.32828 | 0.0006932 | 0.00017373
61 | 0.98437 | -0.30103 | 0.0010759 | 0.00026964
62 | 0.98293 | -0.32921 | 0 | 0
63 | 0.98498 | -0.28919 | 0.00095361 | 0.000239
64 | 0.9828 | -0.33184 | 0.0010204 | 0.00025574
65 | 0.98543 | -0.28043 | 0.0012869 | 0.00032252
66 | 0.98275 | -0.33281 | 0.0051333 | 0.0012865
67 | 0.98948 | -0.20191 | 0.0018688 | 0.00046836
68 | 0.9895 | -0.20146 | 0.00082754 | 0.0002074
69 | 0.98962 | -0.19914 | 0.00043963 | 0.00011018
70 | 0.98975 | -0.19665 | 0.0022231 | 0.00055717
71 | 0.99003 | -0.19124 | 0.001074 | 0.00026918
72 | 0.99377 | -0.1194 | 0.0011245 | 0.00028183
73 | 0.99377 | -0.11941 | 0.00080292 | 0.00020123
74 | 0.99368 | -0.12118 | 0.00070671 | 0.00017712
75 | 0.98609 | -0.26772 | 0.0033761 | 0.00084614
76 | 0.9861 | -0.26753 | 0.0034817 | 0.0008726
77 | 0.98623 | -0.26496 | 0.0021316 | 0.00053424
78 | 0.98632 | -0.26329 | 0.0018735 | 0.00046953
79 | 0.99675 | -0.062609 | 0 | 0
80 | 0.99669 | -0.063753 | 0 | 0
81 | 0.99676 | -0.062392 | 0.002854 | 0.00071529
82 | 0.98633 | -0.26301 | 0.0030792 | 0.00077171
83 | 0.99667 | -0.064028 | 0.00079911 | 0.00020028
84 | 0.99683 | -0.061005 | 0.00079776 | 0.00019994
85 | 0.98641 | -0.2615 | 0.0029475 | 0.00073872
86 | 0.98685 | -0.25298 | 0.0021401 | 0.00053635
87 | 0.9871 | -0.24798 | 0.0010364 | 0.00025975
88 | 0.98722 | -0.24577 | 0.0016059 | 0.00040248
89 | 0.98749 | -0.24043 | 0.00082198 | 0.00020601
90 | 0.99788 | -0.040721 | 0.00067327 | 0.00016874
91 | 0.99884 | -0.022281 | 0.0026371 | 0.00066092
92 | 0.99776 | -0.043012 | 0.00067361 | 0.00016882
93 | 0.99874 | -0.024293 | 0.0076736 | 0.0019232
94 | 0.99765 | -0.045244 | 0.00067327 | 0.00016874
95 | 0.98804 | -0.22972 | 0.00089228 | 0.00022363
96 | 0.98766 | -0.23712 | 0.0011088 | 0.00027789
97 | 0.98836 | -0.22362 | 0.00049965 | 0.00012522
98 | 0.98836 | -0.22358 | 0.0008266 | 0.00020716
99 | 0.98881 | -0.21489 | 0.00099359 | 0.00024902
100 | 0.98895 | -0.21206 | 0.0019567 | 0.0004904
101 | 0.98799 | -0.23071 | 0.0028875 | 0.00072368
102 | 0.98766 | -0.23703 | 0 | 0
103 | 0.99718 | -0.05417 | 0.0020923 | 0.00052437
104 | 0.99752 | -0.047771 | 0.0014306 | 0.00035855
105 | 0.9971 | -0.055706 | 0 | 0
106 | 0.99753 | -0.047419 | 0.00067433 | 0.000169
107 | 0.99695 | -0.058645 | 0.00068103 | 0.00017068
108 | 0.99695 | -0.058717 | 0.00067433 | 0.000169
109 | 0.99692 | -0.059297 | 0.0013982 | 0.00035042
110 | 0.99695 | -0.058733 | 0.00067255 | 0.00016856
111 | 0.99691 | -0.059438 | 0.00068175 | 0.00017086
112 | 0.99695 | -0.058742 | 0.00068103 | 0.00017068
113 | 0.99688 | -0.060072 | 0.00068103 | 0.00017068
114 | 0.99667 | -0.064123 | 0.0085698 | 0.0021478
115 | 0.98274 | -0.33292 | 0.00088535 | 0.00022189
116 | 0.98702 | -0.24962 | 0.0020274 | 0.00050812
117 | 0.98703 | -0.24943 | 0.0024233 | 0.00060733
118 | 0.987 | -0.25 | 0.0015903 | 0.00039857
119 | 0.98718 | -0.24646 | 0.0025081 | 0.00062858
120 | 0.98721 | -0.24581 | 0.0017519 | 0.00043908
121 | 0.98745 | -0.24112 | 0.0026753 | 0.00067049
122 | 0.98717 | -0.24667 | 0.0016133 | 0.00040433
123 | 0.98607 | -0.26791 | 0.0039586 | 0.00099211
124 | 0.99356 | -0.12345 | 0.00072744 | 0.00018231
125 | 0.99358 | -0.12297 | 0.0007277 | 0.00018238
126 | 0.9936 | -0.12261 | 0.00072861 | 0.00018261
127 | 0.99011 | -0.19003 | 0.0024525 | 0.00061465
128 | 0.99365 | -0.12173 | 0.00070671 | 0.00017712
129 | 0.99685 | -0.060614 | 0.00068103 | 0.00017068
130 | 0.99686 | -0.060492 | 0.0013989 | 0.00035059
131 | 0.99998 | 149.9956 | 0 | 0

## res_line
| p_from_mw | q_from_mvar | p_to_mw | q_to_mvar | pl_mw | ql_mvar | i_from_ka | i_to_ka | i_ka | vm_from_pu | va_from_degree | vm_to_pu | va_to_degree | loading_percent
0 | -0.0025399 | -0.00063655 | 0.0025399 | 0.00063644 | 6.0583e-08 | -1.0385e-07 | 0.003817 | 0.003817 | 0.003817 | 0.99013 | -0.18974 | 0.99015 | -0.18924 | 1.0486
1 | -0.0039978 | -0.0010016 | 0.0039981 | 0.0010016 | 2.3985e-07 | -7.4432e-08 | 0.0060079 | 0.0060078 | 0.0060079 | 0.99015 | -0.18924 | 0.99022 | -0.18798 | 1.6505
2 | 0.0014579 | 0.00036518 | -0.0014579 | -0.00036538 | 3.0903e-08 | -2.0103e-07 | 0.0021909 | 0.002191 | 0.002191 | 0.99015 | -0.18924 | 0.99013 | -0.18968 | 0.60192
3 | -0.008141 | -0.0020399 | 0.0081418 | 0.0020402 | 7.6415e-07 | 3.1388e-07 | 0.012233 | 0.012233 | 0.012233 | 0.99022 | -0.18798 | 0.99032 | -0.18601 | 3.3608
4 | -0.016432 | -0.0041179 | 0.016434 | 0.0041194 | 2.5995e-06 | 1.5173e-06 | 0.02469 | 0.02469 | 0.02469 | 0.99032 | -0.18601 | 0.99049 | -0.18269 | 6.7829
5 | 0.0082901 | 0.0020777 | -0.0082891 | -0.0020773 | 9.5195e-07 | 3.9877e-07 | 0.012456 | 0.012456 | 0.012456 | 0.99032 | -0.18601 | 0.9902 | -0.18842 | 3.4221
6 | -0.018769 | -0.0047045 | 0.018777 | 0.0047093 | 8.0338e-06 | 4.7947e-06 | 0.028197 | 0.028197 | 0.028197 | 0.99049 | -0.18269 | 0.99095 | -0.17371 | 7.7463
7 | 0.0049285 | 0.0012351 | -0.0049282 | -0.0012351 | 3.3003e-07 | 4.8525e-09 | 0.0074063 | 0.0074063 | 0.0074063 | 0.9902 | -0.18842 | 0.99012 | -0.18982 | 2.0347
8 | -0.020934 | -0.0052499 | 0.020936 | 0.0052511 | 1.9769e-06 | 1.1965e-06 | 0.031436 | 0.031436 | 0.031436 | 0.99095 | -0.17371 | 0.99106 | -0.17172 | 8.6361
9 | 0.0024525 | 0.00061461 | -0.0024525 | -0.00061465 | 2.3812e-08 | -4.4877e-08 | 0.0036858 | 0.0036858 | 0.0036858 | 0.99012 | -0.18982 | 0.99011 | -0.19003 | 1.0126
10 | 0.013844 | 0.0034702 | -0.013841 | -0.0034685 | 2.9854e-06 | 1.6698e-06 | 0.020712 | 0.020712 | 0.020712 | 0.99463 | -0.10274 | 0.9944 | -0.10727 | 5.6901
11 | -0.015282 | -0.0038305 | 0.015283 | 0.0038311 | 9.8755e-07 | 5.6664e-07 | 0.022863 | 0.022863 | 0.022863 | 0.99463 | -0.10274 | 0.9947 | -0.10138 | 6.2811
12 | 0.012304 | 0.0030831 | -0.012303 | -0.0030827 | 8.1126e-07 | 4.3642e-07 | 0.018411 | 0.018411 | 0.018411 | 0.9944 | -0.10727 | 0.99432 | -0.10865 | 5.0581
13 | -0.016126 | -0.0040423 | 0.016128 | 0.0040435 | 2.0785e-06 | 1.2066e-06 | 0.024124 | 0.024124 | 0.024124 | 0.9947 | -0.10138 | 0.99484 | -0.09868 | 6.6274
14 | 0.010031 | 0.0025132 | -0.01003 | -0.0025127 | 9.642e-07 | 4.6909e-07 | 0.015011 | 0.015011 | 0.015011 | 0.99432 | -0.10865 | 0.99422 | -0.11067 | 4.1239
15 | -0.017017 | -0.0042662 | 0.01702 | 0.0042682 | 3.4069e-06 | 1.9983e-06 | 0.025453 | 0.025453 | 0.025453 | 0.99484 | -0.09868 | 0.99506 | -0.094479 | 6.9926
16 | 0.0085745 | 0.002148 | -0.008574 | -0.0021478 | 4.8666e-07 | 2.0927e-07 | 0.012833 | 0.012833 | 0.012833 | 0.99422 | -0.11067 | 0.99416 | -0.11186 | 3.5255
17 | -0.020273 | -0.0050836 | 0.020274 | 0.0050838 | 4.7803e-07 | 2.8792e-07 | 0.030318 | 0.030318 | 0.030318 | 0.99506 | -0.094479 | 0.99508 | -0.093984 | 8.3291
18 | 0.0075288 | 0.0018858 | -0.0075281 | -0.0018856 | 6.9213e-07 | 2.5451e-07 | 0.011268 | 0.011269 | 0.011269 | 0.99416 | -0.11186 | 0.99406 | -0.11379 | 3.0957
19 | -0.02279 | -0.0057144 | 0.022801 | 0.0057214 | 1.1359e-05 | 6.9305e-06 | 0.03408 | 0.03408 | 0.03408 | 0.99508 | -0.093984 | 0.99562 | -0.083531 | 9.3627
20 | 0.0075281 | 0.0018856 | -0.0075261 | -0.0018849 | 1.9969e-06 | 7.3454e-07 | 0.011269 | 0.011269 | 0.011269 | 0.99406 | -0.11379 | 0.99377 | -0.11936 | 3.0958
21 | 0.099572 | 0.025251 | -0.099391 | -0.025136 | 0.00018086 | 0.00011547 | 0.14892 | 0.14892 | 0.14892 | 0.99562 | -0.083531 | 0.99365 | -0.12139 | 40.9124
22 | 0.039255 | 0.0098911 | -0.039236 | -0.0098795 | 1.8442e-05 | 1.1617e-05 | 0.058687 | 0.058687 | 0.058687 | 0.99562 | -0.083531 | 0.99511 | -0.093358 | 16.1229
23 | -0.16163 | -0.040864 | 0.16202 | 0.041112 | 0.00038955 | 0.00024838 | 0.24169 | 0.24169 | 0.24169 | 0.99562 | -0.083531 | 0.99825 | -0.03341 | 33.199
24 | -0.16427 | -0.041676 | 0.16434 | 0.041724 | 7.6373e-05 | 4.8702e-05 | 0.24504 | 0.24504 | 0.24504 | 0.99825 | -0.03341 | 0.99875 | -0.023747 | 33.6594
25 | -0.16757 | -0.042532 | 0.16776 | 0.042655 | 0.00019166 | 0.00012224 | 0.24984 | 0.24984 | 0.24984 | 0.99875 | -0.023747 | 1 | 0 | 34.3191
26 | 0.044216 | 0.011114 | -0.044183 | -0.011093 | 3.2903e-05 | 2.0792e-05 | 0.065805 | 0.065805 | 0.065805 | 1 | 0 | 0.99919 | -0.015598 | 18.0783
27 | 0.096531 | 0.024419 | -0.09627 | -0.024252 | 0.00026134 | 0.00016683 | 0.14464 | 0.14464 | 0.14464 | 0.99365 | -0.12139 | 0.99071 | -0.17798 | 39.7359
28 | 0.036589 | 0.0092159 | -0.036587 | -0.0092149 | 1.5768e-06 | 9.9089e-07 | 0.054728 | 0.054728 | 0.054728 | 0.99511 | -0.093358 | 0.99507 | -0.094259 | 15.0352
29 | 0.043565 | 0.010938 | -0.043562 | -0.010936 | 3.6035e-06 | 2.2764e-06 | 0.064885 | 0.064885 | 0.064885 | 0.99919 | -0.015598 | 0.9991 | -0.017332 | 17.8257
30 | 0.077885 | 0.01964 | -0.077823 | -0.0196 | 6.2606e-05 | 3.9911e-05 | 0.11702 | 0.11702 | 0.11702 | 0.99071 | -0.17798 | 0.98984 | -0.19479 | 32.1494
31 | 0.018385 | 0.0046122 | -0.018382 | -0.0046103 | 3.1912e-06 | 1.8987e-06 | 0.027615 | 0.027615 | 0.027615 | 0.99071 | -0.17798 | 0.99053 | -0.18162 | 7.5865
32 | 0.03329 | 0.0083886 | -0.033245 | -0.0083604 | 4.5022e-05 | 2.8186e-05 | 0.049798 | 0.049798 | 0.049798 | 0.99507 | -0.094259 | 0.9936 | -0.12257 | 13.6808
33 | 0.029222 | 0.0073411 | -0.0292 | -0.0073272 | 2.2335e-05 | 1.3883e-05 | 0.043529 | 0.043529 | 0.043529 | 0.9991 | -0.017332 | 0.99826 | -0.03336 | 11.9584
34 | 0.014339 | 0.0035949 | -0.014336 | -0.0035931 | 3.2601e-06 | 1.8369e-06 | 0.021357 | 0.021357 | 0.021357 | 0.9991 | -0.017332 | 0.99885 | -0.022105 | 5.8673
35 | 0.045378 | 0.01144 | -0.045366 | -0.011433 | 1.2002e-05 | 7.5933e-06 | 0.06824 | 0.06824 | 0.06824 | 0.98984 | -0.19479 | 0.98956 | -0.20032 | 18.7472
36 | 0.032445 | 0.0081596 | -0.032444 | -0.0081589 | 1.2245e-06 | 7.6607e-07 | 0.048784 | 0.048784 | 0.048784 | 0.98984 | -0.19479 | 0.9898 | -0.19558 | 13.4021
37 | 0.017267 | 0.004331 | -0.017265 | -0.0043299 | 1.976e-06 | 1.1639e-06 | 0.025941 | 0.025941 | 0.025941 | 0.99053 | -0.18162 | 0.9904 | -0.18403 | 7.1266
38 | 0.00098144 | 0.00024555 | -0.00098142 | -0.00024597 | 2.7109e-08 | -4.1608e-07 | 0.0014697 | 0.0014698 | 0.0014698 | 0.9936 | -0.12257 | 0.99357 | -0.12315 | 0.4038
39 | 0.032264 | 0.0081148 | -0.032244 | -0.0081026 | 1.9513e-05 | 1.22e-05 | 0.048328 | 0.048328 | 0.048328 | 0.9936 | -0.12257 | 0.99294 | -0.13524 | 13.277
40 | 0.02682 | 0.0067309 | -0.026811 | -0.0067251 | 9.4112e-06 | 5.818e-06 | 0.039982 | 0.039982 | 0.039982 | 0.99826 | -0.03336 | 0.99788 | -0.040721 | 10.984
41 | 0.010312 | 0.0025844 | -0.010311 | -0.0025844 | 8.6598e-08 | 4.2614e-08 | 0.015361 | 0.015361 | 0.015361 | 0.99885 | -0.022105 | 0.99884 | -0.022281 | 4.2202
42 | 0.044203 | 0.011141 | -0.044139 | -0.011101 | 6.418e-05 | 4.0578e-05 | 0.066492 | 0.066492 | 0.066492 | 0.98956 | -0.20032 | 0.98799 | -0.23071 | 18.267
43 | 0.02885 | 0.0072581 | -0.028827 | -0.007244 | 2.2697e-05 | 1.4113e-05 | 0.043381 | 0.043381 | 0.043381 | 0.9898 | -0.19558 | 0.98895 | -0.21206 | 11.9178
44 | 0.013652 | 0.0034243 | -0.013647 | -0.0034216 | 4.6932e-06 | 2.621e-06 | 0.020512 | 0.020512 | 0.020512 | 0.9904 | -0.18403 | 0.99003 | -0.19124 | 5.6352
45 | 0.030099 | 0.0075651 | -0.030082 | -0.0075544 | 1.7079e-05 | 1.0641e-05 | 0.045114 | 0.045114 | 0.045114 | 0.99294 | -0.13524 | 0.99233 | -0.14713 | 12.394
46 | -0.0010652 | -0.00026696 | 0.0010652 | 0.00026694 | 1.8899e-09 | -2.3986e-08 | 0.0016024 | 0.0016024 | 0.0016024 | 0.98917 | -0.20793 | 0.98917 | -0.2079 | 0.44022
47 | -0.0021451 | -0.00053759 | 0.0021451 | 0.00053758 | 2.8128e-09 | -7.4463e-09 | 0.0032269 | 0.0032269 | 0.0032269 | 0.98917 | -0.2079 | 0.98917 | -0.20787 | 0.8865
48 | -0.0032108 | -0.00080466 | 0.0032109 | 0.00080453 | 1.5732e-07 | -1.3018e-07 | 0.0048299 | 0.0048299 | 0.0048299 | 0.98917 | -0.20787 | 0.98923 | -0.20684 | 1.3269
49 | -0.00040717 | -0.00010205 | 0.00040717 | 0.00010203 | 1.2713e-10 | -1.1727e-08 | 0.00060982 | 0.00060982 | 0.00060982 | 0.99353 | -0.12401 | 0.99353 | -0.124 | 0.16753
50 | -0.00040717 | -0.00010203 | 0.00040718 | 0.00010159 | 4.811e-09 | -4.4381e-07 | 0.00060982 | 0.00060966 | 0.00060982 | 0.99353 | -0.124 | 0.99354 | -0.12375 | 0.16753
51 | -0.004475 | -0.0011213 | 0.0044751 | 0.0011213 | 9.1715e-08 | -1.0601e-08 | 0.0067313 | 0.0067313 | 0.0067313 | 0.98923 | -0.20684 | 0.98925 | -0.20641 | 1.8493
52 | -0.00040718 | -0.00010159 | 0.00040718 | 0.00010136 | 2.4499e-09 | -2.261e-07 | 0.00060966 | 0.00060958 | 0.00060966 | 0.99354 | -0.12375 | 0.99355 | -0.12362 | 0.16749
53 | -0.0054012 | -0.0013534 | 0.0054016 | 0.0013535 | 3.8309e-07 | 4.6454e-08 | 0.0081244 | 0.0081243 | 0.0081244 | 0.98925 | -0.20641 | 0.98933 | -0.20492 | 2.232
54 | -0.0011337 | -0.00028346 | 0.0011337 | 0.00028338 | 6.4613e-09 | -7.3285e-08 | 0.0016977 | 0.0016977 | 0.0016977 | 0.99355 | -0.12362 | 0.99356 | -0.12351 | 0.46641
55 | -0.0072071 | -0.001806 | 0.0072082 | 0.0018063 | 1.0333e-06 | 3.6015e-07 | 0.01084 | 0.01084 | 0.01084 | 0.98933 | -0.20492 | 0.98948 | -0.20191 | 2.978
56 | -0.0011337 | -0.00028338 | 0.0011337 | 0.00028335 | 2.7475e-09 | -3.1163e-08 | 0.0016977 | 0.0016977 | 0.0016977 | 0.99356 | -0.12351 | 0.99356 | -0.12345 | 0.4664
57 | 0.027822 | 0.006988 | -0.027805 | -0.0069776 | 1.6624e-05 | 1.0311e-05 | 0.041725 | 0.041725 | 0.041725 | 0.99233 | -0.14713 | 0.99168 | -0.15966 | 11.4629
58 | 0.025545 | 0.0064111 | -0.025536 | -0.0064059 | 8.3778e-06 | 5.1657e-06 | 0.038333 | 0.038333 | 0.038333 | 0.99168 | -0.15966 | 0.99132 | -0.16654 | 10.531
59 | 0.023268 | 0.0058375 | -0.023262 | -0.005834 | 5.7475e-06 | 3.5165e-06 | 0.034928 | 0.034928 | 0.034928 | 0.99132 | -0.16654 | 0.99106 | -0.17172 | 9.5956
60 | 0.0022686 | 0.00056839 | -0.0022685 | -0.00056855 | 6.7894e-08 | -1.5785e-07 | 0.0034052 | 0.0034053 | 0.0034053 | 0.99132 | -0.16654 | 0.99129 | -0.16717 | 0.93551
61 | 0.0066591 | 0.0016676 | -0.0066591 | -0.0016676 | 1.2285e-08 | 3.5923e-09 | 0.0099705 | 0.0099705 | 0.0099705 | 0.99377 | -0.11936 | 0.99377 | -0.1194 | 2.7391
62 | -0.012807 | -0.0032106 | 0.01281 | 0.0032124 | 3.3042e-06 | 1.8169e-06 | 0.019378 | 0.019378 | 0.019378 | 0.98342 | -0.3197 | 0.98369 | -0.31429 | 5.3237
63 | 0.010406 | 0.0026088 | -0.010403 | -0.0026074 | 2.8933e-06 | 1.457e-06 | 0.015745 | 0.015745 | 0.015745 | 0.98342 | -0.3197 | 0.98312 | -0.32554 | 4.3257
64 | -0.015853 | -0.003975 | 0.015858 | 0.0039778 | 4.798e-06 | 2.7882e-06 | 0.023981 | 0.023981 | 0.023981 | 0.98369 | -0.31429 | 0.98402 | -0.30794 | 6.5882
65 | 0.0077347 | 0.0019387 | -0.0077337 | -0.0019383 | 1.0106e-06 | 3.9747e-07 | 0.011707 | 0.011707 | 0.011707 | 0.98312 | -0.32554 | 0.98298 | -0.32828 | 3.2162
66 | -0.019288 | -0.0048376 | 0.019295 | 0.0048414 | 6.3475e-06 | 3.8096e-06 | 0.029169 | 0.029169 | 0.029169 | 0.98402 | -0.30794 | 0.98437 | -0.30103 | 8.0134
67 | 0.0070405 | 0.0017645 | -0.0070402 | -0.0017644 | 3.1265e-07 | 1.0705e-07 | 0.010658 | 0.010658 | 0.010658 | 0.98298 | -0.32828 | 0.98293 | -0.32921 | 2.928
68 | -0.020371 | -0.005111 | 0.020382 | 0.005118 | 1.151e-05 | 6.9545e-06 | 0.030795 | 0.030795 | 0.030795 | 0.98437 | -0.30103 | 0.98498 | -0.28919 | 8.4602
69 | 0.0070402 | 0.0017644 | -0.0070393 | -0.0017641 | 8.8316e-07 | 3.0246e-07 | 0.010658 | 0.010658 | 0.010658 | 0.98293 | -0.32921 | 0.9828 | -0.33184 | 2.928
70 | -0.021336 | -0.005357 | 0.021345 | 0.0053624 | 8.9221e-06 | 5.4186e-06 | 0.032235 | 0.032235 | 0.032235 | 0.98498 | -0.28919 | 0.98543 | -0.28043 | 8.8559
71 | 0.0060189 | 0.0015084 | -0.0060186 | -0.0015083 | 2.78e-07 | 6.4808e-08 | 0.0091129 | 0.009113 | 0.009113 | 0.9828 | -0.33184 | 0.98275 | -0.33281 | 2.5036
72 | -0.022631 | -0.0056849 | 0.022645 | 0.0056932 | 1.3529e-05 | 8.2648e-06 | 0.034179 | 0.034178 | 0.034179 | 0.98543 | -0.28043 | 0.98607 | -0.26791 | 9.3897
73 | 0.00088535 | 0.00022181 | -0.00088535 | -0.00022189 | 4.3313e-09 | -7.8666e-08 | 0.0013405 | 0.0013405 | 0.0013405 | 0.98275 | -0.33281 | 0.98274 | -0.33292 | 0.36828
74 | -0.0090769 | -0.0022747 | 0.0090771 | 0.0022748 | 1.9301e-07 | 8.8046e-08 | 0.01365 | 0.01365 | 0.01365 | 0.98948 | -0.20191 | 0.9895 | -0.20146 | 3.75
75 | -0.0099047 | -0.0024822 | 0.0099058 | 0.0024827 | 1.0986e-06 | 5.3345e-07 | 0.014895 | 0.014895 | 0.014895 | 0.9895 | -0.20146 | 0.98962 | -0.19914 | 4.0919
76 | -0.010345 | -0.0025929 | 0.010347 | 0.0025935 | 1.2248e-06 | 6.1044e-07 | 0.015556 | 0.015555 | 0.015556 | 0.98962 | -0.19914 | 0.98975 | -0.19665 | 4.2735
77 | -0.01257 | -0.0031507 | 0.012573 | 0.0031525 | 3.2419e-06 | 1.7636e-06 | 0.018898 | 0.018898 | 0.018898 | 0.98975 | -0.19665 | 0.99003 | -0.19124 | 5.1917
78 | 0.0055346 | 0.0013857 | -0.0055346 | -0.0013857 | 1.4471e-09 | 1.9865e-10 | 0.0082867 | 0.0082867 | 0.0082867 | 0.99377 | -0.1194 | 0.99377 | -0.11941 | 2.2766
79 | 0.0047316 | 0.0011845 | -0.0047312 | -0.0011845 | 3.9905e-07 | -1.9284e-08 | 0.0070844 | 0.0070845 | 0.0070845 | 0.99377 | -0.11941 | 0.99368 | -0.12118 | 1.9463
80 | 0.0040245 | 0.0010074 | -0.0040244 | -0.0010074 | 1.0563e-07 | -3.287e-08 | 0.0060262 | 0.0060263 | 0.0060263 | 0.99368 | -0.12118 | 0.99365 | -0.12173 | 1.6556
81 | -0.0033761 | -0.00084614 | 0.0033762 | 0.00084612 | 3.1113e-08 | -2.0867e-08 | 0.0050946 | 0.0050946 | 0.0050946 | 0.98609 | -0.26772 | 0.9861 | -0.26753 | 1.3996
82 | -0.0068579 | -0.0017187 | 0.0068587 | 0.001719 | 8.3802e-07 | 2.7009e-07 | 0.010348 | 0.010348 | 0.010348 | 0.9861 | -0.26753 | 0.98623 | -0.26496 | 2.843
83 | -0.0089904 | -0.0022532 | 0.0089911 | 0.0022536 | 7.1485e-07 | 3.2529e-07 | 0.013565 | 0.013565 | 0.013565 | 0.98623 | -0.26496 | 0.98632 | -0.26329 | 3.7265
84 | -0.010865 | -0.0027231 | 0.010865 | 0.0027232 | 1.4554e-07 | 7.4709e-08 | 0.016391 | 0.016391 | 0.016391 | 0.98632 | -0.26329 | 0.98633 | -0.26301 | 4.503
85 | 0.00079916 | 0.00019899 | -0.00079912 | -0.00020003 | 4.3447e-08 | -1.0335e-06 | 0.0011926 | 0.001193 | 0.001193 | 0.99675 | -0.062609 | 0.99669 | -0.063753 | 0.32774
86 | -0.00079916 | -0.00019899 | 0.00079917 | 0.0001988 | 8.2242e-09 | -1.9573e-07 | 0.0011926 | 0.0011925 | 0.0011926 | 0.99675 | -0.062609 | 0.99676 | -0.062392 | 0.32764
87 | 0.00079912 | 0.00020003 | -0.00079911 | -0.00020028 | 1.0464e-08 | -2.488e-07 | 0.001193 | 0.0011931 | 0.0011931 | 0.99669 | -0.063753 | 0.99667 | -0.064028 | 0.32776
88 | -0.0036532 | -0.00091408 | 0.0036534 | 0.00091396 | 2.4093e-07 | -1.2744e-07 | 0.0054532 | 0.0054531 | 0.0054532 | 0.99676 | -0.062392 | 0.99683 | -0.061005 | 1.4981
89 | -0.013944 | -0.0034949 | 0.013945 | 0.0034954 | 1.0005e-06 | 5.6337e-07 | 0.021036 | 0.021036 | 0.021036 | 0.98633 | -0.26301 | 0.98641 | -0.2615 | 5.7792
90 | -0.0044512 | -0.0011139 | 0.0044513 | 0.0011139 | 8.2951e-08 | -1.224e-08 | 0.0066439 | 0.0066439 | 0.0066439 | 0.99683 | -0.061005 | 0.99685 | -0.060614 | 1.8253
91 | -0.016892 | -0.0042342 | 0.016899 | 0.0042382 | 6.8643e-06 | 4.0332e-06 | 0.025483 | 0.025482 | 0.025483 | 0.98641 | -0.2615 | 0.98685 | -0.25298 | 7.0007
92 | -0.019039 | -0.0047745 | 0.019044 | 0.0047772 | 4.5335e-06 | 2.714e-06 | 0.028709 | 0.028709 | 0.028709 | 0.98685 | -0.25298 | 0.9871 | -0.24798 | 7.8872
93 | -0.02008 | -0.005037 | 0.020082 | 0.0050383 | 2.122e-06 | 1.2791e-06 | 0.030272 | 0.030272 | 0.030272 | 0.9871 | -0.24798 | 0.98722 | -0.24577 | 8.3164
94 | -0.021688 | -0.0054408 | 0.021694 | 0.0054441 | 5.516e-06 | 3.3542e-06 | 0.032692 | 0.032692 | 0.032692 | 0.98722 | -0.24577 | 0.98749 | -0.24043 | 8.9814
95 | -0.022516 | -0.0056501 | 0.022519 | 0.0056523 | 3.5545e-06 | 2.1695e-06 | 0.033931 | 0.033931 | 0.033931 | 0.98749 | -0.24043 | 0.98766 | -0.23712 | 9.3216
96 | 0.026138 | 0.0065563 | -0.026135 | -0.0065546 | 2.8542e-06 | 1.7613e-06 | 0.038978 | 0.038978 | 0.038978 | 0.99788 | -0.040721 | 0.99776 | -0.043012 | 10.7082
97 | 0.0076743 | 0.0019235 | -0.0076736 | -0.0019232 | 7.3578e-07 | 2.7444e-07 | 0.011433 | 0.011433 | 0.011433 | 0.99884 | -0.022281 | 0.99874 | -0.024293 | 3.1409
98 | 0.025461 | 0.0063858 | -0.025459 | -0.0063841 | 2.709e-06 | 1.6683e-06 | 0.037973 | 0.037973 | 0.037973 | 0.99776 | -0.043012 | 0.99765 | -0.045244 | 10.4323
99 | 0.024785 | 0.0062153 | -0.024783 | -0.0062138 | 2.569e-06 | 1.5787e-06 | 0.036969 | 0.036969 | 0.036969 | 0.99765 | -0.045244 | 0.99753 | -0.047419 | 10.1564
100 | 0.023636 | 0.0059353 | -0.023628 | -0.0059302 | 8.3439e-06 | 5.1153e-06 | 0.035601 | 0.035601 | 0.035601 | 0.98804 | -0.22972 | 0.98766 | -0.23712 | 9.7806
101 | -0.024529 | -0.0061589 | 0.024536 | 0.0061633 | 7.1486e-06 | 4.3962e-06 | 0.036945 | 0.036945 | 0.036945 | 0.98804 | -0.22972 | 0.98836 | -0.22362 | 10.1497
102 | -0.025036 | -0.0062885 | 0.025036 | 0.0062886 | 4.2367e-08 | 2.6098e-08 | 0.037697 | 0.037697 | 0.037697 | 0.98836 | -0.22362 | 0.98836 | -0.22358 | 10.3564
103 | -0.025862 | -0.0064957 | 0.025873 | 0.0065024 | 1.0734e-05 | 6.6276e-06 | 0.038942 | 0.038942 | 0.038942 | 0.98836 | -0.22358 | 0.98881 | -0.21489 | 10.6982
104 | -0.026867 | -0.0067514 | 0.02687 | 0.0067536 | 3.6218e-06 | 2.2422e-06 | 0.040437 | 0.040437 | 0.040437 | 0.98881 | -0.21489 | 0.98895 | -0.21206 | 11.109
105 | 0.041252 | 0.010377 | -0.041239 | -0.010369 | 1.244e-05 | 7.8514e-06 | 0.062143 | 0.062143 | 0.062143 | 0.98799 | -0.23071 | 0.98766 | -0.23703 | 17.0723
106 | 0.028257 | 0.0071144 | -0.028244 | -0.0071064 | 1.3018e-05 | 8.0867e-06 | 0.042584 | 0.042584 | 0.042584 | 0.98766 | -0.23703 | 0.98717 | -0.24667 | 11.6988
107 | 0.012982 | 0.0032548 | -0.01298 | -0.0032534 | 2.5343e-06 | 1.3959e-06 | 0.01956 | 0.01956 | 0.01956 | 0.98766 | -0.23703 | 0.98745 | -0.24112 | 5.3735
108 | -0.02267 | -0.0056818 | 0.022677 | 0.005686 | 6.9129e-06 | 4.214e-06 | 0.033829 | 0.033829 | 0.033829 | 0.99718 | -0.05417 | 0.99752 | -0.047771 | 9.2938
109 | 0.020578 | 0.0051574 | -0.020577 | -0.0051565 | 1.5058e-06 | 9.0816e-07 | 0.030707 | 0.030707 | 0.030707 | 0.99718 | -0.05417 | 0.9971 | -0.055706 | 8.4361
110 | -0.024108 | -0.0060445 | 0.024108 | 0.0060448 | 4.0404e-07 | 2.4771e-07 | 0.035963 | 0.035963 | 0.035963 | 0.99752 | -0.047771 | 0.99753 | -0.047419 | 9.88
111 | 0.0099753 | 0.0024987 | -0.0099739 | -0.0024981 | 1.3962e-06 | 6.7447e-07 | 0.014886 | 0.014886 | 0.014886 | 0.9971 | -0.055706 | 0.99695 | -0.058645 | 4.0896
112 | 0.010601 | 0.0026577 | -0.0106 | -0.002657 | 1.5211e-06 | 7.6219e-07 | 0.015821 | 0.015821 | 0.015821 | 0.9971 | -0.055706 | 0.99695 | -0.058717 | 4.3465
113 | 0.0092929 | 0.0023274 | -0.0092926 | -0.0023273 | 2.8809e-07 | 1.3231e-07 | 0.01387 | 0.01387 | 0.01387 | 0.99695 | -0.058645 | 0.99692 | -0.059297 | 3.8104
114 | 0.0099256 | 0.002488 | -0.0099255 | -0.002488 | 7.562e-09 | 3.6413e-09 | 0.014815 | 0.014815 | 0.014815 | 0.99695 | -0.058717 | 0.99695 | -0.058733 | 4.07
115 | 0.0078944 | 0.0019768 | -0.0078943 | -0.0019768 | 5.3118e-08 | 2.0693e-08 | 0.011783 | 0.011783 | 0.011783 | 0.99692 | -0.059297 | 0.99691 | -0.059438 | 3.237
116 | 0.009253 | 0.0023194 | -0.009253 | -0.0023194 | 3.943e-09 | 1.7999e-09 | 0.013811 | 0.013811 | 0.013811 | 0.99695 | -0.058733 | 0.99695 | -0.058742 | 3.7942
117 | 0.0072126 | 0.0018059 | -0.0072124 | -0.0018059 | 2.1789e-07 | 7.4081e-08 | 0.010765 | 0.010765 | 0.010765 | 0.99691 | -0.059438 | 0.99688 | -0.060072 | 2.9575
118 | 0.008572 | 0.0021487 | -0.0085698 | -0.0021478 | 2.197e-06 | 9.3955e-07 | 0.012794 | 0.012795 | 0.012795 | 0.99695 | -0.058742 | 0.99667 | -0.064123 | 3.515
119 | 0.0065313 | 0.0016352 | -0.0065312 | -0.0016352 | 1.3057e-07 | 3.58e-08 | 0.0097486 | 0.0097486 | 0.0097486 | 0.99688 | -0.060072 | 0.99686 | -0.060492 | 2.6782
120 | -0.0036177 | -0.00090653 | 0.0036178 | 0.00090651 | 3.1965e-08 | -1.6167e-08 | 0.005454 | 0.005454 | 0.005454 | 0.98702 | -0.24962 | 0.98703 | -0.24943 | 1.4984
121 | 0.0015903 | 0.00039841 | -0.0015903 | -0.00039857 | 2.9226e-08 | -1.5458e-07 | 0.0023975 | 0.0023976 | 0.0023976 | 0.98702 | -0.24962 | 0.987 | -0.25 | 0.65867
122 | -0.006041 | -0.0015138 | 0.0060419 | 0.001514 | 8.5588e-07 | 1.96e-07 | 0.0091072 | 0.0091071 | 0.0091072 | 0.98703 | -0.24943 | 0.98718 | -0.24646 | 2.502
123 | -0.00855 | -0.0021426 | 0.0085502 | 0.0021427 | 2.6483e-07 | 1.1513e-07 | 0.012888 | 0.012888 | 0.012888 | 0.98718 | -0.24646 | 0.98721 | -0.24581 | 3.5406
124 | -0.010302 | -0.0025818 | 0.010304 | 0.002583 | 2.2974e-06 | 1.1454e-06 | 0.015528 | 0.015528 | 0.015528 | 0.98721 | -0.24581 | 0.98745 | -0.24112 | 4.266
125 | 0.026631 | 0.006702 | -0.026604 | -0.0066853 | 2.7005e-05 | 1.6713e-05 | 0.040152 | 0.040152 | 0.040152 | 0.98717 | -0.24667 | 0.98607 | -0.26791 | 11.0308
126 | -0.0018612 | -0.00046567 | 0.0018612 | 0.0004655 | 4.2903e-08 | -1.6329e-07 | 0.0027871 | 0.0027871 | 0.0027871 | 0.99356 | -0.12345 | 0.99358 | -0.12297 | 0.7657
127 | -0.0025889 | -0.00064788 | 0.002589 | 0.00064781 | 4.4179e-08 | -7.3245e-08 | 0.0038769 | 0.0038769 | 0.0038769 | 0.99358 | -0.12297 | 0.9936 | -0.12261 | 1.0651
128 | -0.0033176 | -0.00083042 | 0.0033177 | 0.00083031 | 1.3874e-07 | -1.0537e-07 | 0.004968 | 0.004968 | 0.004968 | 0.9936 | -0.12261 | 0.99365 | -0.12173 | 1.3648
129 | -0.0051323 | -0.0012846 | 0.0051323 | 0.0012846 | 2.9649e-08 | 1.4108e-09 | 0.0076605 | 0.0076605 | 0.0076605 | 0.99685 | -0.060614 | 0.99686 | -0.060492 | 2.1045

## res_trafo
| p_hv_mw | q_hv_mvar | p_lv_mw | q_lv_mvar | pl_mw | ql_mvar | i_hv_ka | i_lv_ka | vm_hv_pu | va_hv_degree | vm_lv_pu | va_lv_degree | loading_percent
0 | -1.2729e-15 | -1.3162e-15 | 0.00165 | 1.2699e-07 | 0.00165 | 1.2699e-07 | 5.2857e-17 | 0.0023815 | 0.99998 | 149.9956 | 1 | 0 | 0.2619

## res_ext_grid
| p_mw | q_mvar
0 | 0.21534 | 0.054199

## res_load
| p_mw | q_mvar
0 | 0.0025399 | 0.00063655
1 | 0.0041429 | 0.0010383
2 | 0.0014579 | 0.00036538
3 | 0.0023344 | 0.00058505
4 | 0.0033606 | 0.00084225
5 | 0.0021571 | 0.00054061
6 | 0.0024757 | 0.00062046
7 | 0.001438 | 0.00036039
8 | 0.0015375 | 0.00038534
9 | 0.00084256 | 0.00021117
10 | 0.0022724 | 0.00056951
11 | 0.00088884 | 0.00022276
12 | 0.0014552 | 0.00036472
13 | 0.0032532 | 0.00081532
14 | 0.0010452 | 0.00026195
15 | 0.0025161 | 0.00063059
16 | 0.0022487 | 0.00056359
17 | 0.0032239 | 0.00080799
18 | 0.0017164 | 0.00043017
19 | 0.0028599 | 0.00071677
20 | 0.0026477 | 0.00066357
21 | 0.00061741 | 0.00015474
22 | 0.0032971 | 0.00082633
23 | 0.0011145 | 0.00027932
24 | 0.0023795 | 0.00059636
25 | 0.0040246 | 0.0010087
26 | 0.0011626 | 0.00029137
27 | 0.003594 | 0.00090074
28 | 0.0036134 | 0.0009056
29 | 0.00098142 | 0.00024597
30 | 0.0021449 | 0.00053757
31 | 0.0010652 | 0.00026696
32 | 0.0010799 | 0.00027065
33 | 0.0010657 | 0.00026708
34 | 0.00040717 | 0.00010205
35 | 0.0012641 | 0.00031681
36 | 0.00092613 | 0.00023211
37 | 0.00072656 | 0.00018209
38 | 0.0018055 | 0.00045251
39 | 0.0022603 | 0.00056649
40 | 0.0022606 | 0.00056656
41 | 0.002326 | 0.00058294
42 | 0.0022685 | 0.00056855
43 | 0.00086703 | 0.0002173
44 | 0.0024011 | 0.00060176
45 | 0.0030428 | 0.00076261
46 | 0.0026682 | 0.0006687
47 | 0.0034306 | 0.00085979
48 | 0.0006932 | 0.00017373
49 | 0.0010759 | 0.00026964
50 | 0.00095361 | 0.000239
51 | 0.0010204 | 0.00025574
52 | 0.0012869 | 0.00032252
53 | 0.0051333 | 0.0012865
54 | 0.0018688 | 0.00046836
55 | 0.00082754 | 0.0002074
56 | 0.00043963 | 0.00011018
57 | 0.0022231 | 0.00055717
58 | 0.001074 | 0.00026918
59 | 0.0011245 | 0.00028183
60 | 0.00080292 | 0.00020123
61 | 0.00070671 | 0.00017712
62 | 0.0033761 | 0.00084614
63 | 0.0034817 | 0.0008726
64 | 0.0021316 | 0.00053424
65 | 0.0018735 | 0.00046953
66 | 0.002854 | 0.00071529
67 | 0.0030792 | 0.00077171
68 | 0.00079911 | 0.00020028
69 | 0.00079776 | 0.00019994
70 | 0.0029475 | 0.00073872
71 | 0.0021401 | 0.00053635
72 | 0.0010364 | 0.00025975
73 | 0.0016059 | 0.00040248
74 | 0.00082198 | 0.00020601
75 | 0.00067327 | 0.00016874
76 | 0.0026371 | 0.00066092
77 | 0.00067361 | 0.00016882
78 | 0.0076736 | 0.0019232
79 | 0.00067327 | 0.00016874
80 | 0.00089228 | 0.00022363
81 | 0.0011088 | 0.00027789
82 | 0.00049965 | 0.00012522
83 | 0.0008266 | 0.00020716
84 | 0.00099359 | 0.00024902
85 | 0.0019567 | 0.0004904
86 | 0.0028875 | 0.00072368
87 | 0.0020923 | 0.00052437
88 | 0.0014306 | 0.00035855
89 | 0.00067433 | 0.000169
90 | 0.00068103 | 0.00017068
91 | 0.00067433 | 0.000169
92 | 0.0013982 | 0.00035042
93 | 0.00067255 | 0.00016856
94 | 0.00068175 | 0.00017086
95 | 0.00068103 | 0.00017068
96 | 0.00068103 | 0.00017068
97 | 0.0085698 | 0.0021478
98 | 0.00088535 | 0.00022189
99 | 0.0020274 | 0.00050812
100 | 0.0024233 | 0.00060733
101 | 0.0015903 | 0.00039857
102 | 0.0025081 | 0.00062858
103 | 0.0017519 | 0.00043908
104 | 0.0026753 | 0.00067049
105 | 0.0016133 | 0.00040433
106 | 0.0039586 | 0.00099211
107 | 0.00072744 | 0.00018231
108 | 0.0007277 | 0.00018238
109 | 0.00072861 | 0.00018261
110 | 0.0024525 | 0.00061465
111 | 0.00070671 | 0.00017712
112 | 0.00068103 | 0.00017068
113 | 0.0013989 | 0.00035059

## dtypes
| element | column | dtype
0 | bus | name | object
1 | bus | vn_kv | float64
2 | bus | type | object
3 | bus | zone | object
4 | bus | in_service | bool
5 | load | name | object
6 | load | bus | uint32
7 | load | p_mw | float64
8 | load | q_mvar | float64
9 | load | const_z_percent | float64
10 | load | const_i_percent | float64
11 | load | sn_mva | float64
12 | load | scaling | float64
13 | load | in_service | bool
14 | load | type | object
15 | ext_grid | name | object
16 | ext_grid | bus | uint32
17 | ext_grid | vm_pu | float64
18 | ext_grid | va_degree | float64
19 | ext_grid | slack_weight | float64
20 | ext_grid | in_service | bool
21 | line | name | object
22 | line | std_type | object
23 | line | from_bus | uint32
24 | line | to_bus | uint32
25 | line | length_km | float64
26 | line | r_ohm_per_km | float64
27 | line | x_ohm_per_km | float64
28 | line | c_nf_per_km | float64
29 | line | g_us_per_km | float64
30 | line | max_i_ka | float64
31 | line | df | float64
32 | line | parallel | uint32
33 | line | type | object
34 | line | in_service | bool
35 | trafo | name | object
36 | trafo | std_type | object
37 | trafo | hv_bus | uint32
38 | trafo | lv_bus | uint32
39 | trafo | sn_mva | float64
40 | trafo | vn_hv_kv | float64
41 | trafo | vn_lv_kv | float64
42 | trafo | vk_percent | float64
43 | trafo | vkr_percent | float64
44 | trafo | pfe_kw | float64
45 | trafo | i0_percent | float64
46 | trafo | shift_degree | float64
47 | trafo | tap_side | object
48 | trafo | tap_neutral | int32
49 | trafo | tap_min | int32
50 | trafo | tap_max | int32
51 | trafo | tap_step_percent | float64
52 | trafo | tap_step_degree | float64
53 | trafo | tap_pos | int32
54 | trafo | tap_phase_shifter | bool
55 | trafo | parallel | uint32
56 | trafo | df | float64
57 | trafo | in_service | bool
58 | line_geodata | coords | object
59 | bus_geodata | x | float64
60 | bus_geodata | y | float64
61 | bus_geodata | coords | object
62 | res_bus | vm_pu | float64
63 | res_bus | va_degree | float64
64 | res_bus | p_mw | float64
65 | res_bus | q_mvar | float64
66 | res_line | p_from_mw | float64
67 | res_line | q_from_mvar | float64
68 | res_line | p_to_mw | float64
69 | res_line | q_to_mvar | float64
70 | res_line | pl_mw | float64
71 | res_line | ql_mvar | float64
72 | res_line | i_from_ka | float64
73 | res_line | i_to_ka | float64
74 | res_line | i_ka | float64
75 | res_line | vm_from_pu | float64
76 | res_line | va_from_degree | float64
77 | res_line | vm_to_pu | float64
78 | res_line | va_to_degree | float64
79 | res_line | loading_percent | float64
80 | res_trafo | p_hv_mw | float64
81 | res_trafo | q_hv_mvar | float64
82 | res_trafo | p_lv_mw | float64
83 | res_trafo | q_lv_mvar | float64
84 | res_trafo | pl_mw | float64
85 | res_trafo | ql_mvar | float64
86 | res_trafo | i_hv_ka | float64
87 | res_trafo | i_lv_ka | float64
88 | res_trafo | vm_hv_pu | float64
89 | res_trafo | va_hv_degree | float64
90 | res_trafo | vm_lv_pu | float64
91 | res_trafo | va_lv_degree | float64
92 | res_trafo | loading_percent | float64
93 | res_ext_grid | p_mw | float64
94 | res_ext_grid | q_mvar | float64
95 | res_load | p_mw | float64
96 | res_load | q_mvar | float64

## parameters
| version | format_version | converged | OPF_converged | name | f_hz | sn_mva
0 | 2.14.6 | 2.14.0 | TRUE | FALSE |  | 50 | 1