## bus
| name | vn_kv | type | zone | in_service
0 | bus_LV_116-1_0_8_node_0 | 0.4 | n |  | TRUE
1 | bus_LV_116-1_0_8_node_1 | 0.4 | n |  | TRUE
2 | bus_LV_116-1_0_8_node_3 | 0.4 | n |  | TRUE
3 | bus_LV_116-1_0_8_node_5 | 0.4 | n |  | TRUE
4 | bus_LV_116-1_0_8_node_6 | 0.4 | n |  | TRUE
5 | bus_LV_116-1_0_8_node_10 | 0.4 | n |  | TRUE
6 | bus_LV_116-1_0_8_node_9 | 0.4 | n |  | TRUE
7 | bus_LV_116-1_0_8_node_16 | 0.4 | n |  | TRUE
8 | bus_LV_116-1_0_8_node_7 | 0.4 | n |  | TRUE
9 | bus_LV_116-1_0_8_node_8 | 0.4 | n |  | TRUE
10 | bus_LV_116-1_0_8_node_14 | 0.4 | n |  | TRUE
11 | bus_LV_116-1_0_8_node_11 | 0.4 | n |  | TRUE
12 | bus_LV_116-1_0_8_node_17 | 0.4 | n |  | TRUE
13 | bus_LV_116-1_0_8_node_15 | 0.4 | n |  | TRUE
14 | bus_LV_116-1_0_8_node_12 | 0.4 | n |  | TRUE
15 | bus_LV_116-1_0_8_node_13 | 0.4 | n |  | TRUE
16 | bus_LV_116-1_0_8_node_18 | 0.4 | n |  | TRUE
17 | bus_LV_116-1_0_8_node_19 | 0.4 | n |  | TRUE
18 | bus_LV_116-1_0_8_node_20 | 0.4 | n |  | TRUE
19 | bus_LV_116-1_0_8_node_21 | 0.4 | n |  | TRUE
20 | bus_LV_116-1_0_8_node_22 | 0.4 | n |  | TRUE
21 | bus_LV_116-1_0_8_node_23 | 0.4 | n |  | TRUE
22 | bus_LV_116-1_0_8_node_24 | 0.4 | n |  | TRUE
23 | bus_LV_116-1_0_8_node_25 | 0.4 | n |  | TRUE
24 | bus_LV_116-1_0_8_node_27 | 0.4 | n |  | TRUE
25 | bus_LV_116-1_0_8_node_291 | 0.4 | n |  | TRUE
26 | bus_LV_116-1_0_8_node_283 | 0.4 | n |  | TRUE
27 | bus_LV_116-1_0_8_node_298 | 0.4 | n |  | TRUE
28 | bus_LV_116-1_0_8_node_55 | 0.4 | n |  | TRUE
29 | bus_LV_116-1_0_8_node_35 | 0.4 | n |  | TRUE
30 | bus_LV_116-1_0_8_node_296 | 0.4 | n |  | TRUE
31 | bus_LV_116-1_0_8_node_281 | 0.4 | n |  | TRUE
32 | bus_LV_116-1_0_8_node_297 | 0.4 | n |  | TRUE
33 | bus_LV_116-1_0_8_node_30 | 0.4 | n |  | TRUE
34 | bus_LV_116-1_0_8_node_31 | 0.4 | n |  | TRUE
35 | bus_LV_116-1_0_8_node_28 | 0.4 | n |  | TRUE
36 | bus_LV_116-1_0_8_node_32 | 0.4 | n |  | TRUE
37 | bus_LV_116-1_0_8_node_29 | 0.4 | n |  | TRUE
38 | bus_LV_116-1_0_8_node_33 | 0.4 | n |  | TRUE
39 | bus_LV_116-1_0_8_node_290 | 0.4 | n |  | TRUE
40 | bus_LV_116-1_0_8_node_288 | 0.4 | n |  | TRUE
41 | bus_LV_116-1_0_8_node_34 | 0.4 | n |  | TRUE
42 | bus_LV_116-1_0_8_node_36 | 0.4 | n |  | TRUE
43 | bus_LV_116-1_0_8_node_41 | 0.4 | n |  | TRUE
44 | bus_LV_116-1_0_8_node_37 | 0.4 | n |  | TRUE
45 | bus_LV_116-1_0_8_node_47 | 0.4 | n |  | TRUE
46 | bus_LV_116-1_0_8_node_42 | 0.4 | n |  | TRUE
47 | bus_LV_116-1_0_8_node_38 | 0.4 | n |  | TRUE
48 | bus_LV_116-1_0_8_node_292 | 0.4 | n |  | TRUE
49 | bus_LV_116-1_0_8_node_39 | 0.4 | n |  | TRUE
50 | bus_LV_116-1_0_8_node_40 | 0.4 | n |  | TRUE
51 | bus_LV_116-1_0_8_node_45 | 0.4 | n |  | TRUE
52 | bus_LV_116-1_0_8_node_46 | 0.4 | n |  | TRUE
53 | bus_LV_116-1_0_8_node_43 | 0.4 | n |  | TRUE
54 | bus_LV_116-1_0_8_node_48 | 0.4 | n |  | TRUE
55 | bus_LV_116-1_0_8_node_49 | 0.4 | n |  | TRUE
56 | bus_LV_116-1_0_8_node_50 | 0.4 | n |  | TRUE
57 | bus_LV_116-1_0_8_node_51 | 0.4 | n |  | TRUE
58 | bus_LV_116-1_0_8_node_53 | 0.4 | n |  | TRUE
59 | bus_LV_116-1_0_8_node_54 | 0.4 | n |  | TRUE
60 | bus_LV_116-1_0_8_node_285 | 0.4 | n |  | TRUE
61 | bus_LV_116-1_0_8_node_286 | 0.4 | n |  | TRUE
62 | bus_LV_116-1_0_8_node_56 | 0.4 | n |  | TRUE
63 | bus_LV_116-1_0_8_node_57 | 0.4 | n |  | TRUE
64 | bus_LV_116-1_0_8_node_58 | 0.4 | n |  | TRUE
65 | bus_LV_116-1_0_8_node_59 | 0.4 | n |  | TRUE
66 | bus_LV_116-1_0_8_node_60 | 0.4 | n |  | TRUE
67 | bus_LV_116-1_0_8_node_62 | 0.4 | n |  | TRUE
68 | bus_LV_116-1_0_8_node_68 | 0.4 | n |  | TRUE
69 | bus_LV_116-1_0_8_node_61 | 0.4 | n |  | TRUE
70 | bus_LV_116-1_0_8_node_214 | 0.4 | n |  | TRUE
71 | bus_LV_116-1_0_8_node_215 | 0.4 | n |  | TRUE
72 | bus_LV_116-1_0_8_node_212 | 0.4 | n |  | TRUE
73 | bus_LV_116-1_0_8_node_118 | 0.4 | n |  | TRUE
74 | bus_LV_116-1_0_8_node_65 | 0.4 | n |  | TRUE
75 | bus_LV_116-1_0_8_node_113 | 0.4 | n |  | TRUE
76 | bus_LV_116-1_0_8_node_63 | 0.4 | n |  | TRUE
77 | bus_LV_116-1_0_8_node_216 | 0.4 | n |  | TRUE
78 | bus_LV_116-1_0_8_node_233 | 0.4 | n |  | TRUE
79 | bus_LV_116-1_0_8_node_64 | 0.4 | n |  | TRUE
80 | bus_LV_116-1_0_8_node_198 | 0.4 | n |  | TRUE
81 | bus_LV_116-1_0_8_node_115 | 0.4 | n |  | TRUE
82 | bus_LV_116-1_0_8_node_211 | 0.4 | n |  | TRUE
83 | bus_LV_116-1_0_8_node_69 | 0.4 | n |  | TRUE
84 | bus_LV_116-1_0_8_node_234 | 0.4 | n |  | TRUE
85 | bus_LV_116-1_0_8_node_287 | 0.4 | n |  | TRUE
86 | bus_LV_116-1_0_8_node_227 | 0.4 | n |  | TRUE
87 | bus_LV_116-1_0_8_node_111 | 0.4 | n |  | TRUE
88 | bus_LV_116-1_0_8_node_303 | 0.4 | n |  | TRUE
89 | bus_LV_116-1_0_8_node_117 | 0.4 | n |  | TRUE
90 | bus_LV_116-1_0_8_node_213 | 0.4 | n |  | TRUE
91 | bus_LV_116-1_0_8_node_217 | 0.4 | n |  | TRUE
92 | bus_LV_116-1_0_8_node_218 | 0.4 | n |  | TRUE
93 | bus_LV_116-1_0_8_node_150 | 0.4 | n |  | TRUE
94 | bus_LV_116-1_0_8_node_173 | 0.4 | n |  | TRUE
95 | bus_LV_116-1_0_8_node_147 | 0.4 | n |  | TRUE
96 | bus_LV_116-1_0_8_node_169 | 0.4 | n |  | TRUE
97 | bus_LV_116-1_0_8_node_171 | 0.4 | n |  | TRUE
98 | bus_LV_116-1_0_8_node_167 | 0.4 | n |  | TRUE
99 | bus_LV_116-1_0_8_node_277 | 0.4 | n |  | TRUE
100 | bus_LV_116-1_0_8_node_276 | 0.4 | n |  | TRUE
101 | bus_LV_116-1_0_8_node_70 | 0.4 | n |  | TRUE
102 | bus_LV_116-1_0_8_node_71 | 0.4 | n |  | TRUE
103 | bus_LV_116-1_0_8_node_72 | 0.4 | n |  | TRUE
104 | bus_LV_116-1_0_8_node_73 | 0.4 | n |  | TRUE
105 | bus_LV_116-1_0_8_node_74 | 0.4 | n |  | TRUE
106 | bus_LV_116-1_0_8_node_248 | 0.4 | n |  | TRUE
107 | bus_LV_116-1_0_8_node_249 | 0.4 | n |  | TRUE
108 | bus_LV_116-1_0_8_node_75 | 0.4 | n |  | TRUE
109 | bus_LV_116-1_0_8_node_76 | 0.4 | n |  | TRUE
110 | bus_LV_116-1_0_8_node_77 | 0.4 | n |  | TRUE
111 | bus_LV_116-1_0_8_node_78 | 0.4 | n |  | TRUE
112 | bus_LV_116-1_0_8_node_79 | 0.4 | n |  | TRUE
113 | bus_LV_116-1_0_8_node_82 | 0.4 | n |  | TRUE
114 | bus_LV_116-1_0_8_node_80 | 0.4 | n |  | TRUE
115 | bus_LV_116-1_0_8_node_83 | 0.4 | n |  | TRUE
116 | bus_LV_116-1_0_8_node_224 | 0.4 | n |  | TRUE
117 | bus_LV_116-1_0_8_node_81 | 0.4 | n |  | TRUE
118 | bus_LV_116-1_0_8_node_319 | 0.4 | n |  | TRUE
119 | bus_LV_116-1_0_8_node_87 | 0.4 | n |  | TRUE
120 | bus_LV_116-1_0_8_node_196 | 0.4 | n |  | TRUE
121 | bus_LV_116-1_0_8_node_320 | 0.4 | n |  | TRUE
122 | bus_LV_116-1_0_8_node_86 | 0.4 | n |  | TRUE
123 | bus_LV_116-1_0_8_node_223 | 0.4 | n |  | TRUE
124 | bus_LV_116-1_0_8_node_194 | 0.4 | n |  | TRUE
125 | bus_LV_116-1_0_8_node_84 | 0.4 | n |  | TRUE
126 | bus_LV_116-1_0_8_node_85 | 0.4 | n |  | TRUE
127 | bus_LV_116-1_0_8_node_88 | 0.4 | n |  | TRUE
128 | bus_LV_116-1_0_8_node_89 | 0.4 | n |  | TRUE
129 | bus_LV_116-1_0_8_node_90 | 0.4 | n |  | TRUE
130 | bus_LV_116-1_0_8_node_91 | 0.4 | n |  | TRUE
131 | bus_LV_116-1_0_8_node_93 | 0.4 | n |  | TRUE
132 | bus_LV_116-1_0_8_node_94 | 0.4 | n |  | TRUE
133 | bus_LV_116-1_0_8_node_95 | 0.4 | n |  | TRUE
134 | bus_LV_116-1_0_8_node_92 | 0.4 | n |  | TRUE
135 | bus_LV_116-1_0_8_node_266 | 0.4 | n |  | TRUE
136 | bus_LV_116-1_0_8_node_311 | 0.4 | n |  | TRUE
137 | bus_LV_116-1_0_8_node_264 | 0.4 | n |  | TRUE
138 | bus_LV_116-1_0_8_node_265 | 0.4 | n |  | TRUE
139 | bus_LV_116-1_0_8_node_309 | 0.4 | n |  | TRUE
140 | bus_LV_116-1_0_8_node_310 | 0.4 | n |  | TRUE
141 | bus_LV_116-1_0_8_node_312 | 0.4 | n |  | TRUE
142 | bus_LV_116-1_0_8_node_107 | 0.4 | n |  | TRUE
143 | bus_LV_116-1_0_8_node_96 | 0.4 | n |  | TRUE
144 | bus_LV_116-1_0_8_node_97 | 0.4 | n |  | TRUE
145 | bus_LV_116-1_0_8_node_99 | 0.4 | n |  | TRUE
146 | bus_LV_116-1_0_8_node_101 | 0.4 | n |  | TRUE
147 | bus_LV_116-1_0_8_node_105 | 0.4 | n |  | TRUE
148 | bus_LV_116-1_0_8_node_100 | 0.4 | n |  | TRUE
149 | bus_LV_116-1_0_8_node_231 | 0.4 | n |  | TRUE
150 | bus_LV_116-1_0_8_node_229 | 0.4 | n |  | TRUE
151 | bus_LV_116-1_0_8_node_110 | 0.4 | n |  | TRUE
152 | bus_LV_116-1_0_8_node_109 | 0.4 | n |  | TRUE
153 | bus_LV_116-1_0_8_node_102 | 0.4 | n |  | TRUE
154 | bus_LV_116-1_0_8_node_106 | 0.4 | n |  | TRUE
155 | bus_LV_116-1_0_8_node_225 | 0.4 | n |  | TRUE
156 | bus_LV_116-1_0_8_node_255 | 0.4 | n |  | TRUE
157 | bus_LV_116-1_0_8_node_195 | 0.4 | n |  | TRUE
158 | bus_LV_116-1_0_8_node_108 | 0.4 | n |  | TRUE
159 | bus_LV_116-1_0_8_node_193 | 0.4 | n |  | TRUE
160 | bus_LV_116-1_0_8_node_112 | 0.4 | n |  | TRUE
161 | bus_LV_116-1_0_8_node_114 | 0.4 | n |  | TRUE
162 | bus_LV_116-1_0_8_node_116 | 0.4 | n |  | TRUE
163 | bus_LV_116-1_0_8_node_163 | 0.4 | n |  | TRUE
164 | bus_LV_116-1_0_8_node_192 | 0.4 | n |  | TRUE
165 | bus_LV_116-1_0_8_node_164 | 0.4 | n |  | TRUE
166 | bus_LV_116-1_0_8_node_226 | 0.4 | n |  | TRUE
167 | bus_LV_116-1_0_8_node_119 | 0.4 | n |  | TRUE
168 | bus_LV_116-1_0_8_node_120 | 0.4 | n |  | TRUE
169 | bus_LV_116-1_0_8_node_121 | 0.4 | n |  | TRUE
170 | bus_LV_116-1_0_8_node_122 | 0.4 | n |  | TRUE
171 | bus_LV_116-1_0_8_node_123 | 0.4 | n |  | TRUE
172 | bus_LV_116-1_0_8_node_162 | 0.4 | n |  | TRUE
173 | bus_LV_116-1_0_8_node_142 | 0.4 | n |  | TRUE
174 | bus_LV_116-1_0_8_node_161 | 0.4 | n |  | TRUE
175 | bus_LV_116-1_0_8_node_183 | 0.4 | n |  | TRUE
176 | bus_LV_116-1_0_8_node_182 | 0.4 | n |  | TRUE
177 | bus_LV_116-1_0_8_node_139 | 0.4 | n |  | TRUE
178 | bus_LV_116-1_0_8_node_125 | 0.4 | n |  | TRUE
179 | bus_LV_116-1_0_8_node_126 | 0.4 | n |  | TRUE
180 | bus_LV_116-1_0_8_node_127 | 0.4 | n |  | TRUE
181 | bus_LV_116-1_0_8_node_128 | 0.4 | n |  | TRUE
182 | bus_LV_116-1_0_8_node_129 | 0.4 | n |  | TRUE
183 | bus_LV_116-1_0_8_node_131 | 0.4 | n |  | TRUE
184 | bus_LV_116-1_0_8_node_132 | 0.4 | n |  | TRUE
185 | bus_LV_116-1_0_8_node_133 | 0.4 | n |  | TRUE
186 | bus_LV_116-1_0_8_node_134 | 0.4 | n |  | TRUE
187 | bus_LV_116-1_0_8_node_187 | 0.4 | n |  | TRUE
188 | bus_LV_116-1_0_8_node_238 | 0.4 | n |  | TRUE
189 | bus_LV_116-1_0_8_node_207 | 0.4 | n |  | TRUE
190 | bus_LV_116-1_0_8_node_204 | 0.4 | n |  | TRUE
191 | bus_LV_116-1_0_8_node_321 | 0.4 | n |  | TRUE
192 | bus_LV_116-1_0_8_node_243 | 0.4 | n |  | TRUE
193 | bus_LV_116-1_0_8_node_189 | 0.4 | n |  | TRUE
194 | bus_LV_116-1_0_8_node_185 | 0.4 | n |  | TRUE
195 | bus_LV_116-1_0_8_node_232 | 0.4 | n |  | TRUE
196 | bus_LV_116-1_0_8_node_230 | 0.4 | n |  | TRUE
197 | bus_LV_116-1_0_8_node_239 | 0.4 | n |  | TRUE
198 | bus_LV_116-1_0_8_node_210 | 0.4 | n |  | TRUE
199 | bus_LV_116-1_0_8_node_205 | 0.4 | n |  | TRUE
200 | bus_LV_116-1_0_8_node_241 | 0.4 | n |  | TRUE
201 | bus_LV_116-1_0_8_node_179 | 0.4 | n |  | TRUE
202 | bus_LV_116-1_0_8_node_177 | 0.4 | n |  | TRUE
203 | bus_LV_116-1_0_8_node_135 | 0.4 | n |  | TRUE
204 | bus_LV_116-1_0_8_node_136 | 0.4 | n |  | TRUE
205 | bus_LV_116-1_0_8_node_137 | 0.4 | n |  | TRUE
206 | bus_LV_116-1_0_8_node_138 | 0.4 | n |  | TRUE
207 | bus_LV_116-1_0_8_node_140 | 0.4 | n |  | TRUE
208 | bus_LV_116-1_0_8_node_141 | 0.4 | n |  | TRUE
209 | bus_LV_116-1_0_8_node_143 | 0.4 | n |  | TRUE
210 | bus_LV_116-1_0_8_node_203 | 0.4 | n |  | TRUE
211 | bus_LV_116-1_0_8_node_201 | 0.4 | n |  | TRUE
212 | bus_LV_116-1_0_8_node_190 | 0.4 | n |  | TRUE
213 | bus_LV_116-1_0_8_node_202 | 0.4 | n |  | TRUE
214 | bus_LV_116-1_0_8_node_200 | 0.4 | n |  | TRUE
215 | bus_LV_116-1_0_8_node_144 | 0.4 | n |  | TRUE
216 | bus_LV_116-1_0_8_node_145 | 0.4 | n |  | TRUE
217 | bus_LV_116-1_0_8_node_146 | 0.4 | n |  | TRUE
218 | bus_LV_116-1_0_8_node_148 | 0.4 | n |  | TRUE
219 | bus_LV_116-1_0_8_node_149 | 0.4 | n |  | TRUE
220 | bus_LV_116-1_0_8_node_251 | 0.4 | n |  | TRUE
221 | bus_LV_116-1_0_8_node_250 | 0.4 | n |  | TRUE
222 | bus_LV_116-1_0_8_node_279 | 0.4 | n |  | TRUE
223 | bus_LV_116-1_0_8_node_160 | 0.4 | n |  | TRUE
224 | bus_LV_116-1_0_8_node_174 | 0.4 | n |  | TRUE
225 | bus_LV_116-1_0_8_node_222 | 0.4 | n |  | TRUE
226 | bus_LV_116-1_0_8_node_172 | 0.4 | n |  | TRUE
227 | bus_LV_116-1_0_8_node_152 | 0.4 | n |  | TRUE
228 | bus_LV_116-1_0_8_node_153 | 0.4 | n |  | TRUE
229 | bus_LV_116-1_0_8_node_154 | 0.4 | n |  | TRUE
230 | bus_LV_116-1_0_8_node_155 | 0.4 | n |  | TRUE
231 | bus_LV_116-1_0_8_node_156 | 0.4 | n |  | TRUE
232 | bus_LV_116-1_0_8_node_157 | 0.4 | n |  | TRUE
233 | bus_LV_116-1_0_8_node_158 | 0.4 | n |  | TRUE
234 | bus_LV_116-1_0_8_node_236 | 0.4 | n |  | TRUE
235 | bus_LV_116-1_0_8_node_268 | 0.4 | n |  | TRUE
236 | bus_LV_116-1_0_8_node_247 | 0.4 | n |  | TRUE
237 | bus_LV_116-1_0_8_node_306 | 0.4 | n |  | TRUE
238 | bus_LV_116-1_0_8_node_322 | 0.4 | n |  | TRUE
239 | bus_LV_116-1_0_8_node_237 | 0.4 | n |  | TRUE
240 | bus_LV_116-1_0_8_node_307 | 0.4 | n |  | TRUE
241 | bus_LV_116-1_0_8_node_269 | 0.4 | n |  | TRUE
242 | bus_LV_116-1_0_8_node_165 | 0.4 | n |  | TRUE
243 | bus_LV_116-1_0_8_node_166 | 0.4 | n |  | TRUE
244 | bus_LV_116-1_0_8_node_168 | 0.4 | n |  | TRUE
245 | bus_LV_116-1_0_8_node_170 | 0.4 | n |  | TRUE
246 | bus_LV_116-1_0_8_node_219 | 0.4 | n |  | TRUE
247 | bus_LV_116-1_0_8_node_220 | 0.4 | n |  | TRUE
248 | bus_LV_116-1_0_8_node_221 | 0.4 | n |  | TRUE
249 | bus_LV_116-1_0_8_node_175 | 0.4 | n |  | TRUE
250 | bus_LV_116-1_0_8_node_176 | 0.4 | n |  | TRUE
251 | bus_LV_116-1_0_8_node_178 | 0.4 | n |  | TRUE
252 | bus_LV_116-1_0_8_node_180 | 0.4 | n |  | TRUE
253 | bus_LV_116-1_0_8_node_199 | 0.4 | n |  | TRUE
254 | bus_LV_116-1_0_8_node_186 | 0.4 | n |  | TRUE
255 | bus_LV_116-1_0_8_node_188 | 0.4 | n |  | TRUE
256 | bus_LV_116-1_0_8_node_184 | 0.4 | n |  | TRUE
257 | bus_LV_116-1_0_8_node_191 | 0.4 | n |  | TRUE
258 | bus_LV_116-1_0_8_node_263 | 0.4 | n |  | TRUE
259 | bus_LV_116-1_0_8_node_262 | 0.4 | n |  | TRUE
260 | bus_LV_116-1_0_8_node_267 | 0.4 | n |  | TRUE
261 | bus_LV_116-1_0_8_node_261 | 0.4 | n |  | TRUE
262 | bus_LV_116-1_0_8_node_197 | 0.4 | n |  | TRUE
263 | bus_LV_116-1_0_8_node_245 | 0.4 | n |  | TRUE
264 | bus_LV_116-1_0_8_node_242 | 0.4 | n |  | TRUE
265 | bus_LV_116-1_0_8_node_240 | 0.4 | n |  | TRUE
266 | bus_LV_116-1_0_8_node_206 | 0.4 | n |  | TRUE
267 | bus_LV_116-1_0_8_node_208 | 0.4 | n |  | TRUE
268 | bus_LV_116-1_0_8_node_209 | 0.4 | n |  | TRUE
269 | bus_LV_116-1_0_8_node_252 | 0.4 | n |  | TRUE
270 | bus_LV_116-1_0_8_node_253 | 0.4 | n |  | TRUE
271 | bus_LV_116-1_0_8_node_254 | 0.4 | n |  | TRUE
272 | bus_LV_116-1_0_8_node_256 | 0.4 | n |  | TRUE
273 | bus_LV_116-1_0_8_node_318 | 0.4 | n |  | TRUE
274 | bus_LV_116-1_0_8_node_274 | 0.4 | n |  | TRUE
275 | bus_LV_116-1_0_8_node_305 | 0.4 | n |  | TRUE
276 | bus_LV_116-1_0_8_node_304 | 0.4 | n |  | TRUE
277 | bus_LV_116-1_0_8_node_273 | 0.4 | n |  | TRUE
278 | bus_LV_116-1_0_8_node_244 | 0.4 | n |  | TRUE
279 | bus_LV_116-1_0_8_node_228 | 0.4 | n |  | TRUE
280 | bus_LV_116-1_0_8_node_278 | 0.4 | n |  | TRUE
281 | bus_LV_116-1_0_8_node_257 | 0.4 | n |  | TRUE
282 | bus_LV_116-1_0_8_node_258 | 0.4 | n |  | TRUE
283 | bus_LV_116-1_0_8_node_259 | 0.4 | n |  | TRUE
284 | bus_LV_116-1_0_8_node_260 | 0.4 | n |  | TRUE
285 | bus_LV_116-1_0_8_node_270 | 0.4 | n |  | TRUE
286 | bus_LV_116-1_0_8_node_271 | 0.4 | n |  | TRUE
287 | bus_LV_116-1_0_8_node_275 | 0.4 | n |  | TRUE
288 | bus_LV_116-1_0_8_node_272 | 0.4 | n |  | TRUE
289 | bus_LV_116-1_0_8_node_280 | 0.4 | n |  | TRUE
290 | bus_LV_116-1_0_8_node_282 | 0.4 | n |  | TRUE
291 | bus_LV_116-1_0_8_node_284 | 0.4 | n |  | TRUE
292 | bus_LV_116-1_0_8_node_299 | 0.4 | n |  | TRUE
293 | bus_LV_116-1_0_8_node_300 | 0.4 | n |  | TRUE
294 | bus_LV_116-1_0_8_node_301 | 0.4 | n |  | TRUE
295 | bus_LV_116-1_0_8_node_302 | 0.4 | n |  | TRUE
296 | bus_LV_116-1_0_8_node_289 | 0.4 | n |  | TRUE
297 | bus_LV_116-1_0_8_node_293 | 0.4 | n |  | TRUE
298 | bus_LV_116-1_0_8_node_294 | 0.4 | n |  | TRUE
299 | bus_LV_116-1_0_8_node_295 | 0.4 | n |  | TRUE
300 | bus_LV_116-1_0_8_node_313 | 0.4 | n |  | TRUE
301 | bus_LV_116-1_0_8_node_314 | 0.4 | n |  | TRUE
302 | bus_LV_116-1_0_8_node_316 | 0.4 | n |  | TRUE
303 | bus_LV_116-1_0_8_node_317 | 0.4 | n |  | TRUE
304 | bus_MV_355_1_node_88 | 20 | n |  | TRUE

## load
| name | bus | p_mw | q_mvar | const_z_percent | const_i_percent | sn_mva | scaling | in_service | type
0 | LV_116-1_0_8_load_0 | 0 | 0.00022451 | 5.6268e-05 | 0 | 0 |  | 1 | TRUE | wye
1 | LV_116-1_0_8_load_1 | 1 | 0.00015438 | 3.869e-05 | 0 | 0 |  | 1 | TRUE | wye
2 | LV_116-1_0_8_load_6 | 4 | 0.00027036 | 6.776e-05 | 0 | 0 |  | 1 | TRUE | wye
3 | LV_116-1_0_8_load_9 | 6 | 0.00011577 | 2.9014e-05 | 0 | 0 |  | 1 | TRUE | wye
4 | LV_116-1_0_8_load_16 | 7 | 0.0003185 | 7.9825e-05 | 0 | 0 |  | 1 | TRUE | wye
5 | LV_116-1_0_8_load_7 | 8 | 0.00017694 | 4.4344e-05 | 0 | 0 |  | 1 | TRUE | wye
6 | LV_116-1_0_8_load_8 | 9 | 0.00012597 | 3.157e-05 | 0 | 0 |  | 1 | TRUE | wye
7 | LV_116-1_0_8_load_14 | 10 | 6.2061e-05 | 1.5554e-05 | 0 | 0 |  | 1 | TRUE | wye
8 | LV_116-1_0_8_load_11 | 11 | 0.00012057 | 3.0219e-05 | 0 | 0 |  | 1 | TRUE | wye
9 | LV_116-1_0_8_load_17 | 12 | 5.3727e-05 | 1.3465e-05 | 0 | 0 |  | 1 | TRUE | wye
10 | LV_116-1_0_8_load_15 | 13 | 5.5723e-05 | 1.3965e-05 | 0 | 0 |  | 1 | TRUE | wye
11 | LV_116-1_0_8_load_12 | 14 | 0.00075936 | 0.00019031 | 0 | 0 |  | 1 | TRUE | wye
12 | LV_116-1_0_8_load_13 | 15 | 6.0909e-05 | 1.5265e-05 | 0 | 0 |  | 1 | TRUE | wye
13 | LV_116-1_0_8_load_18 | 16 | 0.00013344 | 3.3443e-05 | 0 | 0 |  | 1 | TRUE | wye
14 | LV_116-1_0_8_load_20 | 18 | 0.00039488 | 9.8967e-05 | 0 | 0 |  | 1 | TRUE | wye
15 | LV_116-1_0_8_load_22 | 20 | 5.5731e-05 | 1.3968e-05 | 0 | 0 |  | 1 | TRUE | wye
16 | LV_116-1_0_8_load_24 | 22 | 0.00016423 | 4.1159e-05 | 0 | 0 |  | 1 | TRUE | wye
17 | LV_116-1_0_8_load_25 | 23 | 0.0020231 | 0.00050703 | 0 | 0 |  | 1 | TRUE | wye
18 | LV_116-1_0_8_load_291 | 25 | 9.0374e-05 | 2.265e-05 | 0 | 0 |  | 1 | TRUE | wye
19 | LV_116-1_0_8_load_283 | 26 | 0.00022979 | 5.759e-05 | 0 | 0 |  | 1 | TRUE | wye
20 | LV_116-1_0_8_load_298 | 27 | 0.00017314 | 4.3392e-05 | 0 | 0 |  | 1 | TRUE | wye
21 | LV_116-1_0_8_load_55 | 28 | 0.00067592 | 0.0001694 | 0 | 0 |  | 1 | TRUE | wye
22 | LV_116-1_0_8_load_281 | 31 | 8.0319e-05 | 2.013e-05 | 0 | 0 |  | 1 | TRUE | wye
23 | LV_116-1_0_8_load_297 | 32 | 0.00057674 | 0.00014454 | 0 | 0 |  | 1 | TRUE | wye
24 | LV_116-1_0_8_load_31 | 34 | 0.00051616 | 0.00012936 | 0 | 0 |  | 1 | TRUE | wye
25 | LV_116-1_0_8_load_32 | 36 | 9.3108e-05 | 2.3335e-05 | 0 | 0 |  | 1 | TRUE | wye
26 | LV_116-1_0_8_load_29 | 37 | 0.00023314 | 5.8431e-05 | 0 | 0 |  | 1 | TRUE | wye
27 | LV_116-1_0_8_load_34 | 41 | 0.00035105 | 8.7981e-05 | 0 | 0 |  | 1 | TRUE | wye
28 | LV_116-1_0_8_load_36 | 42 | 8.8593e-05 | 2.2204e-05 | 0 | 0 |  | 1 | TRUE | wye
29 | LV_116-1_0_8_load_47 | 45 | 0.00023132 | 5.7975e-05 | 0 | 0 |  | 1 | TRUE | wye
30 | LV_116-1_0_8_load_42 | 46 | 0.00017477 | 4.3801e-05 | 0 | 0 |  | 1 | TRUE | wye
31 | LV_116-1_0_8_load_292 | 48 | 0.0005039 | 0.00012629 | 0 | 0 |  | 1 | TRUE | wye
32 | LV_116-1_0_8_load_40 | 50 | 0.00024907 | 6.2422e-05 | 0 | 0 |  | 1 | TRUE | wye
33 | LV_116-1_0_8_load_45 | 51 | 0.0001456 | 3.6491e-05 | 0 | 0 |  | 1 | TRUE | wye
34 | LV_116-1_0_8_load_46 | 52 | 0.00025651 | 6.4287e-05 | 0 | 0 |  | 1 | TRUE | wye
35 | LV_116-1_0_8_load_43 | 53 | 0.00035377 | 8.8662e-05 | 0 | 0 |  | 1 | TRUE | wye
36 | LV_116-1_0_8_load_48 | 54 | 8.7465e-05 | 2.1921e-05 | 0 | 0 |  | 1 | TRUE | wye
37 | LV_116-1_0_8_load_49 | 55 | 8.6032e-05 | 2.1562e-05 | 0 | 0 |  | 1 | TRUE | wye
38 | LV_116-1_0_8_load_50 | 56 | 0.00042006 | 0.00010528 | 0 | 0 |  | 1 | TRUE | wye
39 | LV_116-1_0_8_load_51 | 57 | 0.000337 | 8.4459e-05 | 0 | 0 |  | 1 | TRUE | wye
40 | LV_116-1_0_8_load_53 | 58 | 8.3963e-05 | 2.1043e-05 | 0 | 0 |  | 1 | TRUE | wye
41 | LV_116-1_0_8_load_54 | 59 | 8.6803e-05 | 2.1755e-05 | 0 | 0 |  | 1 | TRUE | wye
42 | LV_116-1_0_8_load_285 | 60 | 0.00038737 | 9.7085e-05 | 0 | 0 |  | 1 | TRUE | wye
43 | LV_116-1_0_8_load_56 | 62 | 0.0016175 | 0.00040539 | 0 | 0 |  | 1 | TRUE | wye
44 | LV_116-1_0_8_load_57 | 63 | 0.0016168 | 0.0004052 | 0 | 0 |  | 1 | TRUE | wye
45 | LV_116-1_0_8_load_59 | 65 | 0.0016163 | 0.00040508 | 0 | 0 |  | 1 | TRUE | wye
46 | LV_116-1_0_8_load_60 | 66 | 0.011837 | 0.0029666 | 0 | 0 |  | 1 | TRUE | wye
47 | LV_116-1_0_8_load_68 | 68 | 0.00082991 | 0.00020799 | 0 | 0 |  | 1 | TRUE | wye
48 | LV_116-1_0_8_load_214 | 70 | 0.0003212 | 8.0501e-05 | 0 | 0 |  | 1 | TRUE | wye
49 | LV_116-1_0_8_load_212 | 72 | 0.012879 | 0.0032277 | 0 | 0 |  | 1 | TRUE | wye
50 | LV_116-1_0_8_load_118 | 73 | 0.0026892 | 0.00067399 | 0 | 0 |  | 1 | TRUE | wye
51 | LV_116-1_0_8_load_233 | 78 | 0.00034386 | 8.618e-05 | 0 | 0 |  | 1 | TRUE | wye
52 | LV_116-1_0_8_load_198 | 80 | 0.0016684 | 0.00041814 | 0 | 0 |  | 1 | TRUE | wye
53 | LV_116-1_0_8_load_211 | 82 | 0.012082 | 0.003028 | 0 | 0 |  | 1 | TRUE | wye
54 | LV_116-1_0_8_load_69 | 83 | 0.0012893 | 0.00032313 | 0 | 0 |  | 1 | TRUE | wye
55 | LV_116-1_0_8_load_234 | 84 | 0.00024034 | 6.0234e-05 | 0 | 0 |  | 1 | TRUE | wye
56 | LV_116-1_0_8_load_227 | 86 | 0.0061309 | 0.0015365 | 0 | 0 |  | 1 | TRUE | wye
57 | LV_116-1_0_8_load_111 | 87 | 0.0058232 | 0.0014594 | 0 | 0 |  | 1 | TRUE | wye
58 | LV_116-1_0_8_load_303 | 88 | 0.0004225 | 0.00010589 | 0 | 0 |  | 1 | TRUE | wye
59 | LV_116-1_0_8_load_117 | 89 | 0.0016424 | 0.00041161 | 0 | 0 |  | 1 | TRUE | wye
60 | LV_116-1_0_8_load_217 | 91 | 0.0038281 | 0.0009594 | 0 | 0 |  | 1 | TRUE | wye
61 | LV_116-1_0_8_load_173 | 94 | 0.0057676 | 0.0014455 | 0 | 0 |  | 1 | TRUE | wye
62 | LV_116-1_0_8_load_167 | 98 | 0.00070713 | 0.00017722 | 0 | 0 |  | 1 | TRUE | wye
63 | LV_116-1_0_8_load_277 | 99 | 0.010813 | 0.00271 | 0 | 0 |  | 1 | TRUE | wye
64 | LV_116-1_0_8_load_70 | 101 | 0.00082999 | 0.00020802 | 0 | 0 |  | 1 | TRUE | wye
65 | LV_116-1_0_8_load_71 | 102 | 0.00082999 | 0.00020802 | 0 | 0 |  | 1 | TRUE | wye
66 | LV_116-1_0_8_load_72 | 103 | 0.00096354 | 0.00024149 | 0 | 0 |  | 1 | TRUE | wye
67 | LV_116-1_0_8_load_73 | 104 | 0.0016208 | 0.00040622 | 0 | 0 |  | 1 | TRUE | wye
68 | LV_116-1_0_8_load_74 | 105 | 0.00083263 | 0.00020868 | 0 | 0 |  | 1 | TRUE | wye
69 | LV_116-1_0_8_load_248 | 106 | 0.00076707 | 0.00019225 | 0 | 0 |  | 1 | TRUE | wye
70 | LV_116-1_0_8_load_249 | 107 | 0.00081294 | 0.00020374 | 0 | 0 |  | 1 | TRUE | wye
71 | LV_116-1_0_8_load_75 | 108 | 0.0054427 | 0.0013641 | 0 | 0 |  | 1 | TRUE | wye
72 | LV_116-1_0_8_load_76 | 109 | 0.00036094 | 9.0461e-05 | 0 | 0 |  | 1 | TRUE | wye
73 | LV_116-1_0_8_load_82 | 113 | 0.0013658 | 0.00034229 | 0 | 0 |  | 1 | TRUE | wye
74 | LV_116-1_0_8_load_83 | 115 | 0.000934 | 0.00023408 | 0 | 0 |  | 1 | TRUE | wye
75 | LV_116-1_0_8_load_224 | 116 | 0.017806 | 0.0044625 | 0 | 0 |  | 1 | TRUE | wye
76 | LV_116-1_0_8_load_319 | 118 | 0.0030609 | 0.00076714 | 0 | 0 |  | 1 | TRUE | wye
77 | LV_116-1_0_8_load_320 | 121 | 0.00058925 | 0.00014768 | 0 | 0 |  | 1 | TRUE | wye
78 | LV_116-1_0_8_load_86 | 122 | 0.00065781 | 0.00016486 | 0 | 0 |  | 1 | TRUE | wye
79 | LV_116-1_0_8_load_223 | 123 | 0.0096688 | 0.0024232 | 0 | 0 |  | 1 | TRUE | wye
80 | LV_116-1_0_8_load_84 | 125 | 0.0041003 | 0.0010276 | 0 | 0 |  | 1 | TRUE | wye
81 | LV_116-1_0_8_load_88 | 127 | 0.0021926 | 0.00054952 | 0 | 0 |  | 1 | TRUE | wye
82 | LV_116-1_0_8_load_89 | 128 | 0.0021813 | 0.00054668 | 0 | 0 |  | 1 | TRUE | wye
83 | LV_116-1_0_8_load_94 | 132 | 0.0013909 | 0.00034858 | 0 | 0 |  | 1 | TRUE | wye
84 | LV_116-1_0_8_load_95 | 133 | 0.0025755 | 0.00064548 | 0 | 0 |  | 1 | TRUE | wye
85 | LV_116-1_0_8_load_266 | 135 | 0.0023678 | 0.00059342 | 0 | 0 |  | 1 | TRUE | wye
86 | LV_116-1_0_8_load_311 | 136 | 0.00029343 | 7.3539e-05 | 0 | 0 |  | 1 | TRUE | wye
87 | LV_116-1_0_8_load_265 | 138 | 0.0029434 | 0.00073768 | 0 | 0 |  | 1 | TRUE | wye
88 | LV_116-1_0_8_load_309 | 139 | 0.00037015 | 9.2769e-05 | 0 | 0 |  | 1 | TRUE | wye
89 | LV_116-1_0_8_load_310 | 140 | 0.000712 | 0.00017844 | 0 | 0 |  | 1 | TRUE | wye
90 | LV_116-1_0_8_load_312 | 141 | 0.0003047 | 7.6364e-05 | 0 | 0 |  | 1 | TRUE | wye
91 | LV_116-1_0_8_load_107 | 142 | 0.0037339 | 0.00093581 | 0 | 0 |  | 1 | TRUE | wye
92 | LV_116-1_0_8_load_96 | 143 | 0.0032057 | 0.00080342 | 0 | 0 |  | 1 | TRUE | wye
93 | LV_116-1_0_8_load_99 | 145 | 0.0058749 | 0.0014724 | 0 | 0 |  | 1 | TRUE | wye
94 | LV_116-1_0_8_load_105 | 147 | 0.005754 | 0.0014421 | 0 | 0 |  | 1 | TRUE | wye
95 | LV_116-1_0_8_load_231 | 149 | 0.0086589 | 0.0021701 | 0 | 0 |  | 1 | TRUE | wye
96 | LV_116-1_0_8_load_229 | 150 | 0.0043134 | 0.001081 | 0 | 0 |  | 1 | TRUE | wye
97 | LV_116-1_0_8_load_109 | 152 | 0.0019954 | 0.00050009 | 0 | 0 |  | 1 | TRUE | wye
98 | LV_116-1_0_8_load_102 | 153 | 0.0074888 | 0.0018769 | 0 | 0 |  | 1 | TRUE | wye
99 | LV_116-1_0_8_load_255 | 156 | 0.0086633 | 0.0021712 | 0 | 0 |  | 1 | TRUE | wye
100 | LV_116-1_0_8_load_195 | 157 | 0.010367 | 0.0025981 | 0 | 0 |  | 1 | TRUE | wye
101 | LV_116-1_0_8_load_108 | 158 | 0.015548 | 0.0038967 | 0 | 0 |  | 1 | TRUE | wye
102 | LV_116-1_0_8_load_112 | 160 | 0.00052435 | 0.00013141 | 0 | 0 |  | 1 | TRUE | wye
103 | LV_116-1_0_8_load_114 | 161 | 0.0005158 | 0.00012927 | 0 | 0 |  | 1 | TRUE | wye
104 | LV_116-1_0_8_load_116 | 162 | 0.00048132 | 0.00012063 | 0 | 0 |  | 1 | TRUE | wye
105 | LV_116-1_0_8_load_163 | 163 | 0.00051576 | 0.00012926 | 0 | 0 |  | 1 | TRUE | wye
106 | LV_116-1_0_8_load_164 | 165 | 0.0012917 | 0.00032373 | 0 | 0 |  | 1 | TRUE | wye
107 | LV_116-1_0_8_load_226 | 166 | 0.0057992 | 0.0014534 | 0 | 0 |  | 1 | TRUE | wye
108 | LV_116-1_0_8_load_119 | 167 | 0.0013363 | 0.00033491 | 0 | 0 |  | 1 | TRUE | wye
109 | LV_116-1_0_8_load_121 | 169 | 0.0032146 | 0.00080567 | 0 | 0 |  | 1 | TRUE | wye
110 | LV_116-1_0_8_load_122 | 170 | 0.001805 | 0.00045238 | 0 | 0 |  | 1 | TRUE | wye
111 | LV_116-1_0_8_load_142 | 173 | 0.001192 | 0.00029873 | 0 | 0 |  | 1 | TRUE | wye
112 | LV_116-1_0_8_load_183 | 175 | 0.0066854 | 0.0016755 | 0 | 0 |  | 1 | TRUE | wye
113 | LV_116-1_0_8_load_182 | 176 | 0.0023029 | 0.00057717 | 0 | 0 |  | 1 | TRUE | wye
114 | LV_116-1_0_8_load_139 | 177 | 0.0022417 | 0.00056182 | 0 | 0 |  | 1 | TRUE | wye
115 | LV_116-1_0_8_load_125 | 178 | 0.0017634 | 0.00044195 | 0 | 0 |  | 1 | TRUE | wye
116 | LV_116-1_0_8_load_126 | 179 | 0.001798 | 0.00045062 | 0 | 0 |  | 1 | TRUE | wye
117 | LV_116-1_0_8_load_128 | 181 | 0.0017851 | 0.0004474 | 0 | 0 |  | 1 | TRUE | wye
118 | LV_116-1_0_8_load_134 | 186 | 0.00088986 | 0.00022302 | 0 | 0 |  | 1 | TRUE | wye
119 | LV_116-1_0_8_load_238 | 188 | 0.0028877 | 0.00072373 | 0 | 0 |  | 1 | TRUE | wye
120 | LV_116-1_0_8_load_207 | 189 | 0.001751 | 0.00043884 | 0 | 0 |  | 1 | TRUE | wye
121 | LV_116-1_0_8_load_204 | 190 | 0.0017529 | 0.00043932 | 0 | 0 |  | 1 | TRUE | wye
122 | LV_116-1_0_8_load_321 | 191 | 0.0016997 | 0.00042597 | 0 | 0 |  | 1 | TRUE | wye
123 | LV_116-1_0_8_load_185 | 194 | 0.0029091 | 0.00072909 | 0 | 0 |  | 1 | TRUE | wye
124 | LV_116-1_0_8_load_232 | 195 | 0.0020067 | 0.00050293 | 0 | 0 |  | 1 | TRUE | wye
125 | LV_116-1_0_8_load_230 | 196 | 0.0057174 | 0.0014329 | 0 | 0 |  | 1 | TRUE | wye
126 | LV_116-1_0_8_load_239 | 197 | 0.0024359 | 0.0006105 | 0 | 0 |  | 1 | TRUE | wye
127 | LV_116-1_0_8_load_210 | 198 | 0.00071644 | 0.00017956 | 0 | 0 |  | 1 | TRUE | wye
128 | LV_116-1_0_8_load_205 | 199 | 0.00115 | 0.00028823 | 0 | 0 |  | 1 | TRUE | wye
129 | LV_116-1_0_8_load_241 | 200 | 0.00088884 | 0.00022276 | 0 | 0 |  | 1 | TRUE | wye
130 | LV_116-1_0_8_load_179 | 201 | 0.0020876 | 0.0005232 | 0 | 0 |  | 1 | TRUE | wye
131 | LV_116-1_0_8_load_177 | 202 | 0.00087956 | 0.00022044 | 0 | 0 |  | 1 | TRUE | wye
132 | LV_116-1_0_8_load_135 | 203 | 0.0016643 | 0.00041711 | 0 | 0 |  | 1 | TRUE | wye
133 | LV_116-1_0_8_load_136 | 204 | 0.0053914 | 0.0013512 | 0 | 0 |  | 1 | TRUE | wye
134 | LV_116-1_0_8_load_138 | 206 | 0.0008025 | 0.00020113 | 0 | 0 |  | 1 | TRUE | wye
135 | LV_116-1_0_8_load_140 | 207 | 0.00083816 | 0.00021006 | 0 | 0 |  | 1 | TRUE | wye
136 | LV_116-1_0_8_load_141 | 208 | 0.0028196 | 0.00070665 | 0 | 0 |  | 1 | TRUE | wye
137 | LV_116-1_0_8_load_143 | 209 | 0.0057664 | 0.0014452 | 0 | 0 |  | 1 | TRUE | wye
138 | LV_116-1_0_8_load_203 | 210 | 0.0037759 | 0.00094632 | 0 | 0 |  | 1 | TRUE | wye
139 | LV_116-1_0_8_load_190 | 212 | 0.000877 | 0.0002198 | 0 | 0 |  | 1 | TRUE | wye
140 | LV_116-1_0_8_load_200 | 214 | 0.00083346 | 0.00020888 | 0 | 0 |  | 1 | TRUE | wye
141 | LV_116-1_0_8_load_144 | 215 | 0.022262 | 0.0055794 | 0 | 0 |  | 1 | TRUE | wye
142 | LV_116-1_0_8_load_145 | 216 | 0.0094876 | 0.0023778 | 0 | 0 |  | 1 | TRUE | wye
143 | LV_116-1_0_8_load_146 | 217 | 0.0069621 | 0.0017449 | 0 | 0 |  | 1 | TRUE | wye
144 | LV_116-1_0_8_load_148 | 218 | 0.0019918 | 0.0004992 | 0 | 0 |  | 1 | TRUE | wye
145 | LV_116-1_0_8_load_251 | 220 | 0.0038039 | 0.00095335 | 0 | 0 |  | 1 | TRUE | wye
146 | LV_116-1_0_8_load_250 | 221 | 0.003803 | 0.00095313 | 0 | 0 |  | 1 | TRUE | wye
147 | LV_116-1_0_8_load_279 | 222 | 0.0038039 | 0.00095335 | 0 | 0 |  | 1 | TRUE | wye
148 | LV_116-1_0_8_load_222 | 225 | 0.0011025 | 0.00027631 | 0 | 0 |  | 1 | TRUE | wye
149 | LV_116-1_0_8_load_152 | 227 | 0.0038321 | 0.00096042 | 0 | 0 |  | 1 | TRUE | wye
150 | LV_116-1_0_8_load_153 | 228 | 0.003741 | 0.00093757 | 0 | 0 |  | 1 | TRUE | wye
151 | LV_116-1_0_8_load_155 | 230 | 0.012775 | 0.0032018 | 0 | 0 |  | 1 | TRUE | wye
152 | LV_116-1_0_8_load_156 | 231 | 0.016151 | 0.0040478 | 0 | 0 |  | 1 | TRUE | wye
153 | LV_116-1_0_8_load_157 | 232 | 0.0090597 | 0.0022706 | 0 | 0 |  | 1 | TRUE | wye
154 | LV_116-1_0_8_load_268 | 235 | 0.0038902 | 0.00097497 | 0 | 0 |  | 1 | TRUE | wye
155 | LV_116-1_0_8_load_306 | 237 | 0.0002203 | 5.5213e-05 | 0 | 0 |  | 1 | TRUE | wye
156 | LV_116-1_0_8_load_322 | 238 | 0.00043173 | 0.0001082 | 0 | 0 |  | 1 | TRUE | wye
157 | LV_116-1_0_8_load_307 | 240 | 0.00087889 | 0.00022027 | 0 | 0 |  | 1 | TRUE | wye
158 | LV_116-1_0_8_load_269 | 241 | 0.0038856 | 0.00097381 | 0 | 0 |  | 1 | TRUE | wye
159 | LV_116-1_0_8_load_165 | 242 | 0.0013705 | 0.00034349 | 0 | 0 |  | 1 | TRUE | wye
160 | LV_116-1_0_8_load_166 | 243 | 0.0022248 | 0.00055759 | 0 | 0 |  | 1 | TRUE | wye
161 | LV_116-1_0_8_load_168 | 244 | 0.003961 | 0.00099272 | 0 | 0 |  | 1 | TRUE | wye
162 | LV_116-1_0_8_load_170 | 245 | 0.0041164 | 0.0010317 | 0 | 0 |  | 1 | TRUE | wye
163 | LV_116-1_0_8_load_220 | 247 | 0.00091948 | 0.00023044 | 0 | 0 |  | 1 | TRUE | wye
164 | LV_116-1_0_8_load_221 | 248 | 0.00086867 | 0.00021771 | 0 | 0 |  | 1 | TRUE | wye
165 | LV_116-1_0_8_load_175 | 249 | 0.00093574 | 0.00023452 | 0 | 0 |  | 1 | TRUE | wye
166 | LV_116-1_0_8_load_176 | 250 | 0.00083099 | 0.00020827 | 0 | 0 |  | 1 | TRUE | wye
167 | LV_116-1_0_8_load_178 | 251 | 0.00089936 | 0.0002254 | 0 | 0 |  | 1 | TRUE | wye
168 | LV_116-1_0_8_load_180 | 252 | 0.00083724 | 0.00020983 | 0 | 0 |  | 1 | TRUE | wye
169 | LV_116-1_0_8_load_199 | 253 | 0.00086086 | 0.00021575 | 0 | 0 |  | 1 | TRUE | wye
170 | LV_116-1_0_8_load_188 | 255 | 0.001182 | 0.00029625 | 0 | 0 |  | 1 | TRUE | wye
171 | LV_116-1_0_8_load_184 | 256 | 0.0031317 | 0.00078489 | 0 | 0 |  | 1 | TRUE | wye
172 | LV_116-1_0_8_load_191 | 257 | 0.0011066 | 0.00027735 | 0 | 0 |  | 1 | TRUE | wye
173 | LV_116-1_0_8_load_263 | 258 | 0.0020858 | 0.00052275 | 0 | 0 |  | 1 | TRUE | wye
174 | LV_116-1_0_8_load_262 | 259 | 0.0027032 | 0.00067749 | 0 | 0 |  | 1 | TRUE | wye
175 | LV_116-1_0_8_load_267 | 260 | 0.0020192 | 0.00050605 | 0 | 0 |  | 1 | TRUE | wye
176 | LV_116-1_0_8_load_261 | 261 | 0.0031191 | 0.00078172 | 0 | 0 |  | 1 | TRUE | wye
177 | LV_116-1_0_8_load_197 | 262 | 0.021682 | 0.005434 | 0 | 0 |  | 1 | TRUE | wye
178 | LV_116-1_0_8_load_245 | 263 | 0.013507 | 0.0033852 | 0 | 0 |  | 1 | TRUE | wye
179 | LV_116-1_0_8_load_240 | 265 | 0.001325 | 0.00033207 | 0 | 0 |  | 1 | TRUE | wye
180 | LV_116-1_0_8_load_208 | 267 | 0.0018614 | 0.00046651 | 0 | 0 |  | 1 | TRUE | wye
181 | LV_116-1_0_8_load_209 | 268 | 0.0007133 | 0.00017877 | 0 | 0 |  | 1 | TRUE | wye
182 | LV_116-1_0_8_load_253 | 270 | 0.00079458 | 0.00019914 | 0 | 0 |  | 1 | TRUE | wye
183 | LV_116-1_0_8_load_254 | 271 | 0.00098792 | 0.0002476 | 0 | 0 |  | 1 | TRUE | wye
184 | LV_116-1_0_8_load_256 | 272 | 0.012917 | 0.0032372 | 0 | 0 |  | 1 | TRUE | wye
185 | LV_116-1_0_8_load_318 | 273 | 0.0076602 | 0.0019198 | 0 | 0 |  | 1 | TRUE | wye
186 | LV_116-1_0_8_load_274 | 274 | 0.0038902 | 0.00097497 | 0 | 0 |  | 1 | TRUE | wye
187 | LV_116-1_0_8_load_305 | 275 | 0.00025751 | 6.4538e-05 | 0 | 0 |  | 1 | TRUE | wye
188 | LV_116-1_0_8_load_304 | 276 | 0.0001888 | 4.7317e-05 | 0 | 0 |  | 1 | TRUE | wye
189 | LV_116-1_0_8_load_244 | 278 | 0.0018331 | 0.00045942 | 0 | 0 |  | 1 | TRUE | wye
190 | LV_116-1_0_8_load_228 | 279 | 0.0012419 | 0.00031124 | 0 | 0 |  | 1 | TRUE | wye
191 | LV_116-1_0_8_load_278 | 280 | 0.0037992 | 0.00095217 | 0 | 0 |  | 1 | TRUE | wye
192 | LV_116-1_0_8_load_257 | 281 | 0.0020556 | 0.00051518 | 0 | 0 |  | 1 | TRUE | wye
193 | LV_116-1_0_8_load_258 | 282 | 0.0024927 | 0.00062474 | 0 | 0 |  | 1 | TRUE | wye
194 | LV_116-1_0_8_load_259 | 283 | 0.0020887 | 0.00052347 | 0 | 0 |  | 1 | TRUE | wye
195 | LV_116-1_0_8_load_260 | 284 | 0.0061527 | 0.001542 | 0 | 0 |  | 1 | TRUE | wye
196 | LV_116-1_0_8_load_270 | 285 | 0.0038863 | 0.00097399 | 0 | 0 |  | 1 | TRUE | wye
197 | LV_116-1_0_8_load_271 | 286 | 0.0038879 | 0.00097439 | 0 | 0 |  | 1 | TRUE | wye
198 | LV_116-1_0_8_load_275 | 287 | 0.0037992 | 0.00095217 | 0 | 0 |  | 1 | TRUE | wye
199 | LV_116-1_0_8_load_272 | 288 | 0.011004 | 0.0027579 | 0 | 0 |  | 1 | TRUE | wye
200 | LV_116-1_0_8_load_280 | 289 | 0.000222 | 5.5638e-05 | 0 | 0 |  | 1 | TRUE | wye
201 | LV_116-1_0_8_load_282 | 290 | 0.0002513 | 6.2983e-05 | 0 | 0 |  | 1 | TRUE | wye
202 | LV_116-1_0_8_load_284 | 291 | 0.00029145 | 7.3045e-05 | 0 | 0 |  | 1 | TRUE | wye
203 | LV_116-1_0_8_load_299 | 292 | 0.00023123 | 5.7952e-05 | 0 | 0 |  | 1 | TRUE | wye
204 | LV_116-1_0_8_load_300 | 293 | 0.0013903 | 0.00034845 | 0 | 0 |  | 1 | TRUE | wye
205 | LV_116-1_0_8_load_301 | 294 | 0.00033894 | 8.4947e-05 | 0 | 0 |  | 1 | TRUE | wye
206 | LV_116-1_0_8_load_302 | 295 | 0.0015006 | 0.00037609 | 0 | 0 |  | 1 | TRUE | wye
207 | LV_116-1_0_8_load_293 | 297 | 0.00023796 | 5.9639e-05 | 0 | 0 |  | 1 | TRUE | wye
208 | LV_116-1_0_8_load_294 | 298 | 8.8778e-05 | 2.225e-05 | 0 | 0 |  | 1 | TRUE | wye
209 | LV_116-1_0_8_load_295 | 299 | 0.0001732 | 4.3407e-05 | 0 | 0 |  | 1 | TRUE | wye
210 | LV_116-1_0_8_load_314 | 301 | 0.00028099 | 7.0423e-05 | 0 | 0 |  | 1 | TRUE | wye
211 | LV_116-1_0_8_load_316 | 302 | 9.6335e-05 | 2.4144e-05 | 0 | 0 |  | 1 | TRUE | wye
212 | LV_116-1_0_8_load_317 | 303 | 0.00013261 | 3.3236e-05 | 0 | 0 |  | 1 | TRUE | wye

## ext_grid
| name | bus | vm_pu | va_degree | slack_weight | in_service
0 |  | 96 | 1 | 0 | 1 | TRUE

## line
| name | std_type | from_bus | to_bus | length_km | r_ohm_per_km | x_ohm_per_km | c_nf_per_km | g_us_per_km | max_i_ka | df | parallel | type | in_service
0 | LV_116-1_0_8_line_0 |  | 0 | 1 | 0.029437 | 0.125 | 0.08 | 261 | 0 | 0.364 | 1 | 1 | cs | TRUE
1 | LV_116-1_0_8_line_1 |  | 1 | 2 | 0.048437 | 0.125 | 0.08 | 261 | 0 | 0.364 | 1 | 1 | cs | TRUE
2 | LV_116-1_0_8_line_2 |  | 2 | 3 | 0.007463 | 0.125 | 0.08 | 261 | 0 | 0.364 | 1 | 1 | cs | TRUE
3 | LV_116-1_0_8_line_3 |  | 2 | 4 | 0.012527 | 0.125 | 0.08 | 261 | 0 | 0.364 | 1 | 1 | cs | TRUE
4 | LV_116-1_0_8_line_4 |  | 3 | 5 | 0.039025 | 0.125 | 0.08 | 261 | 0 | 0.364 | 1 | 1 | cs | TRUE
5 | LV_116-1_0_8_line_5 |  | 3 | 6 | 0.023537 | 0.125 | 0.08 | 261 | 0 | 0.364 | 1 | 1 | cs | TRUE
6 | LV_116-1_0_8_line_6 |  | 4 | 7 | 0.040817 | 0.125 | 0.08 | 261 | 0 | 0.364 | 1 | 1 | cs | TRUE
7 | LV_116-1_0_8_line_7 |  | 5 | 10 | 0.084239 | 0.125 | 0.08 | 261 | 0 | 0.364 | 1 | 1 | cs | TRUE
8 | LV_116-1_0_8_line_8 |  | 5 | 11 | 0.068341 | 0.125 | 0.08 | 261 | 0 | 0.364 | 1 | 1 | cs | TRUE
9 | LV_116-1_0_8_line_9 |  | 6 | 9 | 0.011475 | 0.125 | 0.08 | 261 | 0 | 0.364 | 1 | 1 | cs | TRUE
10 | LV_116-1_0_8_line_10 |  | 7 | 12 | 0.0020202 | 0.125 | 0.08 | 261 | 0 | 0.364 | 1 | 1 | cs | TRUE
11 | LV_116-1_0_8_line_11 |  | 8 | 9 | 0.046771 | 0.125 | 0.08 | 261 | 0 | 0.364 | 1 | 1 | cs | TRUE
12 | LV_116-1_0_8_line_12 |  | 10 | 13 | 0.0010994 | 0.125 | 0.08 | 261 | 0 | 0.364 | 1 | 1 | cs | TRUE
13 | LV_116-1_0_8_line_13 |  | 11 | 14 | 0.0078601 | 0.125 | 0.08 | 261 | 0 | 0.364 | 1 | 1 | cs | TRUE
14 | LV_116-1_0_8_line_14 |  | 13 | 16 | 0.0038762 | 0.125 | 0.08 | 261 | 0 | 0.364 | 1 | 1 | cs | TRUE
15 | LV_116-1_0_8_line_15 |  | 14 | 15 | 0.014256 | 0.125 | 0.08 | 261 | 0 | 0.364 | 1 | 1 | cs | TRUE
16 | LV_116-1_0_8_line_16 |  | 16 | 17 | 0.064358 | 0.125 | 0.08 | 261 | 0 | 0.364 | 1 | 1 | cs | TRUE
17 | LV_116-1_0_8_line_17 |  | 17 | 18 | 0.065624 | 0.125 | 0.08 | 261 | 0 | 0.364 | 1 | 1 | cs | TRUE
18 | LV_116-1_0_8_line_18 |  | 17 | 19 | 0.089774 | 0.125 | 0.08 | 261 | 0 | 0.364 | 1 | 1 | cs | TRUE
19 | LV_116-1_0_8_line_19 |  | 18 | 20 | 0.00098835 | 0.125 | 0.08 | 261 | 0 | 0.364 | 1 | 1 | cs | TRUE
20 | LV_116-1_0_8_line_20 |  | 19 | 21 | 0.055115 | 0.125 | 0.08 | 261 | 0 | 0.364 | 1 | 4 | cs | TRUE
21 | LV_116-1_0_8_line_21 |  | 19 | 22 | 0.070632 | 0.125 | 0.08 | 261 | 0 | 0.364 | 1 | 4 | cs | TRUE
22 | LV_116-1_0_8_line_22 |  | 21 | 25 | 0.033506 | 0.125 | 0.08 | 261 | 0 | 0.364 | 1 | 1 | cs | TRUE
23 | LV_116-1_0_8_line_23 |  | 21 | 26 | 0.18703 | 0.125 | 0.08 | 261 | 0 | 0.364 | 1 | 4 | cs | TRUE
24 | LV_116-1_0_8_line_24 |  | 22 | 27 | 0.019085 | 0.125 | 0.08 | 261 | 0 | 0.364 | 1 | 4 | cs | TRUE
25 | LV_116-1_0_8_line_25 |  | 23 | 24 | 0.079706 | 0.125 | 0.08 | 261 | 0 | 0.364 | 1 | 1 | cs | TRUE
26 | LV_116-1_0_8_line_26 |  | 24 | 33 | 0.003214 | 0.125 | 0.08 | 261 | 0 | 0.364 | 1 | 1 | cs | TRUE
27 | LV_116-1_0_8_line_27 |  | 24 | 34 | 0.018608 | 0.125 | 0.08 | 261 | 0 | 0.364 | 1 | 1 | cs | TRUE
28 | LV_116-1_0_8_line_28 |  | 25 | 30 | 0.011544 | 0.125 | 0.08 | 261 | 0 | 0.364 | 1 | 1 | cs | TRUE
29 | LV_116-1_0_8_line_29 |  | 26 | 31 | 0.01586 | 0.125 | 0.08 | 261 | 0 | 0.364 | 1 | 4 | cs | TRUE
30 | LV_116-1_0_8_line_30 |  | 27 | 32 | 0.027062 | 0.125 | 0.08 | 261 | 0 | 0.364 | 1 | 4 | cs | TRUE
31 | LV_116-1_0_8_line_31 |  | 28 | 29 | 0.011731 | 0.125 | 0.08 | 261 | 0 | 0.364 | 1 | 1 | cs | TRUE
32 | LV_116-1_0_8_line_32 |  | 29 | 34 | 0.0034446 | 0.125 | 0.08 | 261 | 0 | 0.364 | 1 | 1 | cs | TRUE
33 | LV_116-1_0_8_line_33 |  | 30 | 299 | 0.061558 | 0.125 | 0.08 | 261 | 0 | 0.364 | 1 | 1 | cs | TRUE
34 | LV_116-1_0_8_line_34 |  | 31 | 289 | 0.0091902 | 0.125 | 0.08 | 261 | 0 | 0.364 | 1 | 4 | cs | TRUE
35 | LV_116-1_0_8_line_35 |  | 32 | 39 | 0.073478 | 0.125 | 0.08 | 261 | 0 | 0.364 | 1 | 4 | cs | TRUE
36 | LV_116-1_0_8_line_36 |  | 33 | 41 | 0.037755 | 0.125 | 0.08 | 261 | 0 | 0.364 | 1 | 1 | cs | TRUE
37 | LV_116-1_0_8_line_37 |  | 33 | 35 | 0.001493 | 0.125 | 0.08 | 261 | 0 | 0.364 | 1 | 1 | cs | TRUE
38 | LV_116-1_0_8_line_38 |  | 35 | 36 | 0.030385 | 0.125 | 0.08 | 261 | 0 | 0.364 | 1 | 1 | cs | TRUE
39 | LV_116-1_0_8_line_39 |  | 36 | 42 | 0.014717 | 0.125 | 0.08 | 261 | 0 | 0.364 | 1 | 1 | cs | TRUE
40 | LV_116-1_0_8_line_40 |  | 37 | 38 | 0.040303 | 0.125 | 0.08 | 261 | 0 | 0.364 | 1 | 1 | cs | TRUE
41 | LV_116-1_0_8_line_41 |  | 38 | 43 | 0.021223 | 0.125 | 0.08 | 261 | 0 | 0.364 | 1 | 1 | cs | TRUE
42 | LV_116-1_0_8_line_42 |  | 38 | 44 | 0.008021 | 0.125 | 0.08 | 261 | 0 | 0.364 | 1 | 1 | cs | TRUE
43 | LV_116-1_0_8_line_43 |  | 39 | 40 | 0.06792 | 0.125 | 0.08 | 261 | 0 | 0.364 | 1 | 4 | cs | TRUE
44 | LV_116-1_0_8_line_44 |  | 40 | 48 | 0.068644 | 0.125 | 0.08 | 261 | 0 | 0.364 | 1 | 4 | cs | TRUE
45 | LV_116-1_0_8_line_45 |  | 40 | 46 | 0.26225 | 0.125 | 0.08 | 261 | 0 | 0.364 | 1 | 2 | cs | TRUE
46 | LV_116-1_0_8_line_46 |  | 41 | 45 | 0.00051032 | 0.125 | 0.08 | 261 | 0 | 0.364 | 1 | 1 | cs | TRUE
47 | LV_116-1_0_8_line_47 |  | 42 | 44 | 0.027956 | 0.125 | 0.08 | 261 | 0 | 0.364 | 1 | 1 | cs | TRUE
48 | LV_116-1_0_8_line_48 |  | 43 | 46 | 0.010313 | 0.125 | 0.08 | 261 | 0 | 0.364 | 1 | 1 | cs | TRUE
49 | LV_116-1_0_8_line_49 |  | 44 | 47 | 0.032053 | 0.125 | 0.08 | 261 | 0 | 0.364 | 1 | 1 | cs | TRUE
50 | LV_116-1_0_8_line_50 |  | 47 | 49 | 0.010358 | 0.125 | 0.08 | 261 | 0 | 0.364 | 1 | 1 | cs | TRUE
51 | LV_116-1_0_8_line_51 |  | 47 | 50 | 0.020592 | 0.125 | 0.08 | 261 | 0 | 0.364 | 1 | 1 | cs | TRUE
52 | LV_116-1_0_8_line_52 |  | 48 | 296 | 0.016858 | 0.125 | 0.08 | 261 | 0 | 0.364 | 1 | 4 | cs | TRUE
53 | LV_116-1_0_8_line_53 |  | 49 | 51 | 0.009672 | 0.125 | 0.08 | 261 | 0 | 0.364 | 1 | 1 | cs | TRUE
54 | LV_116-1_0_8_line_54 |  | 49 | 52 | 0.017314 | 0.125 | 0.08 | 261 | 0 | 0.364 | 1 | 1 | cs | TRUE
55 | LV_116-1_0_8_line_55 |  | 50 | 53 | 0.0053637 | 0.125 | 0.08 | 261 | 0 | 0.364 | 1 | 1 | cs | TRUE
56 | LV_116-1_0_8_line_56 |  | 52 | 54 | 0.012968 | 0.125 | 0.08 | 261 | 0 | 0.364 | 1 | 1 | cs | TRUE
57 | LV_116-1_0_8_line_57 |  | 54 | 55 | 0.00027401 | 0.125 | 0.08 | 261 | 0 | 0.364 | 1 | 1 | cs | TRUE
58 | LV_116-1_0_8_line_58 |  | 55 | 56 | 0.011475 | 0.125 | 0.08 | 261 | 0 | 0.364 | 1 | 1 | cs | TRUE
59 | LV_116-1_0_8_line_59 |  | 56 | 57 | 0.029452 | 0.125 | 0.08 | 261 | 0 | 0.364 | 1 | 1 | cs | TRUE
60 | LV_116-1_0_8_line_60 |  | 58 | 59 | 0.00054309 | 0.125 | 0.08 | 261 | 0 | 0.364 | 1 | 1 | cs | TRUE
61 | LV_116-1_0_8_line_61 |  | 59 | 60 | 0.0036573 | 0.125 | 0.08 | 261 | 0 | 0.364 | 1 | 1 | cs | TRUE
62 | LV_116-1_0_8_line_62 |  | 60 | 61 | 0.02433 | 0.125 | 0.08 | 261 | 0 | 0.364 | 1 | 1 | cs | TRUE
63 | LV_116-1_0_8_line_63 |  | 61 | 296 | 0.01229 | 0.125 | 0.08 | 261 | 0 | 0.364 | 1 | 4 | cs | TRUE
64 | LV_116-1_0_8_line_64 |  | 61 | 85 | 0.19529 | 0.125 | 0.08 | 261 | 0 | 0.364 | 1 | 4 | cs | TRUE
65 | LV_116-1_0_8_line_65 |  | 62 | 63 | 0.0051808 | 0.125 | 0.08 | 261 | 0 | 0.364 | 1 | 1 | cs | TRUE
66 | LV_116-1_0_8_line_66 |  | 62 | 64 | 0.014193 | 0.125 | 0.08 | 261 | 0 | 0.364 | 1 | 1 | cs | TRUE
67 | LV_116-1_0_8_line_67 |  | 63 | 65 | 0.010558 | 0.125 | 0.08 | 261 | 0 | 0.364 | 1 | 1 | cs | TRUE
68 | LV_116-1_0_8_line_68 |  | 64 | 66 | 0.05114 | 0.125 | 0.08 | 261 | 0 | 0.364 | 1 | 1 | cs | TRUE
69 | LV_116-1_0_8_line_69 |  | 64 | 67 | 0.08484 | 0.125 | 0.08 | 261 | 0 | 0.364 | 1 | 1 | cs | TRUE
70 | LV_116-1_0_8_line_70 |  | 65 | 68 | 0.0024794 | 0.125 | 0.08 | 261 | 0 | 0.364 | 1 | 1 | cs | TRUE
71 | LV_116-1_0_8_line_71 |  | 67 | 73 | 0.022015 | 0.125 | 0.08 | 261 | 0 | 0.364 | 1 | 1 | cs | TRUE
72 | LV_116-1_0_8_line_72 |  | 67 | 74 | 0.035049 | 0.125 | 0.08 | 261 | 0 | 0.364 | 1 | 4 | cs | TRUE
73 | LV_116-1_0_8_line_73 |  | 67 | 75 | 0.037748 | 0.125 | 0.08 | 261 | 0 | 0.364 | 1 | 4 | cs | TRUE
74 | LV_116-1_0_8_line_74 |  | 68 | 83 | 0.0061676 | 0.125 | 0.08 | 261 | 0 | 0.364 | 1 | 1 | cs | TRUE
75 | LV_116-1_0_8_line_75 |  | 69 | 70 | 0.021733 | 0.125 | 0.08 | 261 | 0 | 0.364 | 1 | 4 | cs | TRUE
76 | LV_116-1_0_8_line_76 |  | 69 | 71 | 0.022933 | 0.125 | 0.08 | 261 | 0 | 0.364 | 1 | 1 | cs | TRUE
77 | LV_116-1_0_8_line_77 |  | 69 | 72 | 0.038531 | 0.125 | 0.08 | 261 | 0 | 0.364 | 1 | 4 | cs | TRUE
78 | LV_116-1_0_8_line_78 |  | 70 | 78 | 0.01987 | 0.125 | 0.08 | 261 | 0 | 0.364 | 1 | 4 | cs | TRUE
79 | LV_116-1_0_8_line_79 |  | 71 | 84 | 0.021065 | 0.125 | 0.08 | 261 | 0 | 0.364 | 1 | 1 | cs | TRUE
80 | LV_116-1_0_8_line_80 |  | 72 | 82 | 0.039979 | 0.125 | 0.08 | 261 | 0 | 0.364 | 1 | 4 | cs | TRUE
81 | LV_116-1_0_8_line_81 |  | 73 | 86 | 0.023439 | 0.125 | 0.08 | 261 | 0 | 0.364 | 1 | 1 | cs | TRUE
82 | LV_116-1_0_8_line_82 |  | 74 | 82 | 0.020068 | 0.125 | 0.08 | 261 | 0 | 0.364 | 1 | 4 | cs | TRUE
83 | LV_116-1_0_8_line_83 |  | 75 | 81 | 0.043558 | 0.125 | 0.08 | 261 | 0 | 0.364 | 1 | 4 | cs | TRUE
84 | LV_116-1_0_8_line_84 |  | 75 | 87 | 0.026798 | 0.125 | 0.08 | 261 | 0 | 0.364 | 1 | 1 | cs | TRUE
85 | LV_116-1_0_8_line_85 |  | 76 | 77 | 0.057803 | 0.125 | 0.08 | 261 | 0 | 0.364 | 1 | 4 | cs | TRUE
86 | LV_116-1_0_8_line_86 |  | 76 | 78 | 0.030363 | 0.125 | 0.08 | 261 | 0 | 0.364 | 1 | 4 | cs | TRUE
87 | LV_116-1_0_8_line_87 |  | 77 | 85 | 0.034188 | 0.125 | 0.08 | 261 | 0 | 0.364 | 1 | 4 | cs | TRUE
88 | LV_116-1_0_8_line_88 |  | 79 | 80 | 0.015784 | 0.125 | 0.08 | 261 | 0 | 0.364 | 1 | 1 | cs | TRUE
89 | LV_116-1_0_8_line_89 |  | 79 | 81 | 0.008634 | 0.125 | 0.08 | 261 | 0 | 0.364 | 1 | 1 | cs | TRUE
90 | LV_116-1_0_8_line_90 |  | 81 | 89 | 0.033242 | 0.125 | 0.08 | 261 | 0 | 0.364 | 1 | 4 | cs | TRUE
91 | LV_116-1_0_8_line_91 |  | 83 | 101 | 0.0040363 | 0.125 | 0.08 | 261 | 0 | 0.364 | 1 | 1 | cs | TRUE
92 | LV_116-1_0_8_line_92 |  | 85 | 88 | 0.018479 | 0.125 | 0.08 | 261 | 0 | 0.364 | 1 | 1 | cs | TRUE
93 | LV_116-1_0_8_line_93 |  | 86 | 166 | 0.018013 | 0.125 | 0.08 | 261 | 0 | 0.364 | 1 | 1 | cs | TRUE
94 | LV_116-1_0_8_line_94 |  | 87 | 160 | 0.043668 | 0.125 | 0.08 | 261 | 0 | 0.364 | 1 | 1 | cs | TRUE
95 | LV_116-1_0_8_line_95 |  | 88 | 276 | 0.010495 | 0.125 | 0.08 | 261 | 0 | 0.364 | 1 | 1 | cs | TRUE
96 | LV_116-1_0_8_line_96 |  | 89 | 164 | 0.0022813 | 0.125 | 0.08 | 261 | 0 | 0.364 | 1 | 4 | cs | TRUE
97 | LV_116-1_0_8_line_97 |  | 90 | 91 | 0.015169 | 0.125 | 0.08 | 261 | 0 | 0.364 | 1 | 1 | cs | TRUE
98 | LV_116-1_0_8_line_98 |  | 90 | 92 | 0.011755 | 0.125 | 0.08 | 261 | 0 | 0.364 | 1 | 1 | cs | TRUE
99 | LV_116-1_0_8_line_99 |  | 91 | 272 | 0.0047301 | 0.125 | 0.08 | 261 | 0 | 0.364 | 1 | 1 | cs | TRUE
100 | LV_116-1_0_8_line_100 |  | 92 | 273 | 0.004121 | 0.125 | 0.08 | 261 | 0 | 0.364 | 1 | 1 | cs | TRUE
101 | LV_116-1_0_8_line_101 |  | 92 | 274 | 0.016775 | 0.125 | 0.08 | 261 | 0 | 0.364 | 1 | 1 | cs | TRUE
102 | LV_116-1_0_8_line_102 |  | 93 | 94 | 0.021851 | 0.125 | 0.08 | 261 | 0 | 0.364 | 1 | 4 | cs | TRUE
103 | LV_116-1_0_8_line_103 |  | 93 | 95 | 0.020005 | 0.125 | 0.08 | 261 | 0 | 0.364 | 1 | 2 | cs | TRUE
104 | LV_116-1_0_8_line_104 |  | 94 | 97 | 0.015586 | 0.125 | 0.08 | 261 | 0 | 0.364 | 1 | 4 | cs | TRUE
105 | LV_116-1_0_8_line_105 |  | 95 | 219 | 0.009436 | 0.125 | 0.08 | 261 | 0 | 0.364 | 1 | 1 | cs | TRUE
106 | LV_116-1_0_8_line_106 |  | 95 | 216 | 0.0024472 | 0.125 | 0.08 | 261 | 0 | 0.364 | 1 | 1 | cs | TRUE
107 | LV_116-1_0_8_line_107 |  | 96 | 97 | 0.024958 | 0.125 | 0.08 | 261 | 0 | 0.364 | 1 | 4 | cs | TRUE
108 | LV_116-1_0_8_line_108 |  | 96 | 98 | 0.019626 | 0.125 | 0.08 | 261 | 0 | 0.364 | 1 | 4 | cs | TRUE
109 | LV_116-1_0_8_line_109 |  | 98 | 244 | 0.001452 | 0.125 | 0.08 | 261 | 0 | 0.364 | 1 | 4 | cs | TRUE
110 | LV_116-1_0_8_line_110 |  | 99 | 100 | 0.019374 | 0.125 | 0.08 | 261 | 0 | 0.364 | 1 | 1 | cs | TRUE
111 | LV_116-1_0_8_line_111 |  | 100 | 280 | 0.014092 | 0.125 | 0.08 | 261 | 0 | 0.364 | 1 | 1 | cs | TRUE
112 | LV_116-1_0_8_line_112 |  | 100 | 287 | 0.011418 | 0.125 | 0.08 | 261 | 0 | 0.364 | 1 | 1 | cs | TRUE
113 | LV_116-1_0_8_line_113 |  | 101 | 102 | 0.0042192 | 0.125 | 0.08 | 261 | 0 | 0.364 | 1 | 1 | cs | TRUE
114 | LV_116-1_0_8_line_114 |  | 102 | 103 | 0.034398 | 0.125 | 0.08 | 261 | 0 | 0.364 | 1 | 1 | cs | TRUE
115 | LV_116-1_0_8_line_115 |  | 103 | 104 | 0.0027187 | 0.125 | 0.08 | 261 | 0 | 0.364 | 1 | 1 | cs | TRUE
116 | LV_116-1_0_8_line_116 |  | 104 | 105 | 0.013488 | 0.125 | 0.08 | 261 | 0 | 0.364 | 1 | 1 | cs | TRUE
117 | LV_116-1_0_8_line_117 |  | 105 | 106 | 0.0048706 | 0.125 | 0.08 | 261 | 0 | 0.364 | 1 | 1 | cs | TRUE
118 | LV_116-1_0_8_line_118 |  | 106 | 107 | 0.0031671 | 0.125 | 0.08 | 261 | 0 | 0.364 | 1 | 1 | cs | TRUE
119 | LV_116-1_0_8_line_119 |  | 108 | 109 | 0.018162 | 0.125 | 0.08 | 261 | 0 | 0.364 | 1 | 1 | cs | TRUE
120 | LV_116-1_0_8_line_120 |  | 108 | 110 | 0.022741 | 0.125 | 0.08 | 261 | 0 | 0.364 | 1 | 1 | cs | TRUE
121 | LV_116-1_0_8_line_121 |  | 109 | 111 | 0.029701 | 0.125 | 0.08 | 261 | 0 | 0.364 | 1 | 1 | cs | TRUE
122 | LV_116-1_0_8_line_122 |  | 110 | 112 | 0.008758 | 0.125 | 0.08 | 261 | 0 | 0.364 | 1 | 1 | cs | TRUE
123 | LV_116-1_0_8_line_123 |  | 111 | 113 | 0.020582 | 0.125 | 0.08 | 261 | 0 | 0.364 | 1 | 1 | cs | TRUE
124 | LV_116-1_0_8_line_124 |  | 112 | 114 | 0.017897 | 0.125 | 0.08 | 261 | 0 | 0.364 | 1 | 1 | cs | TRUE
125 | LV_116-1_0_8_line_125 |  | 112 | 115 | 0.014478 | 0.125 | 0.08 | 261 | 0 | 0.364 | 1 | 1 | cs | TRUE
126 | LV_116-1_0_8_line_126 |  | 113 | 119 | 0.05581 | 0.125 | 0.08 | 261 | 0 | 0.364 | 1 | 1 | cs | TRUE
127 | LV_116-1_0_8_line_127 |  | 114 | 116 | 0.050608 | 0.125 | 0.08 | 261 | 0 | 0.364 | 1 | 1 | cs | TRUE
128 | LV_116-1_0_8_line_128 |  | 114 | 117 | 0.061343 | 0.125 | 0.08 | 261 | 0 | 0.364 | 1 | 1 | cs | TRUE
129 | LV_116-1_0_8_line_129 |  | 115 | 120 | 0.0093434 | 0.125 | 0.08 | 261 | 0 | 0.364 | 1 | 1 | cs | TRUE
130 | LV_116-1_0_8_line_130 |  | 117 | 118 | 0.024762 | 0.125 | 0.08 | 261 | 0 | 0.364 | 1 | 1 | cs | TRUE
131 | LV_116-1_0_8_line_131 |  | 118 | 121 | 0.0051884 | 0.125 | 0.08 | 261 | 0 | 0.364 | 1 | 1 | cs | TRUE
132 | LV_116-1_0_8_line_132 |  | 119 | 122 | 0.03554 | 0.125 | 0.08 | 261 | 0 | 0.364 | 1 | 1 | cs | TRUE
133 | LV_116-1_0_8_line_133 |  | 120 | 123 | 0.019615 | 0.125 | 0.08 | 261 | 0 | 0.364 | 1 | 1 | cs | TRUE
134 | LV_116-1_0_8_line_134 |  | 120 | 124 | 0.017317 | 0.125 | 0.08 | 261 | 0 | 0.364 | 1 | 1 | cs | TRUE
135 | LV_116-1_0_8_line_135 |  | 122 | 126 | 0.0085665 | 0.125 | 0.08 | 261 | 0 | 0.364 | 1 | 1 | cs | TRUE
136 | LV_116-1_0_8_line_136 |  | 124 | 262 | 0.007839 | 0.125 | 0.08 | 261 | 0 | 0.364 | 1 | 1 | cs | TRUE
137 | LV_116-1_0_8_line_137 |  | 124 | 164 | 0.025122 | 0.125 | 0.08 | 261 | 0 | 0.364 | 1 | 1 | cs | TRUE
138 | LV_116-1_0_8_line_138 |  | 125 | 126 | 0.003755 | 0.125 | 0.08 | 261 | 0 | 0.364 | 1 | 1 | cs | TRUE
139 | LV_116-1_0_8_line_139 |  | 127 | 128 | 0.0033205 | 0.125 | 0.08 | 261 | 0 | 0.364 | 1 | 1 | cs | TRUE
140 | LV_116-1_0_8_line_140 |  | 127 | 129 | 0.03401 | 0.125 | 0.08 | 261 | 0 | 0.364 | 1 | 1 | cs | TRUE
141 | LV_116-1_0_8_line_141 |  | 128 | 130 | 0.029563 | 0.125 | 0.08 | 261 | 0 | 0.364 | 1 | 1 | cs | TRUE
142 | LV_116-1_0_8_line_142 |  | 129 | 131 | 0.1769 | 0.125 | 0.08 | 261 | 0 | 0.364 | 1 | 1 | cs | TRUE
143 | LV_116-1_0_8_line_143 |  | 130 | 132 | 0.029406 | 0.125 | 0.08 | 261 | 0 | 0.364 | 1 | 1 | cs | TRUE
144 | LV_116-1_0_8_line_144 |  | 130 | 133 | 0.012216 | 0.125 | 0.08 | 261 | 0 | 0.364 | 1 | 1 | cs | TRUE
145 | LV_116-1_0_8_line_145 |  | 131 | 136 | 0.40821 | 0.125 | 0.08 | 261 | 0 | 0.364 | 1 | 1 | cs | TRUE
146 | LV_116-1_0_8_line_146 |  | 132 | 134 | 0.027173 | 0.125 | 0.08 | 261 | 0 | 0.364 | 1 | 1 | cs | TRUE
147 | LV_116-1_0_8_line_147 |  | 133 | 137 | 0.016356 | 0.125 | 0.08 | 261 | 0 | 0.364 | 1 | 1 | cs | TRUE
148 | LV_116-1_0_8_line_148 |  | 134 | 135 | 0.028789 | 0.125 | 0.08 | 261 | 0 | 0.364 | 1 | 1 | cs | TRUE
149 | LV_116-1_0_8_line_149 |  | 135 | 138 | 0.0095091 | 0.125 | 0.08 | 261 | 0 | 0.364 | 1 | 1 | cs | TRUE
150 | LV_116-1_0_8_line_150 |  | 136 | 139 | 0.0094562 | 0.125 | 0.08 | 261 | 0 | 0.364 | 1 | 1 | cs | TRUE
151 | LV_116-1_0_8_line_151 |  | 137 | 142 | 0.010376 | 0.125 | 0.08 | 261 | 0 | 0.364 | 1 | 1 | cs | TRUE
152 | LV_116-1_0_8_line_152 |  | 138 | 257 | 0.0075546 | 0.125 | 0.08 | 261 | 0 | 0.364 | 1 | 1 | cs | TRUE
153 | LV_116-1_0_8_line_153 |  | 139 | 140 | 0.013414 | 0.125 | 0.08 | 261 | 0 | 0.364 | 1 | 1 | cs | TRUE
154 | LV_116-1_0_8_line_154 |  | 140 | 141 | 0.45881 | 0.125 | 0.08 | 261 | 0 | 0.364 | 1 | 1 | cs | TRUE
155 | LV_116-1_0_8_line_155 |  | 141 | 300 | 0.042971 | 0.125 | 0.08 | 261 | 0 | 0.364 | 1 | 1 | cs | TRUE
156 | LV_116-1_0_8_line_156 |  | 143 | 144 | 0.016209 | 0.125 | 0.08 | 261 | 0 | 0.364 | 1 | 1 | cs | TRUE
157 | LV_116-1_0_8_line_157 |  | 144 | 145 | 0.033404 | 0.125 | 0.08 | 261 | 0 | 0.364 | 1 | 1 | cs | TRUE
158 | LV_116-1_0_8_line_158 |  | 144 | 146 | 0.021478 | 0.125 | 0.08 | 261 | 0 | 0.364 | 1 | 1 | cs | TRUE
159 | LV_116-1_0_8_line_159 |  | 145 | 147 | 0.023317 | 0.125 | 0.08 | 261 | 0 | 0.364 | 1 | 1 | cs | TRUE
160 | LV_116-1_0_8_line_160 |  | 146 | 151 | 0.024935 | 0.125 | 0.08 | 261 | 0 | 0.364 | 1 | 4 | cs | TRUE
161 | LV_116-1_0_8_line_161 |  | 146 | 152 | 0.039346 | 0.125 | 0.08 | 261 | 0 | 0.364 | 1 | 1 | cs | TRUE
162 | LV_116-1_0_8_line_162 |  | 146 | 148 | 0.01379 | 0.125 | 0.08 | 261 | 0 | 0.364 | 1 | 4 | cs | TRUE
163 | LV_116-1_0_8_line_163 |  | 147 | 154 | 0.004752 | 0.125 | 0.08 | 261 | 0 | 0.364 | 1 | 1 | cs | TRUE
164 | LV_116-1_0_8_line_164 |  | 148 | 149 | 0.021862 | 0.125 | 0.08 | 261 | 0 | 0.364 | 1 | 1 | cs | TRUE
165 | LV_116-1_0_8_line_165 |  | 148 | 150 | 0.022372 | 0.125 | 0.08 | 261 | 0 | 0.364 | 1 | 4 | cs | TRUE
166 | LV_116-1_0_8_line_166 |  | 150 | 155 | 0.026524 | 0.125 | 0.08 | 261 | 0 | 0.364 | 1 | 4 | cs | TRUE
167 | LV_116-1_0_8_line_167 |  | 151 | 156 | 0.036825 | 0.125 | 0.08 | 261 | 0 | 0.364 | 1 | 1 | cs | TRUE
168 | LV_116-1_0_8_line_168 |  | 151 | 157 | 0.0086771 | 0.125 | 0.08 | 261 | 0 | 0.364 | 1 | 4 | cs | TRUE
169 | LV_116-1_0_8_line_169 |  | 152 | 158 | 0.0085658 | 0.125 | 0.08 | 261 | 0 | 0.364 | 1 | 1 | cs | TRUE
170 | LV_116-1_0_8_line_170 |  | 153 | 154 | 0.016178 | 0.125 | 0.08 | 261 | 0 | 0.364 | 1 | 1 | cs | TRUE
171 | LV_116-1_0_8_line_171 |  | 155 | 196 | 0.0076554 | 0.125 | 0.08 | 261 | 0 | 0.364 | 1 | 1 | cs | TRUE
172 | LV_116-1_0_8_line_172 |  | 155 | 267 | 0.012626 | 0.125 | 0.08 | 261 | 0 | 0.364 | 1 | 4 | cs | TRUE
173 | LV_116-1_0_8_line_173 |  | 157 | 159 | 0.002551 | 0.125 | 0.08 | 261 | 0 | 0.364 | 1 | 4 | cs | TRUE
174 | LV_116-1_0_8_line_174 |  | 159 | 164 | 0.017388 | 0.125 | 0.08 | 261 | 0 | 0.364 | 1 | 4 | cs | TRUE
175 | LV_116-1_0_8_line_175 |  | 160 | 161 | 0.00088046 | 0.125 | 0.08 | 261 | 0 | 0.364 | 1 | 1 | cs | TRUE
176 | LV_116-1_0_8_line_176 |  | 161 | 162 | 0.023045 | 0.125 | 0.08 | 261 | 0 | 0.364 | 1 | 1 | cs | TRUE
177 | LV_116-1_0_8_line_177 |  | 162 | 163 | 0.0074803 | 0.125 | 0.08 | 261 | 0 | 0.364 | 1 | 1 | cs | TRUE
178 | LV_116-1_0_8_line_178 |  | 163 | 165 | 0.014608 | 0.125 | 0.08 | 261 | 0 | 0.364 | 1 | 1 | cs | TRUE
179 | LV_116-1_0_8_line_179 |  | 165 | 242 | 0.0078329 | 0.125 | 0.08 | 261 | 0 | 0.364 | 1 | 1 | cs | TRUE
180 | LV_116-1_0_8_line_180 |  | 166 | 279 | 0.019048 | 0.125 | 0.08 | 261 | 0 | 0.364 | 1 | 1 | cs | TRUE
181 | LV_116-1_0_8_line_181 |  | 167 | 168 | 0.055722 | 0.125 | 0.08 | 261 | 0 | 0.364 | 1 | 1 | cs | TRUE
182 | LV_116-1_0_8_line_182 |  | 168 | 169 | 0.031479 | 0.125 | 0.08 | 261 | 0 | 0.364 | 1 | 1 | cs | TRUE
183 | LV_116-1_0_8_line_183 |  | 168 | 170 | 0.008297 | 0.125 | 0.08 | 261 | 0 | 0.364 | 1 | 1 | cs | TRUE
184 | LV_116-1_0_8_line_184 |  | 169 | 171 | 0.039552 | 0.125 | 0.08 | 261 | 0 | 0.364 | 1 | 1 | cs | TRUE
185 | LV_116-1_0_8_line_185 |  | 171 | 172 | 0.0095634 | 0.125 | 0.08 | 261 | 0 | 0.364 | 1 | 1 | cs | TRUE
186 | LV_116-1_0_8_line_186 |  | 171 | 173 | 0.017629 | 0.125 | 0.08 | 261 | 0 | 0.364 | 1 | 1 | cs | TRUE
187 | LV_116-1_0_8_line_187 |  | 172 | 175 | 0.029883 | 0.125 | 0.08 | 261 | 0 | 0.364 | 1 | 1 | cs | TRUE
188 | LV_116-1_0_8_line_188 |  | 173 | 177 | 0.013842 | 0.125 | 0.08 | 261 | 0 | 0.364 | 1 | 1 | cs | TRUE
189 | LV_116-1_0_8_line_189 |  | 174 | 175 | 0.030718 | 0.125 | 0.08 | 261 | 0 | 0.364 | 1 | 1 | cs | TRUE
190 | LV_116-1_0_8_line_190 |  | 174 | 176 | 0.022607 | 0.125 | 0.08 | 261 | 0 | 0.364 | 1 | 1 | cs | TRUE
191 | LV_116-1_0_8_line_191 |  | 177 | 205 | 0.012065 | 0.125 | 0.08 | 261 | 0 | 0.364 | 1 | 1 | cs | TRUE
192 | LV_116-1_0_8_line_192 |  | 178 | 179 | 0.0083425 | 0.125 | 0.08 | 261 | 0 | 0.364 | 1 | 1 | cs | TRUE
193 | LV_116-1_0_8_line_193 |  | 178 | 180 | 0.017774 | 0.125 | 0.08 | 261 | 0 | 0.364 | 1 | 1 | cs | TRUE
194 | LV_116-1_0_8_line_194 |  | 179 | 181 | 0.0071059 | 0.125 | 0.08 | 261 | 0 | 0.364 | 1 | 1 | cs | TRUE
195 | LV_116-1_0_8_line_195 |  | 180 | 182 | 0.014285 | 0.125 | 0.08 | 261 | 0 | 0.364 | 1 | 1 | cs | TRUE
196 | LV_116-1_0_8_line_196 |  | 180 | 183 | 0.013094 | 0.125 | 0.08 | 261 | 0 | 0.364 | 1 | 1 | cs | TRUE
197 | LV_116-1_0_8_line_197 |  | 181 | 184 | 0.0048964 | 0.125 | 0.08 | 261 | 0 | 0.364 | 1 | 1 | cs | TRUE
198 | LV_116-1_0_8_line_198 |  | 182 | 185 | 0.016465 | 0.125 | 0.08 | 261 | 0 | 0.364 | 1 | 1 | cs | TRUE
199 | LV_116-1_0_8_line_199 |  | 182 | 186 | 0.01268 | 0.125 | 0.08 | 261 | 0 | 0.364 | 1 | 1 | cs | TRUE
200 | LV_116-1_0_8_line_200 |  | 183 | 187 | 0.018519 | 0.125 | 0.08 | 261 | 0 | 0.364 | 1 | 1 | cs | TRUE
201 | LV_116-1_0_8_line_201 |  | 183 | 188 | 0.015999 | 0.125 | 0.08 | 261 | 0 | 0.364 | 1 | 1 | cs | TRUE
202 | LV_116-1_0_8_line_202 |  | 184 | 189 | 0.014297 | 0.125 | 0.08 | 261 | 0 | 0.364 | 1 | 4 | cs | TRUE
203 | LV_116-1_0_8_line_203 |  | 184 | 190 | 0.025559 | 0.125 | 0.08 | 261 | 0 | 0.364 | 1 | 4 | cs | TRUE
204 | LV_116-1_0_8_line_204 |  | 185 | 191 | 0.019185 | 0.125 | 0.08 | 261 | 0 | 0.364 | 1 | 1 | cs | TRUE
205 | LV_116-1_0_8_line_205 |  | 185 | 192 | 0.003607 | 0.125 | 0.08 | 261 | 0 | 0.364 | 1 | 1 | cs | TRUE
206 | LV_116-1_0_8_line_206 |  | 187 | 193 | 0.016658 | 0.125 | 0.08 | 261 | 0 | 0.364 | 1 | 1 | cs | TRUE
207 | LV_116-1_0_8_line_207 |  | 187 | 194 | 0.030799 | 0.125 | 0.08 | 261 | 0 | 0.364 | 1 | 1 | cs | TRUE
208 | LV_116-1_0_8_line_208 |  | 188 | 197 | 0.0021117 | 0.125 | 0.08 | 261 | 0 | 0.364 | 1 | 1 | cs | TRUE
209 | LV_116-1_0_8_line_209 |  | 189 | 198 | 0.011953 | 0.125 | 0.08 | 261 | 0 | 0.364 | 1 | 4 | cs | TRUE
210 | LV_116-1_0_8_line_210 |  | 190 | 199 | 0.0065327 | 0.125 | 0.08 | 261 | 0 | 0.364 | 1 | 4 | cs | TRUE
211 | LV_116-1_0_8_line_211 |  | 192 | 200 | 0.0074872 | 0.125 | 0.08 | 261 | 0 | 0.364 | 1 | 1 | cs | TRUE
212 | LV_116-1_0_8_line_212 |  | 193 | 258 | 0.013237 | 0.125 | 0.08 | 261 | 0 | 0.364 | 1 | 1 | cs | TRUE
213 | LV_116-1_0_8_line_213 |  | 193 | 259 | 0.0075171 | 0.125 | 0.08 | 261 | 0 | 0.364 | 1 | 1 | cs | TRUE
214 | LV_116-1_0_8_line_214 |  | 194 | 256 | 0.013134 | 0.125 | 0.08 | 261 | 0 | 0.364 | 1 | 1 | cs | TRUE
215 | LV_116-1_0_8_line_215 |  | 195 | 196 | 0.020978 | 0.125 | 0.08 | 261 | 0 | 0.364 | 1 | 1 | cs | TRUE
216 | LV_116-1_0_8_line_216 |  | 198 | 269 | 0.010847 | 0.125 | 0.08 | 261 | 0 | 0.364 | 1 | 4 | cs | TRUE
217 | LV_116-1_0_8_line_217 |  | 199 | 266 | 0.0070716 | 0.125 | 0.08 | 261 | 0 | 0.364 | 1 | 4 | cs | TRUE
218 | LV_116-1_0_8_line_218 |  | 200 | 265 | 0.019978 | 0.125 | 0.08 | 261 | 0 | 0.364 | 1 | 1 | cs | TRUE
219 | LV_116-1_0_8_line_219 |  | 201 | 202 | 0.010539 | 0.125 | 0.08 | 261 | 0 | 0.364 | 1 | 1 | cs | TRUE
220 | LV_116-1_0_8_line_220 |  | 202 | 249 | 0.0020854 | 0.125 | 0.08 | 261 | 0 | 0.364 | 1 | 1 | cs | TRUE
221 | LV_116-1_0_8_line_221 |  | 203 | 204 | 0.0062321 | 0.125 | 0.08 | 261 | 0 | 0.364 | 1 | 1 | cs | TRUE
222 | LV_116-1_0_8_line_222 |  | 203 | 205 | 0.010298 | 0.125 | 0.08 | 261 | 0 | 0.364 | 1 | 1 | cs | TRUE
223 | LV_116-1_0_8_line_223 |  | 204 | 206 | 0.01983 | 0.125 | 0.08 | 261 | 0 | 0.364 | 1 | 1 | cs | TRUE
224 | LV_116-1_0_8_line_224 |  | 205 | 207 | 0.022739 | 0.125 | 0.08 | 261 | 0 | 0.364 | 1 | 1 | cs | TRUE
225 | LV_116-1_0_8_line_225 |  | 206 | 208 | 0.00017818 | 0.125 | 0.08 | 261 | 0 | 0.364 | 1 | 1 | cs | TRUE
226 | LV_116-1_0_8_line_226 |  | 207 | 209 | 0.016335 | 0.125 | 0.08 | 261 | 0 | 0.364 | 1 | 1 | cs | TRUE
227 | LV_116-1_0_8_line_227 |  | 208 | 210 | 0.0014543 | 0.125 | 0.08 | 261 | 0 | 0.364 | 1 | 1 | cs | TRUE
228 | LV_116-1_0_8_line_228 |  | 209 | 211 | 0.0072915 | 0.125 | 0.08 | 261 | 0 | 0.364 | 1 | 1 | cs | TRUE
229 | LV_116-1_0_8_line_229 |  | 210 | 212 | 0.021458 | 0.125 | 0.08 | 261 | 0 | 0.364 | 1 | 1 | cs | TRUE
230 | LV_116-1_0_8_line_230 |  | 211 | 213 | 0.014596 | 0.125 | 0.08 | 261 | 0 | 0.364 | 1 | 1 | cs | TRUE
231 | LV_116-1_0_8_line_231 |  | 211 | 214 | 0.018198 | 0.125 | 0.08 | 261 | 0 | 0.364 | 1 | 1 | cs | TRUE
232 | LV_116-1_0_8_line_232 |  | 213 | 263 | 0.054641 | 0.125 | 0.08 | 261 | 0 | 0.364 | 1 | 1 | cs | TRUE
233 | LV_116-1_0_8_line_233 |  | 213 | 264 | 0.002535 | 0.125 | 0.08 | 261 | 0 | 0.364 | 1 | 1 | cs | TRUE
234 | LV_116-1_0_8_line_234 |  | 214 | 253 | 0.0019495 | 0.125 | 0.08 | 261 | 0 | 0.364 | 1 | 1 | cs | TRUE
235 | LV_116-1_0_8_line_235 |  | 215 | 216 | 0.00085435 | 0.125 | 0.08 | 261 | 0 | 0.364 | 1 | 1 | cs | TRUE
236 | LV_116-1_0_8_line_236 |  | 215 | 217 | 0.0034804 | 0.125 | 0.08 | 261 | 0 | 0.364 | 1 | 1 | cs | TRUE
237 | LV_116-1_0_8_line_237 |  | 217 | 218 | 0.015687 | 0.125 | 0.08 | 261 | 0 | 0.364 | 1 | 1 | cs | TRUE
238 | LV_116-1_0_8_line_238 |  | 219 | 220 | 0.010019 | 0.125 | 0.08 | 261 | 0 | 0.364 | 1 | 1 | cs | TRUE
239 | LV_116-1_0_8_line_239 |  | 220 | 223 | 0.015866 | 0.125 | 0.08 | 261 | 0 | 0.364 | 1 | 1 | cs | TRUE
240 | LV_116-1_0_8_line_240 |  | 221 | 222 | 0.0059355 | 0.125 | 0.08 | 261 | 0 | 0.364 | 1 | 1 | cs | TRUE
241 | LV_116-1_0_8_line_241 |  | 222 | 280 | 0.0059327 | 0.125 | 0.08 | 261 | 0 | 0.364 | 1 | 1 | cs | TRUE
242 | LV_116-1_0_8_line_242 |  | 223 | 235 | 0.011452 | 0.125 | 0.08 | 261 | 0 | 0.364 | 1 | 1 | cs | TRUE
243 | LV_116-1_0_8_line_243 |  | 223 | 232 | 0.011568 | 0.125 | 0.08 | 261 | 0 | 0.364 | 1 | 1 | cs | TRUE
244 | LV_116-1_0_8_line_244 |  | 224 | 225 | 0.013892 | 0.125 | 0.08 | 261 | 0 | 0.364 | 1 | 1 | cs | TRUE
245 | LV_116-1_0_8_line_245 |  | 224 | 226 | 0.009746 | 0.125 | 0.08 | 261 | 0 | 0.364 | 1 | 1 | cs | TRUE
246 | LV_116-1_0_8_line_246 |  | 226 | 246 | 0.02585 | 0.125 | 0.08 | 261 | 0 | 0.364 | 1 | 4 | cs | TRUE
247 | LV_116-1_0_8_line_247 |  | 226 | 245 | 0.028565 | 0.125 | 0.08 | 261 | 0 | 0.364 | 1 | 4 | cs | TRUE
248 | LV_116-1_0_8_line_248 |  | 227 | 228 | 0.034218 | 0.125 | 0.08 | 261 | 0 | 0.364 | 1 | 1 | cs | TRUE
249 | LV_116-1_0_8_line_249 |  | 227 | 229 | 0.024427 | 0.125 | 0.08 | 261 | 0 | 0.364 | 1 | 1 | cs | TRUE
250 | LV_116-1_0_8_line_250 |  | 228 | 230 | 0.018656 | 0.125 | 0.08 | 261 | 0 | 0.364 | 1 | 1 | cs | TRUE
251 | LV_116-1_0_8_line_251 |  | 229 | 231 | 0.019959 | 0.125 | 0.08 | 261 | 0 | 0.364 | 1 | 1 | cs | TRUE
252 | LV_116-1_0_8_line_252 |  | 229 | 232 | 0.019641 | 0.125 | 0.08 | 261 | 0 | 0.364 | 1 | 1 | cs | TRUE
253 | LV_116-1_0_8_line_253 |  | 230 | 233 | 0.0083878 | 0.125 | 0.08 | 261 | 0 | 0.364 | 1 | 1 | cs | TRUE
254 | LV_116-1_0_8_line_254 |  | 233 | 234 | 0.12416 | 0.125 | 0.08 | 261 | 0 | 0.364 | 1 | 1 | cs | TRUE
255 | LV_116-1_0_8_line_255 |  | 234 | 236 | 0.046038 | 0.125 | 0.08 | 261 | 0 | 0.364 | 1 | 1 | cs | TRUE
256 | LV_116-1_0_8_line_256 |  | 234 | 237 | 0.0016497 | 0.125 | 0.08 | 261 | 0 | 0.364 | 1 | 1 | cs | TRUE
257 | LV_116-1_0_8_line_257 |  | 235 | 241 | 0.0059174 | 0.125 | 0.08 | 261 | 0 | 0.364 | 1 | 1 | cs | TRUE
258 | LV_116-1_0_8_line_258 |  | 236 | 238 | 0.023482 | 0.125 | 0.08 | 261 | 0 | 0.364 | 1 | 1 | cs | TRUE
259 | LV_116-1_0_8_line_259 |  | 237 | 239 | 0.020057 | 0.125 | 0.08 | 261 | 0 | 0.364 | 1 | 1 | cs | TRUE
260 | LV_116-1_0_8_line_260 |  | 239 | 240 | 0.044455 | 0.125 | 0.08 | 261 | 0 | 0.364 | 1 | 1 | cs | TRUE
261 | LV_116-1_0_8_line_261 |  | 241 | 285 | 0.0059146 | 0.125 | 0.08 | 261 | 0 | 0.364 | 1 | 1 | cs | TRUE
262 | LV_116-1_0_8_line_262 |  | 242 | 243 | 0.026503 | 0.125 | 0.08 | 261 | 0 | 0.364 | 1 | 1 | cs | TRUE
263 | LV_116-1_0_8_line_263 |  | 244 | 245 | 0.015325 | 0.125 | 0.08 | 261 | 0 | 0.364 | 1 | 4 | cs | TRUE
264 | LV_116-1_0_8_line_264 |  | 246 | 247 | 0.0062318 | 0.125 | 0.08 | 261 | 0 | 0.364 | 1 | 1 | cs | TRUE
265 | LV_116-1_0_8_line_265 |  | 246 | 248 | 0.0086646 | 0.125 | 0.08 | 261 | 0 | 0.364 | 1 | 4 | cs | TRUE
266 | LV_116-1_0_8_line_266 |  | 247 | 278 | 0.0096459 | 0.125 | 0.08 | 261 | 0 | 0.364 | 1 | 1 | cs | TRUE
267 | LV_116-1_0_8_line_267 |  | 248 | 271 | 0.0058073 | 0.125 | 0.08 | 261 | 0 | 0.364 | 1 | 4 | cs | TRUE
268 | LV_116-1_0_8_line_268 |  | 249 | 250 | 0.0077656 | 0.125 | 0.08 | 261 | 0 | 0.364 | 1 | 1 | cs | TRUE
269 | LV_116-1_0_8_line_269 |  | 250 | 251 | 0.012898 | 0.125 | 0.08 | 261 | 0 | 0.364 | 1 | 1 | cs | TRUE
270 | LV_116-1_0_8_line_270 |  | 251 | 252 | 0.013028 | 0.125 | 0.08 | 261 | 0 | 0.364 | 1 | 1 | cs | TRUE
271 | LV_116-1_0_8_line_271 |  | 252 | 253 | 0.0074105 | 0.125 | 0.08 | 261 | 0 | 0.364 | 1 | 1 | cs | TRUE
272 | LV_116-1_0_8_line_272 |  | 254 | 255 | 0.016366 | 0.125 | 0.08 | 261 | 0 | 0.364 | 1 | 1 | cs | TRUE
273 | LV_116-1_0_8_line_273 |  | 254 | 256 | 0.021213 | 0.125 | 0.08 | 261 | 0 | 0.364 | 1 | 1 | cs | TRUE
274 | LV_116-1_0_8_line_274 |  | 255 | 257 | 0.0058641 | 0.125 | 0.08 | 261 | 0 | 0.364 | 1 | 1 | cs | TRUE
275 | LV_116-1_0_8_line_275 |  | 258 | 260 | 0.015203 | 0.125 | 0.08 | 261 | 0 | 0.364 | 1 | 1 | cs | TRUE
276 | LV_116-1_0_8_line_276 |  | 259 | 261 | 0.00045535 | 0.125 | 0.08 | 261 | 0 | 0.364 | 1 | 1 | cs | TRUE
277 | LV_116-1_0_8_line_277 |  | 261 | 283 | 0.0097847 | 0.125 | 0.08 | 261 | 0 | 0.364 | 1 | 1 | cs | TRUE
278 | LV_116-1_0_8_line_278 |  | 264 | 265 | 0.020671 | 0.125 | 0.08 | 261 | 0 | 0.364 | 1 | 1 | cs | TRUE
279 | LV_116-1_0_8_line_279 |  | 266 | 267 | 0.022565 | 0.125 | 0.08 | 261 | 0 | 0.364 | 1 | 4 | cs | TRUE
280 | LV_116-1_0_8_line_280 |  | 266 | 268 | 0.019411 | 0.125 | 0.08 | 261 | 0 | 0.364 | 1 | 1 | cs | TRUE
281 | LV_116-1_0_8_line_281 |  | 269 | 270 | 0.01878 | 0.125 | 0.08 | 261 | 0 | 0.364 | 1 | 1 | cs | TRUE
282 | LV_116-1_0_8_line_282 |  | 269 | 271 | 0.004738 | 0.125 | 0.08 | 261 | 0 | 0.364 | 1 | 4 | cs | TRUE
283 | LV_116-1_0_8_line_283 |  | 274 | 277 | 0.011105 | 0.125 | 0.08 | 261 | 0 | 0.364 | 1 | 1 | cs | TRUE
284 | LV_116-1_0_8_line_284 |  | 275 | 276 | 0.004214 | 0.125 | 0.08 | 261 | 0 | 0.364 | 1 | 1 | cs | TRUE
285 | LV_116-1_0_8_line_285 |  | 277 | 287 | 0.016921 | 0.125 | 0.08 | 261 | 0 | 0.364 | 1 | 1 | cs | TRUE
286 | LV_116-1_0_8_line_286 |  | 277 | 288 | 0.01888 | 0.125 | 0.08 | 261 | 0 | 0.364 | 1 | 1 | cs | TRUE
287 | LV_116-1_0_8_line_287 |  | 277 | 286 | 0.014366 | 0.125 | 0.08 | 261 | 0 | 0.364 | 1 | 1 | cs | TRUE
288 | LV_116-1_0_8_line_288 |  | 281 | 282 | 0.00067542 | 0.125 | 0.08 | 261 | 0 | 0.364 | 1 | 1 | cs | TRUE
289 | LV_116-1_0_8_line_289 |  | 281 | 283 | 0.027426 | 0.125 | 0.08 | 261 | 0 | 0.364 | 1 | 1 | cs | TRUE
290 | LV_116-1_0_8_line_290 |  | 282 | 284 | 0.010848 | 0.125 | 0.08 | 261 | 0 | 0.364 | 1 | 1 | cs | TRUE
291 | LV_116-1_0_8_line_291 |  | 285 | 286 | 0.005914 | 0.125 | 0.08 | 261 | 0 | 0.364 | 1 | 1 | cs | TRUE
292 | LV_116-1_0_8_line_292 |  | 289 | 290 | 0.0099764 | 0.125 | 0.08 | 261 | 0 | 0.364 | 1 | 4 | cs | TRUE
293 | LV_116-1_0_8_line_293 |  | 290 | 291 | 0.030801 | 0.125 | 0.08 | 261 | 0 | 0.364 | 1 | 4 | cs | TRUE
294 | LV_116-1_0_8_line_294 |  | 291 | 292 | 0.19235 | 0.125 | 0.08 | 261 | 0 | 0.364 | 1 | 2 | cs | TRUE
295 | LV_116-1_0_8_line_295 |  | 292 | 293 | 0.011809 | 0.125 | 0.08 | 261 | 0 | 0.364 | 1 | 1 | cs | TRUE
296 | LV_116-1_0_8_line_296 |  | 293 | 294 | 0.02357 | 0.125 | 0.08 | 261 | 0 | 0.364 | 1 | 1 | cs | TRUE
297 | LV_116-1_0_8_line_297 |  | 294 | 295 | 0.0020824 | 0.125 | 0.08 | 261 | 0 | 0.364 | 1 | 1 | cs | TRUE
298 | LV_116-1_0_8_line_298 |  | 296 | 297 | 0.011333 | 0.125 | 0.08 | 261 | 0 | 0.364 | 1 | 1 | cs | TRUE
299 | LV_116-1_0_8_line_299 |  | 297 | 298 | 0.0079655 | 0.125 | 0.08 | 261 | 0 | 0.364 | 1 | 1 | cs | TRUE
300 | LV_116-1_0_8_line_300 |  | 300 | 301 | 0.011402 | 0.125 | 0.08 | 261 | 0 | 0.364 | 1 | 1 | cs | TRUE
301 | LV_116-1_0_8_line_301 |  | 301 | 302 | 0.0076256 | 0.125 | 0.08 | 261 | 0 | 0.364 | 1 | 1 | cs | TRUE
302 | LV_116-1_0_8_line_302 |  | 302 | 303 | 0.0058534 | 0.125 | 0.08 | 261 | 0 | 0.364 | 1 | 1 | cs | TRUE

## trafo
| name | std_type | hv_bus | lv_bus | sn_mva | vn_hv_kv | vn_lv_kv | vk_percent | vkr_percent | pfe_kw | i0_percent | shift_degree | tap_side | tap_neutral | tap_min | tap_max | tap_step_percent | tap_step_degree | tap_pos | tap_phase_shifter | parallel | df | in_service
0 | LV_116-1_0_8_trafo_169 | 0.63 MVA 20/0.4 kV | 304 | 96 | 0.63 | 20 | 0.4 | 6 | 1.206 | 1.65 | 0.2619 | 150 | hv | 0 | -2 | 2 | 2.5 | 0 | 0 | FALSE | 1 | 1 | TRUE

## line_geodata
| x0 | y0 | x1 | y1 | x2 | y2 | x3 | y3 | x4 | y4 | x5 | y5 | x6 | y6 | x7 | y7 | x8 | y8 | x9 | y9 | x10 | y10 | x11 | y11 | x12 | y12 | x13 | y13 | x14 | y14 | x15 | y15 | x16 | y16 | x17 | y17 | x18 | y18 | x19 | y19 | x20 | y20
0 | 2698636.7618 | 1236457.2427 | 2698638.7489 | 1236459.3513 | 2698659.1718 | 1236476.3001
1 | 2698694.0131 | 1236509.3509 | 2698688.2583 | 1236500.8823 | 2698680.7185 | 1236492.8066 | 2698664.5487 | 1236480.7624 | 2698659.1718 | 1236476.3001
2 | 2698694.0131 | 1236509.3509 | 2698688.1687 | 1236514.0129
3 | 2698694.0131 | 1236509.3509 | 2698699.9247 | 1236505.2016 | 2698703.722 | 1236502.5849 | 2698704.2658 | 1236502.1552
4 | 2698713.5194 | 1236543.7451 | 2698688.1687 | 1236514.0129
5 | 2698688.1687 | 1236514.0129 | 2698673.0008 | 1236496.0147
6 | 2698704.2658 | 1236502.1552 | 2698707.5258 | 1236499.5792 | 2698711.0756 | 1236496.3691 | 2698714.6495 | 1236492.1698 | 2698718.5752 | 1236486.3863 | 2698721.0285 | 1236482.2128 | 2698724.5731 | 1236475.678 | 2698727.8338 | 1236469.375
7 | 2698713.5194 | 1236543.7451 | 2698728.1406 | 1236562.4243 | 2698738.3764 | 1236574.4812 | 2698749.4225 | 1236585.1394 | 2698763.1355 | 1236595.1637 | 2698774.0882 | 1236600.9054
8 | 2698713.5194 | 1236543.7451 | 2698701.0949 | 1236538.1456 | 2698684.7045 | 1236532.1022 | 2698677.9348 | 1236523.6834 | 2698660.9984 | 1236522.2566 | 2698655.3406 | 1236529.8191
9 | 2698664.9898 | 1236487.8207 | 2698670.5198 | 1236493.0707 | 2698673.0008 | 1236496.0147
10 | 2698728.7621 | 1236467.5807 | 2698727.8338 | 1236469.375
11 | 2698664.9898 | 1236487.8207 | 2698656.8703 | 1236480.1122 | 2698628.6029 | 1236458.5131
12 | 2698774.0882 | 1236600.9054 | 2698775.0619 | 1236601.4159
13 | 2698655.3406 | 1236529.8191 | 2698650.632 | 1236536.1128
14 | 2698775.0619 | 1236601.4159 | 2698778.1632 | 1236603.0417 | 2698778.5124 | 1236603.1773
15 | 2698642.0921 | 1236547.5276 | 2698650.632 | 1236536.1128
16 | 2698839.4995 | 1236623.6439 | 2698831.5458 | 1236620.8984 | 2698794.2623 | 1236609.2918 | 2698778.5124 | 1236603.1773
17 | 2698839.4995 | 1236623.6439 | 2698830.1015 | 1236651.7419 | 2698823.3966 | 1236655.8112 | 2698795.5265 | 1236651.8346
18 | 2698924.7561 | 1236652.5179 | 2698839.4995 | 1236623.6439
19 | 2698794.548 | 1236651.6949 | 2698795.5265 | 1236651.8346
20 | 2698924.7561 | 1236652.5179 | 2698977.1831 | 1236669.9931
21 | 2698924.7561 | 1236652.5179 | 2698927.1151 | 1236658.5506 | 2698928.906 | 1236661.894 | 2698932.0461 | 1236666.016 | 2698934.5091 | 1236668.5367 | 2698937.9198 | 1236671.4068 | 2698967.494 | 1236692.8154 | 2698975.5179 | 1236699.8762
22 | 2698977.1831 | 1236669.9931 | 2699009.0485 | 1236680.3493
23 | 2698977.1831 | 1236669.9931 | 2698982.2677 | 1236652.8094 | 2698987.0956 | 1236635.5881 | 2698996.1411 | 1236600.9907 | 2698997.2961 | 1236595.7171 | 2698998.0188 | 1236590.503 | 2698998.8384 | 1236581.7434 | 2699000.0748 | 1236559.7921 | 2699000.6158 | 1236553.6743 | 2699001.6793 | 1236547.0871 | 2699002.9248 | 1236541.3814 | 2699004.7156 | 1236535.1955 | 2699006.4457 | 1236529.9315 | 2699009.3437 | 1236522.7077 | 2699013.0947 | 1236513.7969 | 2699024.0757 | 1236490.3103
24 | 2698975.5179 | 1236699.8762 | 2698989.8456 | 1236712.4843
25 | 2698760.3984 | 1237015.7772 | 2698733.5737 | 1236982.4397 | 2698732.5945 | 1236980.8 | 2698732.0499 | 1236978.9673 | 2698731.9529 | 1236977.0643 | 2698732.317 | 1236975.1912 | 2698733.1177 | 1236973.4587 | 2698734.3155 | 1236971.9664 | 2698754.232 | 1236956.108
26 | 2698763.6113 | 1237015.5193 | 2698760.3984 | 1237015.7772
27 | 2698760.3984 | 1237015.7772 | 2698753.7152 | 1237016.2998 | 2698751.0298 | 1237016.6888 | 2698748.8413 | 1237017.2306 | 2698746.093 | 1237018.219 | 2698743.4473 | 1237019.4093 | 2698742.4656 | 1237019.9365
28 | 2699020.0275 | 1236683.9175 | 2699009.0485 | 1236680.3493
29 | 2699030.6501 | 1236475.8773 | 2699027.0487 | 1236483.9516 | 2699024.0757 | 1236490.3103
30 | 2699009.1507 | 1236731.3287 | 2699004.0479 | 1236724.9819 | 2698989.8456 | 1236712.4843
31 | 2698739.431 | 1237021.5663 | 2698735.4884 | 1237023.8358 | 2698732.1738 | 1237026.1158 | 2698729.6666 | 1237028.0756
32 | 2698739.431 | 1237021.5663 | 2698742.4656 | 1237019.9365
33 | 2699020.0275 | 1236683.9175 | 2699022.1885 | 1236684.5762 | 2699046.4926 | 1236692.5318 | 2699054.1819 | 1236695.6845 | 2699061.181 | 1236700.7495 | 2699066.4257 | 1236707.0861 | 2699069.1788 | 1236713.081 | 2699069.6689 | 1236714.9719
34 | 2699034.3937 | 1236467.4842 | 2699030.6501 | 1236475.8773
35 | 2699036.5695 | 1236799.224 | 2699024.9443 | 1236764.3596 | 2699011.5509 | 1236734.3139 | 2699009.1507 | 1236731.3287
36 | 2698763.6113 | 1237015.5193 | 2698765.3842 | 1237018.1174 | 2698767.6517 | 1237020.5569 | 2698770.1905 | 1237022.6118 | 2698773.2153 | 1237024.5636 | 2698776.5519 | 1237026.4204 | 2698779.7145 | 1237027.8185 | 2698782.9805 | 1237028.9181 | 2698786.7648 | 1237029.7928 | 2698791.7727 | 1237030.3543 | 2698796.5328 | 1237030.6243
37 | 2698765.1041 | 1237015.3996 | 2698763.6113 | 1237015.5193
38 | 2698765.1041 | 1237015.3996 | 2698767.2635 | 1237015.2354 | 2698776.6173 | 1237014.3013 | 2698795.2949 | 1237012.0012
39 | 2698795.2949 | 1237012.0012 | 2698809.9011 | 1237010.2024
40 | 2698844.8428 | 1237011.3006 | 2698824.5128 | 1236976.5011
41 | 2698862.7493 | 1236999.8344 | 2698846.646 | 1237010.2631 | 2698844.8428 | 1237011.3006
42 | 2698837.267 | 1237013.6207 | 2698839.2825 | 1237013.4652 | 2698841.1425 | 1237013.107 | 2698843.2001 | 1237012.2406 | 2698844.8428 | 1237011.3006
43 | 2699036.5695 | 1236799.224 | 2699040.4737 | 1236804.7154 | 2699039.109 | 1236810.3079 | 2699038.7177 | 1236812.8922 | 2699038.443 | 1236816.6571 | 2699038.8443 | 1236819.8217 | 2699040.0588 | 1236823.2334 | 2699041.8674 | 1236826.4104 | 2699044.3611 | 1236829.3542 | 2699047.4677 | 1236831.8412 | 2699050.9596 | 1236833.9232 | 2699054.9138 | 1236835.9573 | 2699075.2974 | 1236844.8038
44 | 2699075.2974 | 1236844.8038 | 2699139.4998 | 1236869.0951
45 | 2699075.2974 | 1236844.8038 | 2698857.535 | 1236990.9367
46 | 2698797.0423 | 1237030.6532 | 2698796.5328 | 1237030.6243
47 | 2698837.267 | 1237013.6207 | 2698834.8763 | 1237013.5809 | 2698832.7864 | 1237013.2014 | 2698830.6923 | 1237012.6217 | 2698827.2175 | 1237011.3407 | 2698823.2326 | 1237010.2403 | 2698819.9509 | 1237009.6296 | 2698816.8205 | 1237009.4775 | 2698814.0017 | 1237009.6974 | 2698809.9011 | 1237010.2024
48 | 2698862.7493 | 1236999.8344 | 2698861.2336 | 1236997.2406 | 2698857.535 | 1236990.9367
49 | 2698837.267 | 1237013.6207 | 2698840.265 | 1237026.269 | 2698841.5533 | 1237030.2489 | 2698842.6182 | 1237033.1021 | 2698844.1055 | 1237036.0402 | 2698845.8915 | 1237038.7608 | 2698849.1901 | 1237042.8966
50 | 2698855.2554 | 1237051.3038 | 2698853.3864 | 1237048.5707 | 2698849.1901 | 1237042.8966
51 | 2698849.1901 | 1237042.8966 | 2698836.8363 | 1237052.2091 | 2698834.0134 | 1237054.0413 | 2698832.4672 | 1237054.873
52 | 2699155.2671 | 1236875.0607 | 2699139.4998 | 1236869.0951
53 | 2698863.2693 | 1237045.8553 | 2698855.2554 | 1237051.3038
54 | 2698855.2554 | 1237051.3038 | 2698856.8438 | 1237053.6209 | 2698864.4814 | 1237065.9515
55 | 2698832.4672 | 1237054.873 | 2698830.7453 | 1237055.7993 | 2698827.62 | 1237057.1595
56 | 2698864.4814 | 1237065.9515 | 2698868.4726 | 1237072.3951 | 2698871.7461 | 1237076.675
57 | 2698871.9238 | 1237076.8836 | 2698871.7461 | 1237076.675 | 2698871.7461 | 1237076.675
58 | 2698880.0844 | 1237084.9089 | 2698876.9047 | 1237082.2651 | 2698874.4478 | 1237079.8446 | 2698871.9238 | 1237076.8836
59 | 2698880.0844 | 1237084.9089 | 2698880.0844 | 1237084.9089 | 2698883.5327 | 1237087.3236 | 2698891.5105 | 1237092.2157 | 2698895.5082 | 1237094.8175 | 2698898.3633 | 1237096.9555 | 2698901.1049 | 1237099.5475 | 2698903.1003 | 1237101.9603 | 2698903.4897 | 1237102.473
60 | 2699150.6795 | 1236909.0103 | 2699150.8663 | 1236908.5004
61 | 2699150.8663 | 1236908.5004 | 2699152.1239 | 1236905.0661
62 | 2699160.4903 | 1236882.22 | 2699152.1239 | 1236905.0661
63 | 2699155.2671 | 1236875.0607 | 2699162.2307 | 1236877.7012 | 2699160.4903 | 1236882.22
64 | 2699350.5988 | 1236925.5733 | 2699326.8163 | 1236920.8943 | 2699245.3377 | 1236904.9316 | 2699226.9845 | 1236901.4113 | 2699208.3641 | 1236897.5752 | 2699192.6623 | 1236893.4321 | 2699178.6152 | 1236888.9943 | 2699160.4903 | 1236882.22
65 | 2699547.2088 | 1236987.6473 | 2699546.3877 | 1236992.7627
66 | 2699551.6891 | 1236975.0102 | 2699548.9161 | 1236977.0097 | 2699547.2088 | 1236987.6473
67 | 2699546.3877 | 1236992.7627 | 2699545.0965 | 1237000.8079 | 2699542.7277 | 1237000.3679 | 2699542.7277 | 1237000.3679
68 | 2699551.6891 | 1236975.0102 | 2699551.0525 | 1236974.1655 | 2699549.8506 | 1236973.178 | 2699548.3288 | 1236972.3185 | 2699546.4304 | 1236971.8085 | 2699525.287 | 1236967.7179 | 2699520.8238 | 1236990.6381
69 | 2699551.6891 | 1236975.0102 | 2699552.5578 | 1236976.4592 | 2699553.6529 | 1236977.4894 | 2699554.7484 | 1236978.0526 | 2699555.8195 | 1236978.2596 | 2699557.2056 | 1236978.1828 | 2699559.0746 | 1236977.7471 | 2699565.7345 | 1236975.0122 | 2699568.4003 | 1236968.5743 | 2699612.4003 | 1236977.0183 | 2699627.1307 | 1236979.4894 | 2699629.2222 | 1236979.7691
70 | 2699542.7277 | 1237000.3679 | 2699542.2226 | 1237002.7954
71 | 2699629.2222 | 1236979.7691 | 2699624.0882 | 1237001.1775
72 | 2699604.2728 | 1236968.4422 | 2699607.0644 | 1236968.945 | 2699614.9347 | 1236970.3002 | 2699612.4003 | 1236977.0183 | 2699627.1307 | 1236979.4894 | 2699629.2222 | 1236979.7691
73 | 2699629.2222 | 1236979.7691 | 2699644.3083 | 1236981.7903 | 2699652.6321 | 1236983.1755 | 2699657.1638 | 1236984.1522 | 2699666.4731 | 1236986.3323
74 | 2699542.2226 | 1237002.7954 | 2699540.9662 | 1237008.8336 | 2699540.9662 | 1237008.8336
75 | 2699507.3284 | 1236951.0601 | 2699486.0186 | 1236946.7944
76 | 2699507.3284 | 1236951.0601 | 2699507.8712 | 1236948.4783 | 2699508.226 | 1236947.1722 | 2699508.933 | 1236945.6273 | 2699509.8542 | 1236943.9415 | 2699510.3272 | 1236942.8152 | 2699510.6872 | 1236941.6537 | 2699510.8828 | 1236940.3671 | 2699510.8995 | 1236938.9219 | 2699510.4914 | 1236937.5362 | 2699509.7212 | 1236936.0778 | 2699508.4106 | 1236934.3546 | 2699506.5996 | 1236932.6896 | 2699504.5946 | 1236931.3106
77 | 2699507.3284 | 1236951.0601 | 2699545.1099 | 1236958.625
78 | 2699466.5349 | 1236942.8942 | 2699486.0186 | 1236946.7944
79 | 2699504.5946 | 1236931.3106 | 2699501.9904 | 1236930.0104 | 2699499.3428 | 1236929.0431 | 2699496.128 | 1236928.0552 | 2699484.4918 | 1236925.2392
80 | 2699584.3873 | 1236966.0834 | 2699549.5123 | 1236959.5065 | 2699545.1099 | 1236958.625
81 | 2699604.8289 | 1237007.0685 | 2699612.517 | 1237008.8441 | 2699614.3214 | 1237009.0968 | 2699616.1392 | 1237009.005 | 2699617.9098 | 1237008.5677 | 2699619.5573 | 1237007.7947 | 2699621.0283 | 1237006.7186 | 2699622.2691 | 1237005.3829 | 2699623.2184 | 1237003.8309 | 2699623.8599 | 1237002.1293 | 2699624.0882 | 1237001.1775
82 | 2699604.2728 | 1236968.4422 | 2699601.7796 | 1236968.2003 | 2699599.5949 | 1236968.0635 | 2699596.7573 | 1236968.0493 | 2699594.6334 | 1236967.8913 | 2699592.421 | 1236967.5985 | 2699584.3873 | 1236966.0834
83 | 2699666.4731 | 1236986.3323 | 2699684.961 | 1236990.3677 | 2699697.3114 | 1236993.0659 | 2699703.3149 | 1236994.7234 | 2699708.9386 | 1236996.4636
84 | 2699666.4731 | 1236986.3323 | 2699659.2335 | 1237012.134
85 | 2699384.2478 | 1236932.1522 | 2699422.475 | 1236939.6419 | 2699435.6292 | 1236942.2529 | 2699436.7626 | 1236936.9345
86 | 2699436.7626 | 1236936.9345 | 2699466.5349 | 1236942.8942
87 | 2699384.2478 | 1236932.1522 | 2699350.5988 | 1236925.5733
88 | 2699710.0133 | 1236987.8974 | 2699712.1298 | 1236972.256
89 | 2699710.0133 | 1236987.8974 | 2699708.9386 | 1236996.4636
90 | 2699708.9386 | 1236996.4636 | 2699717.8748 | 1236999.6827 | 2699725.275 | 1237002.4312 | 2699726.9445 | 1237003.0597 | 2699740.0237 | 1237008.2355
91 | 2699538.2117 | 1237011.7839 | 2699540.9662 | 1237008.8336
92 | 2699350.5988 | 1236925.5733 | 2699347.0336 | 1236943.705
93 | 2699604.8289 | 1237007.0685 | 2699587.2778 | 1237003.0148
94 | 2699659.2335 | 1237012.134 | 2699651.9525 | 1237038.0831 | 2699651.1075 | 1237040.1816 | 2699649.9254 | 1237041.6295 | 2699648.2931 | 1237042.8475 | 2699646.0163 | 1237043.6877 | 2699644.0064 | 1237043.9542 | 2699637.9164 | 1237043.7347
95 | 2699347.0336 | 1236943.705 | 2699347.0336 | 1236943.705 | 2699357.3334 | 1236945.7188
96 | 2699742.145 | 1237009.075 | 2699740.0237 | 1237008.2355
97 | 2699615.695 | 1236908.7556 | 2699600.7844 | 1236905.9694
98 | 2699619.0248 | 1236897.4808 | 2699615.695 | 1236908.7556
99 | 2699600.7844 | 1236905.9694 | 2699596.1347 | 1236905.1005
100 | 2699619.0248 | 1236897.4808 | 2699614.9665 | 1236896.701
101 | 2699619.0248 | 1236897.4808 | 2699635.496 | 1236900.661
102 | 2699685.6466 | 1236882.3982 | 2699706.7819 | 1236887.9453
103 | 2699685.6466 | 1236882.3982 | 2699685.9687 | 1236879.8906 | 2699686.4824 | 1236876.341 | 2699687.347 | 1236871.7187 | 2699689.2009 | 1236862.7208
104 | 2699721.8573 | 1236891.9019 | 2699706.7819 | 1236887.9453
105 | 2699689.2009 | 1236862.7208 | 2699682.2106 | 1236863.9378 | 2699679.8532 | 1236864.165
106 | 2699689.2009 | 1236862.7208 | 2699691.5911 | 1236862.1959
107 | 2699721.8573 | 1236891.9019 | 2699720.7916 | 1236898.5779 | 2699718.7398 | 1236916.6571
108 | 2699718.7398 | 1236916.6571 | 2699737.748 | 1236921.5446
109 | 2699737.748 | 1236921.5446 | 2699739.1542 | 1236921.9061
110 | 2699674.2263 | 1236908.1258 | 2699670.4994 | 1236927.138
111 | 2699674.2263 | 1236908.1258 | 2699676.9361 | 1236894.2965
112 | 2699674.2263 | 1236908.1258 | 2699663.0146 | 1236905.9664
113 | 2699538.2117 | 1237011.7839 | 2699535.3322 | 1237014.8678
114 | 2699510.5088 | 1237035.9005 | 2699514.9203 | 1237036.7293 | 2699535.3322 | 1237014.8678
115 | 2699507.8368 | 1237035.3985 | 2699507.8368 | 1237035.3985 | 2699510.5088 | 1237035.9005
116 | 2699507.8368 | 1237035.3985 | 2699504.5473 | 1237037.9676 | 2699495.4273 | 1237036.0779
117 | 2699490.658 | 1237035.0896 | 2699495.4273 | 1237036.0779
118 | 2699487.5567 | 1237034.447 | 2699490.658 | 1237035.0896
119 | 2699723.6501 | 1237097.5047 | 2699721.3626 | 1237101.0841 | 2699718.7048 | 1237106.1321 | 2699715.1334 | 1237113.5237
120 | 2699734.2352 | 1237077.6381 | 2699733.9837 | 1237079.5464 | 2699733.7746 | 1237080.2768 | 2699733.4205 | 1237081.5385 | 2699732.5694 | 1237083.5479 | 2699724.6811 | 1237095.8914 | 2699723.6501 | 1237097.5047
121 | 2699704.4477 | 1237140.83 | 2699704.2785 | 1237139.1926 | 2699704.3469 | 1237137.3701 | 2699704.6535 | 1237135.7852 | 2699705.424 | 1237133.6187 | 2699715.1334 | 1237113.5237
122 | 2699733.5112 | 1237068.9305 | 2699734.2597 | 1237074.8253 | 2699734.2978 | 1237076.1603 | 2699734.2352 | 1237077.6381
123 | 2699704.4477 | 1237140.83 | 2699689.3417 | 1237154.8097
124 | 2699750.1844 | 1237075.5599 | 2699733.5112 | 1237068.9305
125 | 2699733.5112 | 1237068.9305 | 2699730.9904 | 1237067.6317 | 2699728.61 | 1237066.0794 | 2699726.809 | 1237063.8253 | 2699725.9207 | 1237061.2973 | 2699725.7433 | 1237058.7925 | 2699725.8405 | 1237058.0746
126 | 2699648.3803 | 1237192.7171 | 2699689.3417 | 1237154.8097
127 | 2699750.1844 | 1237075.5599 | 2699754.6196 | 1237077.3246 | 2699757.401 | 1237078.4277 | 2699758.715 | 1237079.0391 | 2699759.9285 | 1237079.7823 | 2699761.0277 | 1237080.568 | 2699762.056 | 1237081.5193 | 2699762.79 | 1237082.4212 | 2699763.4472 | 1237083.3885 | 2699764.0209 | 1237084.3767 | 2699764.4809 | 1237085.374 | 2699768.4284 | 1237097.2381 | 2699768.8928 | 1237098.4246 | 2699769.6006 | 1237099.5373 | 2699770.4392 | 1237100.5188 | 2699771.4533 | 1237101.4143 | 2699772.5461 | 1237102.1332 | 2699773.6488 | 1237102.7077 | 2699776.7666 | 1237104.0611 | 2699784.9904 | 1237107.6045
128 | 2699718.7649 | 1237127.7827 | 2699718.5696 | 1237127.2457 | 2699718.5186 | 1237126.6778 | 2699718.6042 | 1237126.0899 | 2699718.8344 | 1237125.4488 | 2699719.2495 | 1237124.6107 | 2699732.0253 | 1237104.221 | 2699744.7351 | 1237084.1637 | 2699750.1844 | 1237075.5599
129 | 2699728.004 | 1237049.0009 | 2699727.1202 | 1237052.055 | 2699726.574 | 1237053.9361 | 2699726.0543 | 1237056.496 | 2699725.8405 | 1237058.0746
130 | 2699718.7649 | 1237127.7827 | 2699738.9697 | 1237113.4683
131 | 2699743.2033 | 1237110.4689 | 2699738.9697 | 1237113.4683
132 | 2699648.3803 | 1237192.7171 | 2699640.9519 | 1237185.3425 | 2699638.1275 | 1237182.2928 | 2699633.7144 | 1237177.4151 | 2699629.7257 | 1237173.4008 | 2699626.4677 | 1237170.4884 | 2699623.0704 | 1237167.8375
133 | 2699746.2863 | 1237056.2466 | 2699728.004 | 1237049.0009
134 | 2699734.802 | 1237033.0919 | 2699734.0364 | 1237034.9694 | 2699730.3978 | 1237042.5473 | 2699728.004 | 1237049.0009
135 | 2699616.3166 | 1237162.5677 | 2699623.0704 | 1237167.8375
136 | 2699727.3044 | 1237030.731 | 2699734.802 | 1237033.0919
137 | 2699734.802 | 1237033.0919 | 2699735.5674 | 1237031.2256 | 2699736.7587 | 1237027.4316 | 2699742.145 | 1237009.075
138 | 2699616.3166 | 1237162.5677 | 2699613.2836 | 1237160.354
139 | 2699964.2432 | 1237003.9169 | 2699964.5248 | 1237003.6756 | 2699965.3671 | 1237003.0893 | 2699966.2155 | 1237002.5921 | 2699967.0915 | 1237002.251
140 | 2699995.5027 | 1236985.4722 | 2699980.0493 | 1236998.9778 | 2699978.5736 | 1236999.8758 | 2699976.8677 | 1237000.5143 | 2699975.3791 | 1237000.8339 | 2699974.0212 | 1237001.0334 | 2699969.9242 | 1237001.6538 | 2699968.8619 | 1237001.825 | 2699968.004 | 1237001.9884 | 2699967.0915 | 1237002.251
141 | 2699935.9297 | 1237002.6159 | 2699950.6075 | 1237005.5094 | 2699953.8966 | 1237006.1208 | 2699956.4699 | 1237006.5533 | 2699957.7083 | 1237006.7076 | 2699958.6988 | 1237006.7576 | 2699959.5248 | 1237006.6937 | 2699960.3142 | 1237006.5513 | 2699961.045 | 1237006.2968 | 2699961.7092 | 1237005.9521 | 2699962.3748 | 1237005.5186 | 2699964.2432 | 1237003.9169
142 | 2699995.5027 | 1236985.4722 | 2700001.5113 | 1236992.2117 | 2700022.7052 | 1237014.8411 | 2700033.3913 | 1237026.919 | 2700044.586 | 1237038.9054 | 2700047.2308 | 1237041.374 | 2700049.862 | 1237043.3087 | 2700052.2065 | 1237044.7382 | 2700054.9764 | 1237046.0747 | 2700069.1707 | 1237052.0516 | 2700072.6671 | 1237053.8341 | 2700075.6721 | 1237055.586 | 2700078.4558 | 1237057.4454 | 2700081.1313 | 1237059.4476 | 2700083.617 | 1237061.4799 | 2700089.06 | 1237066.2974 | 2700096.054 | 1237072.9314 | 2700108.2496 | 1237085.6798 | 2700116.6035 | 1237079.8829 | 2700122.3508 | 1237075.6321 | 2700127.6288 | 1237070.9398
143 | 2699935.9297 | 1237002.6159 | 2699954.4086 | 1236979.741
144 | 2699935.9297 | 1237002.6159 | 2699928.2538 | 1237012.1184
145 | 2700127.6288 | 1237070.9398 | 2700365.5498 | 1236739.233
146 | 2699972.444 | 1236959.4311 | 2699964.053 | 1236968.33 | 2699956.658 | 1236976.9565 | 2699954.4086 | 1236979.741
147 | 2699917.9762 | 1237024.8417 | 2699928.2538 | 1237012.1184
148 | 2699972.444 | 1236959.4311 | 2699961.035 | 1236944.8727 | 2699954.7314 | 1236936.7364
149 | 2699954.7314 | 1236936.7364 | 2699952.1841 | 1236933.4485 | 2699948.7928 | 1236929.3108
150 | 2700372.4741 | 1236732.8009 | 2700367.8304 | 1236736.9086 | 2700365.5498 | 1236739.233
151 | 2699917.9762 | 1237024.8417 | 2699912.5161 | 1237031.3659 | 2699911.3673 | 1237032.84
152 | 2699944.0039 | 1236923.4679 | 2699948.7928 | 1236929.3108
153 | 2700372.4741 | 1236732.8009 | 2700382.5215 | 1236723.9129
154 | 2700382.5215 | 1236723.9129 | 2700584.9506 | 1236312.1737
155 | 2700626.0738 | 1236318.3513 | 2700623.9245 | 1236317.8923 | 2700622.1811 | 1236317.607 | 2700620.4032 | 1236317.5657 | 2700618.5757 | 1236317.7683 | 2700609.1782 | 1236319.8551 | 2700606.7379 | 1236320.0473 | 2700604.5153 | 1236319.8984 | 2700602.3422 | 1236319.5058 | 2700600.5361 | 1236318.897 | 2700584.9506 | 1236312.1737
156 | 2699813.1318 | 1237033.6302 | 2699808.1886 | 1237049.0667
157 | 2699813.1318 | 1237033.6302 | 2699823.3087 | 1237037.7598 | 2699832.3703 | 1237042.5157 | 2699840.0426 | 1237047.9821 | 2699842.1537 | 1237049.7709
158 | 2699792.745 | 1237026.8715 | 2699796.5904 | 1237028.1593 | 2699813.1318 | 1237033.6302
159 | 2699842.1537 | 1237049.7709 | 2699848.2498 | 1237054.9364 | 2699854.4205 | 1237061.9453 | 2699857.7843 | 1237066.8997
160 | 2699768.9451 | 1237019.2215 | 2699779.9238 | 1237022.9309 | 2699792.745 | 1237026.8715
161 | 2699792.745 | 1237026.8715 | 2699776.1684 | 1237052.7569 | 2699775.6168 | 1237054.0597 | 2699775.2384 | 1237055.41 | 2699775.2593 | 1237056.867 | 2699775.642 | 1237057.9631 | 2699776.371 | 1237059.1651 | 2699777.143 | 1237060.0566 | 2699777.6434 | 1237060.3644
162 | 2699802.0683 | 1237020.1119 | 2699796.5904 | 1237028.1593 | 2699792.745 | 1237026.8715
163 | 2699860.4537 | 1237070.8312 | 2699857.7843 | 1237066.8997
164 | 2699802.0683 | 1237020.1119 | 2699814.3825 | 1237002.0479
165 | 2699802.0683 | 1237020.1119 | 2699798.6415 | 1237017.7859 | 2699808.9072 | 1237002.7203
166 | 2699827.2558 | 1236986.1985 | 2699824.5514 | 1236989.967 | 2699816.8519 | 1236991.0607 | 2699808.9072 | 1237002.7203
167 | 2699763.5699 | 1237048.1752 | 2699755.4659 | 1237042.7239 | 2699768.9451 | 1237019.2215
168 | 2699768.9451 | 1237019.2215 | 2699760.7777 | 1237016.2915
169 | 2699777.6434 | 1237060.3644 | 2699784.9392 | 1237064.8526
170 | 2699860.4537 | 1237070.8312 | 2699847.5147 | 1237080.5432
171 | 2699827.2558 | 1236986.1985 | 2699831.5001 | 1236979.8274
172 | 2699827.2558 | 1236986.1985 | 2699816.3392 | 1236979.8553
173 | 2699758.3765 | 1237015.4301 | 2699760.7777 | 1237016.2915
174 | 2699758.3765 | 1237015.4301 | 2699747.2481 | 1237011.1733 | 2699742.145 | 1237009.075
175 | 2699637.0365 | 1237043.703 | 2699637.9164 | 1237043.7347
176 | 2699637.0365 | 1237043.703 | 2699614.0063 | 1237042.8731
177 | 2699614.0063 | 1237042.8731 | 2699606.5309 | 1237042.6038
178 | 2699591.9616 | 1237043.4166 | 2699597.023 | 1237042.8654 | 2699600.9015 | 1237042.6303 | 2699605.307 | 1237042.5597 | 2699606.5309 | 1237042.6038
179 | 2699591.9616 | 1237043.4166 | 2699584.1747 | 1237044.2646
180 | 2699568.7179 | 1236998.7282 | 2699587.2778 | 1237003.0148
181 | 2699853.3048 | 1236730.5777 | 2699849.5676 | 1236724.199 | 2699846.664 | 1236720.0026 | 2699843.6547 | 1236716.2381 | 2699817.9287 | 1236687.7214
182 | 2699853.3048 | 1236730.5777 | 2699831.3763 | 1236753.1628
183 | 2699853.3048 | 1236730.5777 | 2699859.0655 | 1236724.6066
184 | 2699803.8243 | 1236781.54 | 2699831.3763 | 1236753.1628
185 | 2699797.1965 | 1236780.0943 | 2699801.1751 | 1236784.2642 | 2699803.8243 | 1236781.54
186 | 2699803.8243 | 1236781.54 | 2699816.438 | 1236793.8557
187 | 2699797.1965 | 1236780.0943 | 2699776.4001 | 1236801.5534
188 | 2699816.438 | 1236793.8557 | 2699826.3417 | 1236803.5254
189 | 2699761.9722 | 1236825.3366 | 2699759.9194 | 1236823.2005 | 2699761.328 | 1236818.1871 | 2699761.8946 | 1236816.8956 | 2699762.6404 | 1236815.7517 | 2699776.4001 | 1236801.5534
190 | 2699761.9722 | 1236825.3366 | 2699746.3949 | 1236841.7207
191 | 2699834.4085 | 1236812.4327 | 2699833.251 | 1236810.6119 | 2699831.7749 | 1236808.8302 | 2699826.3417 | 1236803.5254
192 | 2699836.7174 | 1236931.0746 | 2699829.4409 | 1236935.155
193 | 2699852.2201 | 1236922.3813 | 2699836.7174 | 1236931.0746
194 | 2699823.243 | 1236938.6305 | 2699829.4409 | 1236935.155
195 | 2699852.2201 | 1236922.3813 | 2699851.1549 | 1236920.4731 | 2699849.9797 | 1236918.8076 | 2699848.5485 | 1236917.06 | 2699842.911 | 1236911.639
196 | 2699852.2201 | 1236922.3813 | 2699853.096 | 1236924.2974 | 2699854.1007 | 1236927.1053 | 2699855.6655 | 1236926.7536 | 2699857.2617 | 1236926.7916 | 2699858.8057 | 1236927.229 | 2699860.1844 | 1236928.0416 | 2699861.3157 | 1236929.1726
197 | 2699818.9722 | 1236941.0254 | 2699823.243 | 1236938.6305
198 | 2699831.0252 | 1236900.2084 | 2699842.911 | 1236911.639
199 | 2699842.911 | 1236911.639 | 2699854.0921 | 1236905.658
200 | 2699861.3157 | 1236929.1726 | 2699862.1251 | 1236930.5428 | 2699862.5608 | 1236932.0846 | 2699862.6021 | 1236933.6754 | 2699862.2429 | 1236935.2372 | 2699870.9229 | 1236937.9407 | 2699871.8845 | 1236938.3572 | 2699872.807 | 1236938.8508 | 2699873.554 | 1236939.4305
201 | 2699861.3157 | 1236929.1726 | 2699873.0926 | 1236918.3435
202 | 2699818.9722 | 1236941.0254 | 2699806.6608 | 1236933.7575
203 | 2699818.9722 | 1236941.0254 | 2699816.9717 | 1236942.0815 | 2699816.946 | 1236954.4125 | 2699814.7328 | 1236955.9654 | 2699807.9679 | 1236960.7085
204 | 2699815.8283 | 1236911.973 | 2699831.0252 | 1236900.2084
205 | 2699831.0252 | 1236900.2084 | 2699828.3878 | 1236897.74
206 | 2699873.554 | 1236939.4305 | 2699874.7383 | 1236940.5624 | 2699884.2132 | 1236952.2416
207 | 2699873.554 | 1236939.4305 | 2699879.7562 | 1236937.3777 | 2699885.0418 | 1236935.3762 | 2699889.9141 | 1236933.2009 | 2699894.4863 | 1236930.876 | 2699899.2762 | 1236928.199 | 2699901.5495 | 1236926.8145
208 | 2699873.0926 | 1236918.3435 | 2699874.6471 | 1236916.9142
209 | 2699795.9288 | 1236936.6839 | 2699798.086 | 1236937.8499 | 2699806.6608 | 1236933.7575 | 2699806.6608 | 1236933.7575
210 | 2699807.9679 | 1236960.7085 | 2699802.6189 | 1236964.4588
211 | 2699828.3878 | 1236897.74 | 2699822.9288 | 1236892.6158
212 | 2699884.2132 | 1236952.2416 | 2699875.9074 | 1236962.5479
213 | 2699884.2132 | 1236952.2416 | 2699888.9669 | 1236958.0647
214 | 2699901.5495 | 1236926.8145 | 2699903.5045 | 1236925.6237 | 2699908.6722 | 1236922.0858 | 2699912.4068 | 1236919.4304
215 | 2699831.5001 | 1236979.8274 | 2699843.1304 | 1236962.369
216 | 2699786.3868 | 1236931.5264 | 2699795.9288 | 1236936.6839
217 | 2699796.8287 | 1236968.5185 | 2699802.6189 | 1236964.4588
218 | 2699822.9288 | 1236892.6158 | 2699808.3625 | 1236878.9429
219 | 2699876.7329 | 1236883.6309 | 2699867.6217 | 1236878.3344
220 | 2699867.6217 | 1236878.3344 | 2699865.8188 | 1236877.2863
221 | 2699842.8631 | 1236818.2083 | 2699847.3928 | 1236822.4887
222 | 2699834.4085 | 1236812.4327 | 2699835.8578 | 1236813.102 | 2699837.3874 | 1236813.9505 | 2699838.9671 | 1236814.9667 | 2699840.6265 | 1236816.1956 | 2699841.969 | 1236817.3634 | 2699842.8631 | 1236818.2083
223 | 2699861.8054 | 1236836.1081 | 2699847.3928 | 1236822.4887
224 | 2699834.4085 | 1236812.4327 | 2699835.4426 | 1236814.8408 | 2699836.0574 | 1236816.986 | 2699836.3432 | 1236819.337 | 2699836.2508 | 1236821.6817 | 2699835.9413 | 1236823.8893 | 2699835.2632 | 1236825.9572 | 2699834.253 | 1236827.9751 | 2699832.4674 | 1236830.2023 | 2699829.854 | 1236832.7581
225 | 2699861.9349 | 1236836.2305 | 2699861.8054 | 1236836.1081
226 | 2699818.1754 | 1236844.1796 | 2699829.854 | 1236832.7581
227 | 2699862.9919 | 1236837.2293 | 2699861.9349 | 1236836.2305
228 | 2699812.9624 | 1236849.2777 | 2699818.1754 | 1236844.1796
229 | 2699862.9919 | 1236837.2293 | 2699871.6323 | 1236845.3942 | 2699878.4426 | 1236852.1185
230 | 2699802.5435 | 1236859.5215 | 2699803.7469 | 1236858.1629 | 2699812.9624 | 1236849.2777
231 | 2699812.9624 | 1236849.2777 | 2699828.6926 | 1236858.429
232 | 2699802.5435 | 1236859.5215 | 2699798.8035 | 1236856.9123 | 2699790.351 | 1236851.0214 | 2699787.0373 | 1236848.7085 | 2699777.1785 | 1236841.8377 | 2699770.9326 | 1236837.4851 | 2699769.1902 | 1236836.2438 | 2699768.025 | 1236835.7794 | 2699767.2147 | 1236835.8103 | 2699766.6299 | 1236835.9339 | 2699765.9968 | 1236836.2346 | 2699765.3152 | 1236836.7124 | 2699764.7205 | 1236837.4252 | 2699760.764 | 1236845.4425
233 | 2699802.5435 | 1236859.5215 | 2699801.1906 | 1236861.6671
234 | 2699828.6926 | 1236858.429 | 2699830.3777 | 1236859.4093
235 | 2699692.4256 | 1236862.0126 | 2699691.5911 | 1236862.1959
236 | 2699695.825 | 1236861.266 | 2699692.4256 | 1236862.0126
237 | 2699695.825 | 1236861.266 | 2699697.5258 | 1236860.8925 | 2699701.5899 | 1236860.427 | 2699704.5106 | 1236860.4538 | 2699707.4781 | 1236860.8484 | 2699710.2726 | 1236861.6292 | 2699711.2248 | 1236862.0442
238 | 2699679.8532 | 1236864.165 | 2699678.7163 | 1236864.2683 | 2699674.1426 | 1236864.4361 | 2699669.848 | 1236864.2083
239 | 2699654.6094 | 1236859.9828 | 2699657.3917 | 1236861.0414 | 2699660.5362 | 1236862.1617 | 2699663.6534 | 1236863.1036 | 2699666.7227 | 1236863.7444 | 2699669.848 | 1236864.2083
240 | 2699678.0769 | 1236888.4745 | 2699679.2183 | 1236882.6497
241 | 2699676.9361 | 1236894.2965 | 2699678.0769 | 1236888.4745
242 | 2699654.6094 | 1236859.9828 | 2699652.4511 | 1236871.2295
243 | 2699654.6094 | 1236859.9828 | 2699643.8183 | 1236855.8987 | 2699643.7893 | 1236855.8898
244 | 2699767.4863 | 1236892.146 | 2699776.9218 | 1236881.9495
245 | 2699763.6957 | 1236898.8541 | 2699762.0986 | 1236897.971 | 2699767.4863 | 1236892.146
246 | 2699763.6957 | 1236898.8541 | 2699785.8241 | 1236912.3247
247 | 2699763.6957 | 1236898.8541 | 2699753.9965 | 1236925.7225 | 2699753.9965 | 1236925.7225
248 | 2699572.5527 | 1236877.4611 | 2699578.5515 | 1236877.2648 | 2699581.5296 | 1236877.0257 | 2699585.0664 | 1236876.4178 | 2699588.2172 | 1236875.3588 | 2699591.7542 | 1236873.828 | 2699600.9307 | 1236869.0561 | 2699604.4994 | 1236866.9995
249 | 2699624.4791 | 1236852.9611 | 2699606.1805 | 1236866.0307 | 2699604.4994 | 1236866.9995
250 | 2699572.5527 | 1236877.4611 | 2699553.9064 | 1236878.0711
251 | 2699624.4791 | 1236852.9611 | 2699610.5249 | 1236838.6906
252 | 2699624.4791 | 1236852.9611 | 2699629.5484 | 1236853.0239 | 2699632.4122 | 1236853.2833 | 2699635.3792 | 1236853.7111 | 2699639.4141 | 1236854.535 | 2699643.7893 | 1236855.8898
253 | 2699545.5231 | 1236878.3454 | 2699553.9064 | 1236878.0711
254 | 2699465.9039 | 1236798.8299 | 2699521.4079 | 1236881.7773 | 2699533.841 | 1236880.0065 | 2699545.5231 | 1236878.3454
255 | 2699465.9039 | 1236798.8299 | 2699484.4256 | 1236786.8867 | 2699470.6715 | 1236767.2194
256 | 2699465.9039 | 1236798.8299 | 2699464.5172 | 1236799.7236
257 | 2699652.4511 | 1236871.2295 | 2699651.3359 | 1236877.0409
258 | 2699470.6715 | 1236767.2194 | 2699457.4776 | 1236775.994 | 2699453.8119 | 1236769.2944
259 | 2699447.6577 | 1236810.5888 | 2699464.5172 | 1236799.7236
260 | 2699447.6577 | 1236810.5888 | 2699426.2333 | 1236771.6374
261 | 2699650.2212 | 1236882.8495 | 2699651.3359 | 1236877.0409
262 | 2699557.8276 | 1237047.1338 | 2699584.1747 | 1237044.2646
263 | 2699753.9965 | 1236925.7225 | 2699739.1542 | 1236921.9061
264 | 2699785.8241 | 1236912.3247 | 2699791.1499 | 1236909.0887
265 | 2699785.8241 | 1236912.3247 | 2699786.0779 | 1236920.9856
266 | 2699799.3316 | 1236908.8961 | 2699795.5113 | 1236906.4386 | 2699791.1499 | 1236909.0887
267 | 2699786.248 | 1236926.7904 | 2699786.0779 | 1236920.9856
268 | 2699859.1052 | 1236873.3835 | 2699865.8188 | 1236877.2863
269 | 2699859.1052 | 1236873.3835 | 2699847.9543 | 1236866.9012 | 2699847.9543 | 1236866.9012
270 | 2699847.9543 | 1236866.9012 | 2699845.7729 | 1236868.3657 | 2699836.7831 | 1236863.1357
271 | 2699830.3777 | 1236859.4093 | 2699836.7831 | 1236863.1357
272 | 2699929.3862 | 1236906.7226 | 2699940.2447 | 1236918.9683
273 | 2699929.3862 | 1236906.7226 | 2699919.9927 | 1236914.0368 | 2699912.4068 | 1236919.4304
274 | 2699940.2447 | 1236918.9683 | 2699941.1872 | 1236920.0312 | 2699944.0039 | 1236923.4679
275 | 2699866.368 | 1236974.3851 | 2699875.9074 | 1236962.5479
276 | 2699888.9669 | 1236958.0647 | 2699889.2549 | 1236958.4174
277 | 2699895.4426 | 1236965.9971 | 2699889.2549 | 1236958.4174
278 | 2699801.1906 | 1236861.6671 | 2699800.4089 | 1236863.5998 | 2699799.9056 | 1236865.6262 | 2699799.9244 | 1236867.6614 | 2699800.2659 | 1236869.4018 | 2699800.8815 | 1236871.0467 | 2699801.6983 | 1236872.4281 | 2699802.8041 | 1236873.7254 | 2699808.3625 | 1236878.9429
279 | 2699796.8287 | 1236968.5185 | 2699816.3392 | 1236979.8553
280 | 2699780.0114 | 1236958.7397 | 2699796.8287 | 1236968.5185
281 | 2699786.3868 | 1236931.5264 | 2699780.6183 | 1236932.5414 | 2699769.0554 | 1236926.665
282 | 2699786.3868 | 1236931.5264 | 2699786.248 | 1236926.7904
283 | 2699646.3992 | 1236902.7661 | 2699635.496 | 1236900.661
284 | 2699357.3334 | 1236945.7188 | 2699361.4691 | 1236946.5274
285 | 2699646.3992 | 1236902.7661 | 2699663.0146 | 1236905.9664
286 | 2699646.3992 | 1236902.7661 | 2699642.8482 | 1236921.309
287 | 2699646.3992 | 1236902.7661 | 2699649.1066 | 1236888.6576
288 | 2699888.6609 | 1236988.988 | 2699888.4003 | 1236989.6111
289 | 2699895.4426 | 1236965.9971 | 2699898.4792 | 1236969.7168 | 2699898.8379 | 1236970.4345 | 2699899.0671 | 1236971.2056 | 2699899.1748 | 1236971.9969 | 2699899.1538 | 1236972.7971 | 2699898.9968 | 1236973.584 | 2699898.7193 | 1236974.3354 | 2699898.3216 | 1236975.0293 | 2699891.5492 | 1236983.9888 | 2699890.0818 | 1236986.1991 | 2699888.7993 | 1236988.6571 | 2699888.6609 | 1236988.988
290 | 2699888.4003 | 1236989.6111 | 2699887.6955 | 1236991.2961 | 2699886.8809 | 1236993.384 | 2699886.045 | 1236994.9378 | 2699885.0748 | 1236996.3781 | 2699883.0487 | 1236998.9571
291 | 2699649.1066 | 1236888.6576 | 2699650.2212 | 1236882.8495
292 | 2699034.3937 | 1236467.4842 | 2699037.702 | 1236460.0669 | 2699038.6313 | 1236458.4617
293 | 2699065.4349 | 1236453.2849 | 2699065.0085 | 1236453.2393 | 2699063.5439 | 1236453.0258 | 2699062.2095 | 1236452.7144 | 2699058.8962 | 1236451.714 | 2699052.7822 | 1236449.8328 | 2699051.6962 | 1236449.6035 | 2699050.6461 | 1236449.4859 | 2699049.6696 | 1236449.5029 | 2699048.8201 | 1236449.6111 | 2699047.9142 | 1236449.9295 | 2699047.181 | 1236450.3287 | 2699046.2545 | 1236450.9693 | 2699045.3797 | 1236451.6886 | 2699041.7173 | 1236454.8299 | 2699039.8623 | 1236456.6892 | 2699038.6839 | 1236458.3709 | 2699038.6313 | 1236458.4617
294 | 2699065.4349 | 1236453.2849 | 2699151.9952 | 1236281.5159
295 | 2699151.9952 | 1236281.5159 | 2699156.2208 | 1236281.0432 | 2699160.4638 | 1236281.6701 | 2699163.6166 | 1236282.5317
296 | 2699184.6562 | 1236292.8422 | 2699176.9188 | 1236287.9383 | 2699171.6518 | 1236285.1817 | 2699165.5342 | 1236283.0557 | 2699163.6166 | 1236282.5317
297 | 2699184.6562 | 1236292.8422 | 2699186.415 | 1236293.9569
298 | 2699155.2671 | 1236875.0607 | 2699160.0172 | 1236864.7714
299 | 2699163.3559 | 1236857.5394 | 2699160.0172 | 1236864.7714
300 | 2700626.0738 | 1236318.3513 | 2700626.4641 | 1236319.4365 | 2700627.095 | 1236320.6147 | 2700627.7688 | 1236321.4934 | 2700633.7807 | 1236326.4707
301 | 2700633.7807 | 1236326.4707 | 2700638.6285 | 1236330.4841 | 2700639.3708 | 1236330.897 | 2700639.8438 | 1236330.993
302 | 2700645.3932 | 1236329.406 | 2700641.733 | 1236330.8481 | 2700640.9274 | 1236331.0457 | 2700640.1477 | 1236331.0547 | 2700639.8438 | 1236330.993

## bus_geodata
| x | y | coords
0 | 2698636.7619 | 1236457.2427
1 | 2698659.1718 | 1236476.3001
2 | 2698694.0131 | 1236509.3509
3 | 2698688.1687 | 1236514.0129
4 | 2698704.2658 | 1236502.1552
5 | 2698713.5194 | 1236543.7451
6 | 2698673.0008 | 1236496.0147
7 | 2698727.8338 | 1236469.375
8 | 2698628.6029 | 1236458.5131
9 | 2698664.9898 | 1236487.8207
10 | 2698774.0882 | 1236600.9054
11 | 2698655.3406 | 1236529.8191
12 | 2698728.7621 | 1236467.5807
13 | 2698775.0619 | 1236601.4159
14 | 2698650.632 | 1236536.1128
15 | 2698642.0921 | 1236547.5276
16 | 2698778.5124 | 1236603.1773
17 | 2698839.4995 | 1236623.6439
18 | 2698795.5265 | 1236651.8346
19 | 2698924.7561 | 1236652.5179
20 | 2698794.548 | 1236651.6949
21 | 2698977.1831 | 1236669.9931
22 | 2698975.5179 | 1236699.8762
23 | 2698754.232 | 1236956.108
24 | 2698760.3984 | 1237015.7772
25 | 2699009.0485 | 1236680.3493
26 | 2699024.0757 | 1236490.3103
27 | 2698989.8456 | 1236712.4843
28 | 2698729.6666 | 1237028.0756
29 | 2698739.431 | 1237021.5663
30 | 2699020.0275 | 1236683.9175
31 | 2699030.6501 | 1236475.8773
32 | 2699009.1507 | 1236731.3287
33 | 2698763.6113 | 1237015.5193
34 | 2698742.4656 | 1237019.9365
35 | 2698765.1041 | 1237015.3996
36 | 2698795.2949 | 1237012.0012
37 | 2698824.5128 | 1236976.5011
38 | 2698844.8428 | 1237011.3006
39 | 2699036.5695 | 1236799.224
40 | 2699075.2974 | 1236844.8038
41 | 2698796.5328 | 1237030.6243
42 | 2698809.9011 | 1237010.2024
43 | 2698862.7493 | 1236999.8344
44 | 2698837.267 | 1237013.6207
45 | 2698797.0423 | 1237030.6532
46 | 2698857.535 | 1236990.9367
47 | 2698849.1901 | 1237042.8966
48 | 2699139.4998 | 1236869.0951
49 | 2698855.2554 | 1237051.3038
50 | 2698832.4672 | 1237054.873
51 | 2698863.2693 | 1237045.8553
52 | 2698864.4814 | 1237065.9515
53 | 2698827.62 | 1237057.1595
54 | 2698871.7461 | 1237076.675
55 | 2698871.9238 | 1237076.8836
56 | 2698880.0844 | 1237084.9089
57 | 2698903.4897 | 1237102.473
58 | 2699150.6795 | 1236909.0103
59 | 2699150.8663 | 1236908.5004
60 | 2699152.1239 | 1236905.0661
61 | 2699160.4903 | 1236882.22
62 | 2699547.2088 | 1236987.6473
63 | 2699546.3877 | 1236992.7627
64 | 2699551.6891 | 1236975.0102
65 | 2699542.7277 | 1237000.3679
66 | 2699520.8238 | 1236990.6381
67 | 2699629.2222 | 1236979.7691
68 | 2699542.2226 | 1237002.7954
69 | 2699507.3284 | 1236951.0601
70 | 2699486.0186 | 1236946.7944
71 | 2699504.5946 | 1236931.3106
72 | 2699545.1099 | 1236958.625
73 | 2699624.0882 | 1237001.1775
74 | 2699604.2728 | 1236968.4422
75 | 2699666.4731 | 1236986.3323
76 | 2699436.7626 | 1236936.9345
77 | 2699384.2478 | 1236932.1522
78 | 2699466.5349 | 1236942.8942
79 | 2699710.0133 | 1236987.8974
80 | 2699712.1298 | 1236972.256
81 | 2699708.9386 | 1236996.4636
82 | 2699584.3873 | 1236966.0834
83 | 2699540.9662 | 1237008.8337
84 | 2699484.4918 | 1236925.2392
85 | 2699350.5988 | 1236925.5733
86 | 2699604.8289 | 1237007.0685
87 | 2699659.2334 | 1237012.134
88 | 2699347.0336 | 1236943.705
89 | 2699740.0237 | 1237008.2355
90 | 2699615.695 | 1236908.7556
91 | 2699600.7844 | 1236905.9694
92 | 2699619.0248 | 1236897.4808
93 | 2699685.6466 | 1236882.3982
94 | 2699706.7819 | 1236887.9453
95 | 2699689.2009 | 1236862.7208
96 | 2699718.7398 | 1236916.6571
97 | 2699721.8573 | 1236891.9019
98 | 2699737.748 | 1236921.5446
99 | 2699670.4994 | 1236927.138
100 | 2699674.2263 | 1236908.1258
101 | 2699538.2117 | 1237011.7839
102 | 2699535.3322 | 1237014.8678
103 | 2699510.5088 | 1237035.9005
104 | 2699507.8368 | 1237035.3985
105 | 2699495.4273 | 1237036.0779
106 | 2699490.658 | 1237035.0896
107 | 2699487.5567 | 1237034.447
108 | 2699723.6501 | 1237097.5047
109 | 2699715.1334 | 1237113.5237
110 | 2699734.2352 | 1237077.6381
111 | 2699704.4477 | 1237140.83
112 | 2699733.5112 | 1237068.9305
113 | 2699689.3417 | 1237154.8097
114 | 2699750.1844 | 1237075.5599
115 | 2699725.8405 | 1237058.0746
116 | 2699784.9904 | 1237107.6045
117 | 2699718.7649 | 1237127.7827
118 | 2699738.9697 | 1237113.4683
119 | 2699648.3803 | 1237192.7171
120 | 2699728.004 | 1237049.0009
121 | 2699743.2033 | 1237110.4689
122 | 2699623.0704 | 1237167.8375
123 | 2699746.2863 | 1237056.2466
124 | 2699734.802 | 1237033.0919
125 | 2699613.2836 | 1237160.354
126 | 2699616.3166 | 1237162.5677
127 | 2699967.0915 | 1237002.251
128 | 2699964.2432 | 1237003.9169
129 | 2699995.5027 | 1236985.4722
130 | 2699935.9297 | 1237002.6159
131 | 2700127.6288 | 1237070.9398
132 | 2699954.4086 | 1236979.741
133 | 2699928.2538 | 1237012.1184
134 | 2699972.444 | 1236959.4311
135 | 2699954.7314 | 1236936.7364
136 | 2700365.5498 | 1236739.233
137 | 2699917.9762 | 1237024.8417
138 | 2699948.7928 | 1236929.3108
139 | 2700372.4741 | 1236732.8009
140 | 2700382.5215 | 1236723.9129
141 | 2700584.9506 | 1236312.1737
142 | 2699911.3673 | 1237032.84
143 | 2699808.1886 | 1237049.0667
144 | 2699813.1318 | 1237033.6302
145 | 2699842.1537 | 1237049.7709
146 | 2699792.745 | 1237026.8715
147 | 2699857.7843 | 1237066.8997
148 | 2699802.0683 | 1237020.1119
149 | 2699814.3825 | 1237002.0479
150 | 2699808.9072 | 1237002.7203
151 | 2699768.9451 | 1237019.2215
152 | 2699777.6434 | 1237060.3644
153 | 2699847.5147 | 1237080.5432
154 | 2699860.4537 | 1237070.8312
155 | 2699827.2558 | 1236986.1985
156 | 2699763.5699 | 1237048.1752
157 | 2699760.7777 | 1237016.2915
158 | 2699784.9392 | 1237064.8526
159 | 2699758.3765 | 1237015.4301
160 | 2699637.9164 | 1237043.7347
161 | 2699637.0365 | 1237043.703
162 | 2699614.0063 | 1237042.8731
163 | 2699606.5309 | 1237042.6038
164 | 2699742.145 | 1237009.075
165 | 2699591.9616 | 1237043.4166
166 | 2699587.2778 | 1237003.0148
167 | 2699817.9287 | 1236687.7214
168 | 2699853.3048 | 1236730.5777
169 | 2699831.3763 | 1236753.1628
170 | 2699859.0655 | 1236724.6066
171 | 2699803.8243 | 1236781.54
172 | 2699797.1965 | 1236780.0943
173 | 2699816.438 | 1236793.8557
174 | 2699761.9722 | 1236825.3366
175 | 2699776.4001 | 1236801.5534
176 | 2699746.3949 | 1236841.7207
177 | 2699826.3417 | 1236803.5254
178 | 2699836.7174 | 1236931.0746
179 | 2699829.4409 | 1236935.155
180 | 2699852.2201 | 1236922.3813
181 | 2699823.243 | 1236938.6305
182 | 2699842.911 | 1236911.639
183 | 2699861.3157 | 1236929.1726
184 | 2699818.9722 | 1236941.0254
185 | 2699831.0252 | 1236900.2084
186 | 2699854.0921 | 1236905.658
187 | 2699873.554 | 1236939.4305
188 | 2699873.0926 | 1236918.3435
189 | 2699806.6608 | 1236933.7575
190 | 2699807.9679 | 1236960.7085
191 | 2699815.8283 | 1236911.973
192 | 2699828.3878 | 1236897.74
193 | 2699884.2132 | 1236952.2416
194 | 2699901.5495 | 1236926.8145
195 | 2699843.1304 | 1236962.369
196 | 2699831.5001 | 1236979.8274
197 | 2699874.6471 | 1236916.9142
198 | 2699795.9288 | 1236936.6839
199 | 2699802.6189 | 1236964.4588
200 | 2699822.9288 | 1236892.6158
201 | 2699876.7329 | 1236883.6309
202 | 2699867.6218 | 1236878.3344
203 | 2699842.8631 | 1236818.2083
204 | 2699847.3928 | 1236822.4887
205 | 2699834.4085 | 1236812.4327
206 | 2699861.8054 | 1236836.1081
207 | 2699829.854 | 1236832.7581
208 | 2699861.9349 | 1236836.2305
209 | 2699818.1754 | 1236844.1796
210 | 2699862.9919 | 1236837.2293
211 | 2699812.9624 | 1236849.2777
212 | 2699878.4426 | 1236852.1185
213 | 2699802.5435 | 1236859.5215
214 | 2699828.6926 | 1236858.429
215 | 2699692.4256 | 1236862.0126
216 | 2699691.5911 | 1236862.1959
217 | 2699695.825 | 1236861.266
218 | 2699711.2248 | 1236862.0442
219 | 2699679.8532 | 1236864.165
220 | 2699669.848 | 1236864.2083
221 | 2699679.2183 | 1236882.6497
222 | 2699678.0769 | 1236888.4745
223 | 2699654.6094 | 1236859.9828
224 | 2699767.4863 | 1236892.146
225 | 2699776.9218 | 1236881.9495
226 | 2699763.6957 | 1236898.8541
227 | 2699604.4994 | 1236866.9995
228 | 2699572.5527 | 1236877.4611
229 | 2699624.4791 | 1236852.9611
230 | 2699553.9064 | 1236878.0711
231 | 2699610.5249 | 1236838.6906
232 | 2699643.7893 | 1236855.8898
233 | 2699545.5231 | 1236878.3454
234 | 2699465.9039 | 1236798.8299
235 | 2699652.4511 | 1236871.2295
236 | 2699470.6715 | 1236767.2194
237 | 2699464.5172 | 1236799.7236
238 | 2699453.8119 | 1236769.2944
239 | 2699447.6577 | 1236810.5888
240 | 2699426.2333 | 1236771.6374
241 | 2699651.3359 | 1236877.0409
242 | 2699584.1747 | 1237044.2646
243 | 2699557.8276 | 1237047.1338
244 | 2699739.1542 | 1236921.9061
245 | 2699753.9965 | 1236925.7225
246 | 2699785.8241 | 1236912.3247
247 | 2699791.1499 | 1236909.0887
248 | 2699786.0779 | 1236920.9856
249 | 2699865.8188 | 1236877.2863
250 | 2699859.1052 | 1236873.3835
251 | 2699847.9543 | 1236866.9012
252 | 2699836.7831 | 1236863.1357
253 | 2699830.3777 | 1236859.4093
254 | 2699929.3862 | 1236906.7226
255 | 2699940.2447 | 1236918.9683
256 | 2699912.4068 | 1236919.4304
257 | 2699944.0039 | 1236923.4679
258 | 2699875.9074 | 1236962.5479
259 | 2699888.9669 | 1236958.0647
260 | 2699866.368 | 1236974.3851
261 | 2699889.2549 | 1236958.4174
262 | 2699727.3044 | 1237030.731
263 | 2699760.764 | 1236845.4425
264 | 2699801.1906 | 1236861.6671
265 | 2699808.3625 | 1236878.9429
266 | 2699796.8287 | 1236968.5185
267 | 2699816.3392 | 1236979.8553
268 | 2699780.0114 | 1236958.7397
269 | 2699786.3868 | 1236931.5264
270 | 2699769.0554 | 1236926.665
271 | 2699786.248 | 1236926.7904
272 | 2699596.1347 | 1236905.1005
273 | 2699614.9665 | 1236896.701
274 | 2699635.496 | 1236900.661
275 | 2699361.4691 | 1236946.5274
276 | 2699357.3334 | 1236945.7188
277 | 2699646.3992 | 1236902.7661
278 | 2699799.3316 | 1236908.8961
279 | 2699568.718 | 1236998.7282
280 | 2699676.9361 | 1236894.2965
281 | 2699888.6609 | 1236988.988
282 | 2699888.4003 | 1236989.6111
283 | 2699895.4426 | 1236965.9971
284 | 2699883.0487 | 1236998.9571
285 | 2699650.2212 | 1236882.8495
286 | 2699649.1066 | 1236888.6576
287 | 2699663.0146 | 1236905.9664
288 | 2699642.8482 | 1236921.309
289 | 2699034.3937 | 1236467.4842
290 | 2699038.6313 | 1236458.4617
291 | 2699065.4349 | 1236453.2849
292 | 2699151.9952 | 1236281.5159
293 | 2699163.6166 | 1236282.5317
294 | 2699184.6562 | 1236292.8422
295 | 2699186.415 | 1236293.9569
296 | 2699155.2671 | 1236875.0607
297 | 2699160.0172 | 1236864.7714
298 | 2699163.3559 | 1236857.5394
299 | 2699069.6689 | 1236714.9719
300 | 2700626.0738 | 1236318.3513
301 | 2700633.7807 | 1236326.4707
302 | 2700639.8438 | 1236330.9931
303 | 2700645.3932 | 1236329.406
304 | 2699717.4208 | 1236928.4994

## line_std_types
| c_nf_per_km | r_ohm_per_km | x_ohm_per_km | max_i_ka | type | q_mm2 | alpha | voltage_rating
NAYY 4x50 SE | 210 | 0.642 | 0.083 | 0.142 | cs | 50 | 0.00403 | LV
NAYY 4x120 SE | 264 | 0.225 | 0.08 | 0.242 | cs | 120 | 0.00403 | LV
NAYY 4x150 SE | 261 | 0.208 | 0.08 | 0.27 | cs | 150 | 0.00403 | LV
NA2XS2Y 1x95 RM/25 12/20 kV | 216 | 0.313 | 0.132 | 0.252 | cs | 95 | 0.00403 | MV
NA2XS2Y 1x185 RM/25 12/20 kV | 273 | 0.161 | 0.117 | 0.362 | cs | 185 | 0.00403 | MV
NA2XS2Y 1x240 RM/25 12/20 kV | 304 | 0.122 | 0.112 | 0.421 | cs | 240 | 0.00403 | MV
NA2XS2Y 1x95 RM/25 6/10 kV | 315 | 0.313 | 0.123 | 0.249 | cs | 95 | 0.00403 | MV
NA2XS2Y 1x185 RM/25 6/10 kV | 406 | 0.161 | 0.11 | 0.358 | cs | 185 | 0.00403 | MV
NA2XS2Y 1x240 RM/25 6/10 kV | 456 | 0.122 | 0.105 | 0.416 | cs | 240 | 0.00403 | MV
NA2XS2Y 1x150 RM/25 12/20 kV | 250 | 0.206 | 0.116 | 0.319 | cs | 150 | 0.00403 | MV
NA2XS2Y 1x120 RM/25 12/20 kV | 230 | 0.253 | 0.119 | 0.283 | cs | 120 | 0.00403 | MV
NA2XS2Y 1x70 RM/25 12/20 kV | 190 | 0.443 | 0.132 | 0.22 | cs | 70 | 0.00403 | MV
NA2XS2Y 1x150 RM/25 6/10 kV | 360 | 0.206 | 0.11 | 0.315 | cs | 150 | 0.00403 | MV
NA2XS2Y 1x120 RM/25 6/10 kV | 340 | 0.253 | 0.113 | 0.28 | cs | 120 | 0.00403 | MV
NA2XS2Y 1x70 RM/25 6/10 kV | 280 | 0.443 | 0.123 | 0.217 | cs | 70 | 0.00403 | MV
N2XS(FL)2Y 1x120 RM/35 64/110 kV | 112 | 0.153 | 0.166 | 0.366 | cs | 120 | 0.00393 | HV
N2XS(FL)2Y 1x185 RM/35 64/110 kV | 125 | 0.099 | 0.156 | 0.457 | cs | 185 | 0.00393 | HV
N2XS(FL)2Y 1x240 RM/35 64/110 kV | 135 | 0.075 | 0.149 | 0.526 | cs | 240 | 0.00393 | HV
N2XS(FL)2Y 1x300 RM/35 64/110 kV | 144 | 0.06 | 0.144 | 0.588 | cs | 300 | 0.00393 | HV
15-AL1/3-ST1A 0.4 | 11 | 1.8769 | 0.35 | 0.105 | ol | 16 | 0.00403 | LV
24-AL1/4-ST1A 0.4 | 11.25 | 1.2012 | 0.335 | 0.14 | ol | 24 | 0.00403 | LV
48-AL1/8-ST1A 0.4 | 12.2 | 0.5939 | 0.3 | 0.21 | ol | 48 | 0.00403 | LV
94-AL1/15-ST1A 0.4 | 13.2 | 0.306 | 0.29 | 0.35 | ol | 94 | 0.00403 | LV
34-AL1/6-ST1A 10.0 | 9.7 | 0.8342 | 0.36 | 0.17 | ol | 34 | 0.00403 | MV
48-AL1/8-ST1A 10.0 | 10.1 | 0.5939 | 0.35 | 0.21 | ol | 48 | 0.00403 | MV
70-AL1/11-ST1A 10.0 | 10.4 | 0.4132 | 0.339 | 0.29 | ol | 70 | 0.00403 | MV
94-AL1/15-ST1A 10.0 | 10.75 | 0.306 | 0.33 | 0.35 | ol | 94 | 0.00403 | MV
122-AL1/20-ST1A 10.0 | 11.1 | 0.2376 | 0.323 | 0.41 | ol | 122 | 0.00403 | MV
149-AL1/24-ST1A 10.0 | 11.25 | 0.194 | 0.315 | 0.47 | ol | 149 | 0.00403 | MV
34-AL1/6-ST1A 20.0 | 9.15 | 0.8342 | 0.382 | 0.17 | ol | 34 | 0.00403 | MV
48-AL1/8-ST1A 20.0 | 9.5 | 0.5939 | 0.372 | 0.21 | ol | 48 | 0.00403 | MV
70-AL1/11-ST1A 20.0 | 9.7 | 0.4132 | 0.36 | 0.29 | ol | 70 | 0.00403 | MV
94-AL1/15-ST1A 20.0 | 10 | 0.306 | 0.35 | 0.35 | ol | 94 | 0.00403 | MV
122-AL1/20-ST1A 20.0 | 10.3 | 0.2376 | 0.344 | 0.41 | ol | 122 | 0.00403 | MV
149-AL1/24-ST1A 20.0 | 10.5 | 0.194 | 0.337 | 0.47 | ol | 149 | 0.00403 | MV
184-AL1/30-ST1A 20.0 | 10.75 | 0.1571 | 0.33 | 0.535 | ol | 184 | 0.00403 | MV
243-AL1/39-ST1A 20.0 | 11 | 0.1188 | 0.32 | 0.645 | ol | 243 | 0.00403 | MV
48-AL1/8-ST1A 110.0 | 8 | 0.5939 | 0.46 | 0.21 | ol | 48 | 0.00403 | HV
70-AL1/11-ST1A 110.0 | 8.4 | 0.4132 | 0.45 | 0.29 | ol | 70 | 0.00403 | HV
94-AL1/15-ST1A 110.0 | 8.65 | 0.306 | 0.44 | 0.35 | ol | 94 | 0.00403 | HV
122-AL1/20-ST1A 110.0 | 8.5 | 0.2376 | 0.43 | 0.41 | ol | 122 | 0.00403 | HV
149-AL1/24-ST1A 110.0 | 8.75 | 0.194 | 0.41 | 0.47 | ol | 149 | 0.00403 | HV
184-AL1/30-ST1A 110.0 | 8.8 | 0.1571 | 0.4 | 0.535 | ol | 184 | 0.00403 | HV
243-AL1/39-ST1A 110.0 | 9 | 0.1188 | 0.39 | 0.645 | ol | 243 | 0.00403 | HV
305-AL1/39-ST1A 110.0 | 9.2 | 0.0949 | 0.38 | 0.74 | ol | 305 | 0.00403 | HV
490-AL1/64-ST1A 110.0 | 9.75 | 0.059 | 0.37 | 0.96 | ol | 490 | 0.00403 | HV
679-AL1/86-ST1A 110.0 | 9.95 | 0.042 | 0.36 | 1.15 | ol | 679 | 0.00403 | HV
490-AL1/64-ST1A 220.0 | 10 | 0.059 | 0.285 | 0.96 | ol | 490 | 0.00403 | HV
679-AL1/86-ST1A 220.0 | 11.7 | 0.042 | 0.275 | 1.15 | ol | 679 | 0.00403 | HV
490-AL1/64-ST1A 380.0 | 11 | 0.059 | 0.253 | 0.96 | ol | 490 | 0.00403 | HV
679-AL1/86-ST1A 380.0 | 14.6 | 0.042 | 0.25 | 1.15 | ol | 679 | 0.00403 | HV

## trafo_std_types
| i0_percent | pfe_kw | vkr_percent | sn_mva | vn_lv_kv | vn_hv_kv | vk_percent | shift_degree | vector_group | tap_side | tap_neutral | tap_min | tap_max | tap_step_degree | tap_step_percent | tap_phase_shifter
160 MVA 380/110 kV | 0.06 | 60 | 0.25 | 160 | 110 | 380 | 12.2 | 0 | Yy0 | hv | 0 | -9 | 9 | 0 | 1.5 | FALSE
100 MVA 220/110 kV | 0.06 | 55 | 0.26 | 100 | 110 | 220 | 12 | 0 | Yy0 | hv | 0 | -9 | 9 | 0 | 1.5 | FALSE
63 MVA 110/20 kV | 0.04 | 22 | 0.32 | 63 | 20 | 110 | 18 | 150 | YNd5 | hv | 0 | -9 | 9 | 0 | 1.5 | FALSE
40 MVA 110/20 kV | 0.05 | 18 | 0.34 | 40 | 20 | 110 | 16.2 | 150 | YNd5 | hv | 0 | -9 | 9 | 0 | 1.5 | FALSE
25 MVA 110/20 kV | 0.07 | 14 | 0.41 | 25 | 20 | 110 | 12 | 150 | YNd5 | hv | 0 | -9 | 9 | 0 | 1.5 | FALSE
63 MVA 110/10 kV | 0.04 | 22 | 0.32 | 63 | 10 | 110 | 18 | 150 | YNd5 | hv | 0 | -9 | 9 | 0 | 1.5 | FALSE
40 MVA 110/10 kV | 0.05 | 18 | 0.34 | 40 | 10 | 110 | 16.2 | 150 | YNd5 | hv | 0 | -9 | 9 | 0 | 1.5 | FALSE
25 MVA 110/10 kV | 0.07 | 14 | 0.41 | 25 | 10 | 110 | 12 | 150 | YNd5 | hv | 0 | -9 | 9 | 0 | 1.5 | FALSE
0.25 MVA 20/0.4 kV | 0.32 | 0.8 | 1.44 | 0.25 | 0.4 | 20 | 6 | 150 | Yzn5 | hv | 0 | -2 | 2 | 0 | 2.5 | FALSE
0.4 MVA 20/0.4 kV | 0.3375 | 1.35 | 1.425 | 0.4 | 0.4 | 20 | 6 | 150 | Dyn5 | hv | 0 | -2 | 2 | 0 | 2.5 | FALSE
0.63 MVA 20/0.4 kV | 0.2619 | 1.65 | 1.206 | 0.63 | 0.4 | 20 | 6 | 150 | Dyn5 | hv | 0 | -2 | 2 | 0 | 2.5 | FALSE
0.25 MVA 10/0.4 kV | 0.24 | 0.6 | 1.2 | 0.25 | 0.4 | 10 | 4 | 150 | Dyn5 | hv | 0 | -2 | 2 | 0 | 2.5 | FALSE
0.4 MVA 10/0.4 kV | 0.2375 | 0.95 | 1.325 | 0.4 | 0.4 | 10 | 4 | 150 | Dyn5 | hv | 0 | -2 | 2 | 0 | 2.5 | FALSE
0.63 MVA 10/0.4 kV | 0.1873 | 1.18 | 1.0794 | 0.63 | 0.4 | 10 | 4 | 150 | Dyn5 | hv | 0 | -2 | 2 | 0 | 2.5 | FALSE

## trafo3w_std_types
| sn_hv_mva | sn_mv_mva | sn_lv_mva | vn_hv_kv | vn_mv_kv | vn_lv_kv | vk_hv_percent | vk_mv_percent | vk_lv_percent | vkr_hv_percent | vkr_mv_percent | vkr_lv_percent | pfe_kw | i0_percent | shift_mv_degree | shift_lv_degree | vector_group | tap_side | tap_neutral | tap_min | tap_max | tap_step_percent
63/25/38 MVA 110/20/10 kV | 63 | 25 | 38 | 110 | 20 | 10 | 10.4 | 10.4 | 10.4 | 0.28 | 0.32 | 0.35 | 35 | 0.89 | 0 | 0 | YN0yn0yn0 | hv | 0 | -10 | 10 | 1.2
63/25/38 MVA 110/10/10 kV | 63 | 25 | 38 | 110 | 10 | 10 | 10.4 | 10.4 | 10.4 | 0.28 | 0.32 | 0.35 | 35 | 0.89 | 0 | 0 | YN0yn0yn0 | hv | 0 | -10 | 10 | 1.2

## fuse_std_types
| fuse_type | i_rated_a | t_avg | t_min | t_total | x_avg | x_min | x_total
HV 100A | HV 100A | 100 | 0 | [10.0, 3.64, 0.854, 0.281, 0.1, 0.0531, 0.022, 0.01] | [10.0, 4.267, 1.21, 0.403, 0.1, 0.058, 0.022, 0.01] | 0 | [300.0, 350.0, 450.0, 550.0, 700.0, 850.0, 1200.0, 1752.0] | [600.0, 700.0, 900.0, 1150.0, 1665.0, 2000.0, 3000.0, 4313.0]
HV 10A | HV 10A | 10 | 0 | [10.0, 1675.0, 0.344, 0.156, 0.1, 0.0417, 0.0171, 0.01] | [10.0, 1.3, 0.3, 0.155, 0.1, 0.0555, 0.023, 0.01] | 0 | [30.0, 32.0, 35.0, 37.0, 39.0, 50.0, 70.0, 88.0] | [60.0, 70.0, 80.0, 87.0, 94.0, 110.0, 150.0, 216.0]
HV 125A | HV 125A | 125 | 0 | [10.0, 1.82, 0.344, 0.1, 0.0467, 0.0269, 0.01] | [10.0, 2.478, 0.426, 0.1, 0.0427, 0.0211, 0.01] | 0 | [375.0, 500.0, 700.0, 925.0, 1200.0, 1500.0, 2341.0] | [750.0, 1000.0, 1500.0, 2200.0, 3000.0, 4000.0, 5765.0]
HV 160A | HV 160A | 160 | 0 | [10.0, 4.15, 1.03, 0.198, 0.1, 0.051, 0.0172, 0.01] | [10.0, 2.3, 0.734, 0.274, 0.1, 0.046, 0.0177, 0.01] | 0 | [480.0, 550.0, 700.0, 1000.0, 1260.0, 1600.0, 2500.0, 3227.0] | [960.0, 1300.0, 1700.0, 2200.0, 2996.0, 4000.0, 6000.0, 7946.0]
HV 16A | HV 16A | 16 | 0 | [10.0, 0.352, 0.164, 0.1, 0.0649, 0.0342, 0.01] | [10.0, 2.34, 0.722, 0.181, 0.1, 0.055, 0.0296, 0.01] | 0 | [48.0, 60.0, 65.0, 71.0, 80.0, 100.0, 162.0] | [96.0, 110.0, 125.0, 150.0, 168.0, 200.0, 250.0, 398.0]
HV 200A | HV 200A | 200 | 0 | [10.0, 4.267, 1.21, 0.403, 0.1, 0.058, 0.022, 0.01] | [10.0, 3.73, 1.654, 0.328, 0.1, 0.0531, 0.019, 0.01] | 0 | [600.0, 700.0, 900.0, 1150.0, 1665.0, 2000.0, 3000.0, 4313.0] | [1200.0, 1500.0, 1800.0, 2700.0, 3960.0, 5000.0, 7500.0, 10620.0]
HV 20A | HV 20A | 20 | 0 | [10.0, 1.3, 0.3, 0.155, 0.1, 0.0555, 0.023, 0.01] | [10.0, 1.3, 0.161, 0.1, 0.0611, 0.0399, 0.0141, 0.01] | 0 | [60.0, 70.0, 80.0, 87.0, 94.0, 110.0, 150.0, 216.0] | [120.0, 150.0, 200.0, 223.0, 260.0, 300.0, 450.0, 532.0]
HV 25A | HV 25A | 25 | 0 | [10.0, 2.512, 0.833, 0.299, 0.1, 0.0372, 0.0223, 0.01] | [10.0, 3.125, 0.597, 0.198, 0.1, 0.0378, 0.022, 0.01] | 0 | [75.0, 82.0, 90.0, 100.0, 124.0, 170.0, 200.0, 289.0] | [150.0, 170.0, 210.0, 250.0, 294.0, 400.0, 500.0, 711.0]
HV 31.5A | HV 31.5A | 31.5 | 0 | [10.0, 2.34, 0.722, 0.181, 0.1, 0.055, 0.0296, 0.01] | [10.0, 2.84, 0.368, 0.164, 0.1, 0.0621, 0.0378, 0.0195, 0.01] | 0 | [95.0, 110.0, 125.0, 150.0, 165.0, 200.0, 250.0, 390.0] | [189.0, 220.0, 300.0, 350.0, 393.0, 450.0, 530.0, 700.0, 960.0]
HV 40A | HV 40A | 40 | 0 | [10.0, 1.3, 0.161, 0.1, 0.0611, 0.0399, 0.0141, 0.01] | [10.0, 2.05, 0.369, 0.198, 0.1, 0.051, 0.0298, 0.01] | 0 | [120.0, 150.0, 200.0, 223.0, 260.0, 300.0, 450.0, 532.0] | [240.0, 300.0, 400.0, 450.0, 530.0, 650.0, 800.0, 1311.0]
HV 50A | HV 50A | 50 | 0 | [10.0, 3.215, 0.597, 0.198, 0.1, 0.0378, 0.022, 0.01] | [10.0, 3.64, 0.854, 0.281, 0.1, 0.0531, 0.022, 0.01] | 0 | [150.0, 170.0, 210.0, 250.0, 294.0, 400.0, 500.0, 711.0] | [300.0, 350.0, 450.0, 550.0, 700.0, 850.0, 1200.0, 1752.0]
HV 6.3A | HV 6.3A | 6.3 | 0 | [10.0, 1.39, 0.344, 0.168, 0.1, 0.056, 0.0263, 0.01] | [10.0, 1.711, 0.516, 0.198, 0.1, 0.0634, 0.0303, 0.01] | 0 | [19.0, 19.5, 20.4, 20.8, 22.0, 25.0, 32.0, 48.0] | [38.0, 40.0, 43.0, 48.0, 53.0, 60.0, 75.0, 118.0]
HV 63A | HV 63A | 63 | 0 | [10.0, 2.84, 0.368, 0.164, 0.1, 0.0621, 0.0378, 0.0195, 0.01] | [10.0, 1.82, 0.344, 0.1, 0.0467, 0.0269, 0.01] | 0 | [189.0, 220.0, 300.0, 350.0, 393.0, 450.0, 530.0, 700.0, 961.0] | [378.0, 500.0, 700.0, 934.0, 1200.0, 1500.0, 2366.0]
HV 80A | HV 80A | 80 | 0 | [10.0, 2.05, 0.369, 0.198, 0.1, 0.051, 0.0298, 0.01] | [10.0, 4.15, 1.03, 0.198, 0.1, 0.051, 0.0172, 0.01] | 0 | [240.0, 300.0, 400.0, 450.0, 530.0, 650.0, 800.0, 1311.0] | [480.0, 550.0, 700.0, 1000.0, 1260.0, 1600.0, 2500.0, 3227.0]
Siemens NH-1-100 | Siemens NH-1-100 | 100 | [5400.0, 2000.0, 400.0, 20.0, 1.0, 0.2, 0.012, 0.004] | 0 | 0 | [150.0, 190.0, 250.0, 430.0, 900.0, 1250.0, 2700.0, 3600.0] | 0 | 0
Siemens NH-1-125 | Siemens NH-1-125 | 125 | [4800.0, 120.0, 7.0, 0.1, 0.004] | 0 | 0 | [180.0, 400.0, 740.0, 2000.0, 4250.0] | 0 | 0
Siemens NH-1-16 | Siemens NH-1-16 | 16 | [4000.0, 400.0, 2.0, 0.1, 0.04, 0.01] | 0 | 0 | [26.0, 35.0, 75.0, 150.0, 200.0, 300.0] | 0 | 0
Siemens NH-1-160 | Siemens NH-1-160 | 160 | [4800.0, 120.0, 7.0, 0.1, 0.004] | 0 | 0 | [210.0, 500.0, 900.0, 2300.0, 5000.0] | 0 | 0
Siemens NH-1-25 | Siemens NH-1-25 | 25 | [4000.0, 1000.0, 10.0, 0.2, 0.02, 0.01] | 0 | 0 | [40.0, 50.0, 100.0, 210.0, 400.0, 500.0] | 0 | 0
Siemens NH-1-50 | Siemens NH-1-50 | 50 | [4000.0, 40.0, 4.0, 1.0, 0.02, 0.01] | 0 | 0 | [86.0, 200.0, 300.0, 400.0, 1000.0, 1280.0] | 0 | 0
Siemens NH-1-63 | Siemens NH-1-63 | 63 | [4000.0, 100.0, 10.0, 2.0, 0.04, 0.01] | 0 | 0 | [100.0, 200.0, 300.0, 400.0, 1000.0, 1500.0] | 0 | 0
Siemens NH-1-80 | Siemens NH-1-80 | 80 | [4800.0, 120.0, 7.0, 0.1, 0.01] | 0 | 0 | [150.58, 250.0, 450.0, 1150.0, 2470.0] | 0 | 0
Siemens NH-2-1000 | Siemens NH-2-1000 | 1000 | [4800.0, 120.0, 7.0, 0.1, 0.004] | 0 | 0 | [1900.0, 3500.0, 8400.0, 24000.0, 52000.0] | 0 | 0
Siemens NH-2-200 | Siemens NH-2-200 | 200 | [4800.0, 120.0, 7.0, 0.1, 0.004] | 0 | 0 | [280.0, 650.0, 1200.0, 3000.0, 7000.0] | 0 | 0
Siemens NH-2-224 | Siemens NH-2-224 | 224 | [4800.0, 120.0, 7.0, 0.2, 0.04, 0.004] | 0 | 0 | [400.0, 750.0, 1453.0, 3025.0, 4315.0, 7600.0] | 0 | 0
Siemens NH-2-250 | Siemens NH-2-250 | 250 | [4800.0, 120.0, 7.0, 0.1, 0.004] | 0 | 0 | [450.0, 800.0, 1650.0, 4000.0, 8500.0] | 0 | 0
Siemens NH-2-315 | Siemens NH-2-315 | 315 | [4800.0, 120.0, 7.0, 0.1, 0.004] | 0 | 0 | [550.0, 920.0, 1900.0, 5000.0, 11000.0] | 0 | 0
Siemens NH-2-355 | Siemens NH-2-355 | 355 | [4800.0, 120.0, 6.0, 0.1, 0.004] | 0 | 0 | [650.0, 1116.27, 2350.0, 5840.0, 12790.0] | 0 | 0
Siemens NH-2-400 | Siemens NH-2-400 | 400 | [4800.0, 120.0, 7.0, 0.1, 0.004] | 0 | 0 | [720.0, 1350.0, 2800.0, 6500.0, 15000.0] | 0 | 0
Siemens NH-2-425 | Siemens NH-2-425 | 425 | [4800.0, 120.0, 7.0, 0.1, 0.004] | 0 | 0 | [850.0, 1500.0, 3050.0, 7500.0, 16500.0] | 0 | 0
Siemens NH-2-630 | Siemens NH-2-630 | 630 | [4800.0, 120.0, 7.0, 0.1, 0.004] | 0 | 0 | [1200.0, 2000.0, 4800.0, 12000.0, 26000.0] | 0 | 0

## res_bus
| vm_pu | va_degree | p_mw | q_mvar
0 | 0.97028 | -0.57489 | 0.00022451 | 5.6268e-05
1 | 0.97029 | -0.57477 | 0.00015438 | 3.869e-05
2 | 0.9703 | -0.57443 | 0 | 0
3 | 0.97031 | -0.57429 | 0 | 0
4 | 0.9703 | -0.57458 | 0.00027036 | 6.776e-05
5 | 0.97036 | -0.57324 | 0 | 0
6 | 0.9703 | -0.57447 | 0.00011577 | 2.9014e-05
7 | 0.97028 | -0.57486 | 0.0003185 | 7.9825e-05
8 | 0.97029 | -0.57469 | 0.00017694 | 4.4344e-05
9 | 0.9703 | -0.57453 | 0.00012597 | 3.157e-05
10 | 0.97055 | -0.56951 | 6.2061e-05 | 1.5554e-05
11 | 0.9703 | -0.57443 | 0.00012057 | 3.0219e-05
12 | 0.97028 | -0.57486 | 5.3727e-05 | 1.3465e-05
13 | 0.97055 | -0.56946 | 5.5723e-05 | 1.3965e-05
14 | 0.9703 | -0.57455 | 0.00075936 | 0.00019031
15 | 0.9703 | -0.57457 | 6.0909e-05 | 1.5265e-05
16 | 0.97056 | -0.56928 | 0.00013344 | 3.3443e-05
17 | 0.97072 | -0.56613 | 0 | 0
18 | 0.97069 | -0.56668 | 0.00039488 | 9.8967e-05
19 | 0.97098 | -0.56098 | 0 | 0
20 | 0.97069 | -0.56668 | 5.5731e-05 | 1.3968e-05
21 | 0.97092 | -0.56221 | 0 | 0
22 | 0.97111 | -0.55838 | 0.00016423 | 4.1159e-05
23 | 0.97005 | -0.57921 | 0.0020231 | 0.00050703
24 | 0.9702 | -0.57622 | 0 | 0
25 | 0.97091 | -0.56238 | 9.0374e-05 | 2.265e-05
26 | 0.97072 | -0.56616 | 0.00022979 | 5.759e-05
27 | 0.97114 | -0.55766 | 0.00017314 | 4.3392e-05
28 | 0.97017 | -0.57683 | 0.00067592 | 0.0001694
29 | 0.97018 | -0.57668 | 0 | 0
30 | 0.97091 | -0.56242 | 0 | 0
31 | 0.9707 | -0.56648 | 8.0319e-05 | 2.013e-05
32 | 0.97119 | -0.55662 | 0.00057674 | 0.00014454
33 | 0.97021 | -0.57603 | 0 | 0
34 | 0.97018 | -0.57664 | 0.00051616 | 0.00012936
35 | 0.97022 | -0.57593 | 0 | 0
36 | 0.97033 | -0.57379 | 9.3108e-05 | 2.3335e-05
37 | 0.97052 | -0.56996 | 0.00023314 | 5.8431e-05
38 | 0.97053 | -0.56978 | 0 | 0
39 | 0.97135 | -0.5536 | 0 | 0
40 | 0.97148 | -0.55081 | 0 | 0
41 | 0.97019 | -0.57644 | 0.00035105 | 8.7981e-05
42 | 0.97038 | -0.57273 | 8.8593e-05 | 2.2204e-05
43 | 0.97065 | -0.56737 | 0 | 0
44 | 0.97048 | -0.57066 | 0 | 0
45 | 0.97019 | -0.57644 | 0.00023132 | 5.7975e-05
46 | 0.97071 | -0.56619 | 0.00017477 | 4.3801e-05
47 | 0.97043 | -0.57182 | 0 | 0
48 | 0.97173 | -0.54597 | 0.0005039 | 0.00012629
49 | 0.97041 | -0.57207 | 0 | 0
50 | 0.97042 | -0.57205 | 0.00024907 | 6.2422e-05
51 | 0.97041 | -0.5721 | 0.0001456 | 3.6491e-05
52 | 0.97039 | -0.57245 | 0.00025651 | 6.4287e-05
53 | 0.97041 | -0.57208 | 0.00035377 | 8.8662e-05
54 | 0.97038 | -0.57268 | 8.7465e-05 | 2.1921e-05
55 | 0.97038 | -0.57268 | 8.6032e-05 | 2.1562e-05
56 | 0.97038 | -0.57284 | 0.00042006 | 0.00010528
57 | 0.97037 | -0.57303 | 0.000337 | 8.4459e-05
58 | 0.97182 | -0.5441 | 8.3963e-05 | 2.1043e-05
59 | 0.97182 | -0.5441 | 8.6803e-05 | 2.1755e-05
60 | 0.97182 | -0.54409 | 0.00038737 | 9.7085e-05
61 | 0.97183 | -0.54383 | 0 | 0
62 | 0.97207 | -0.53875 | 0.0016175 | 0.00040539
63 | 0.97201 | -0.5399 | 0.0016168 | 0.0004052
64 | 0.97225 | -0.53518 | 0 | 0
65 | 0.97191 | -0.54192 | 0.0016163 | 0.00040508
66 | 0.97168 | -0.54635 | 0.011837 | 0.0029666
67 | 0.97426 | -0.49542 | 0 | 0
68 | 0.97189 | -0.54232 | 0.00082991 | 0.00020799
69 | 0.97325 | -0.51547 | 0 | 0
70 | 0.97316 | -0.51729 | 0.0003212 | 8.0501e-05
71 | 0.97325 | -0.51557 | 0 | 0
72 | 0.97342 | -0.51219 | 0.012879 | 0.0032277
73 | 0.97394 | -0.50184 | 0.0026892 | 0.00067399
74 | 0.97391 | -0.50242 | 0 | 0
75 | 0.97501 | -0.48074 | 0 | 0
76 | 0.97296 | -0.52138 | 0 | 0
77 | 0.97272 | -0.52606 | 0 | 0
78 | 0.97308 | -0.51893 | 0.00034386 | 8.618e-05
79 | 0.97598 | -0.46154 | 0 | 0
80 | 0.97596 | -0.46202 | 0.0016684 | 0.00041814
81 | 0.97599 | -0.46128 | 0 | 0
82 | 0.97371 | -0.50642 | 0.012082 | 0.003028
83 | 0.97184 | -0.54323 | 0.0012893 | 0.00032313
84 | 0.97324 | -0.51566 | 0.00024034 | 6.0234e-05
85 | 0.97258 | -0.52882 | 0 | 0
86 | 0.97365 | -0.50751 | 0.0061309 | 0.0015365
87 | 0.97469 | -0.487 | 0.0058232 | 0.0014594
88 | 0.97257 | -0.52912 | 0.0004225 | 0.00010589
89 | 0.97676 | -0.4462 | 0.0016424 | 0.00041161
90 | 0.98795 | -0.23201 | 0 | 0
91 | 0.98771 | -0.23655 | 0.0038281 | 0.0009594
92 | 0.98813 | -0.2285 | 0 | 0
93 | 0.99748 | -0.048036 | 0 | 0
94 | 0.99835 | -0.031544 | 0.0057676 | 0.0014455
95 | 0.9959 | -0.078307 | 0 | 0
96 | 1 | 0 | -0.58762 | -0.15064
97 | 0.99898 | -0.019406 | 0 | 0
98 | 0.99819 | -0.034098 | 0.00070713 | 0.00017722
99 | 0.98796 | -0.23171 | 0.010813 | 0.00271
100 | 0.98815 | -0.22797 | 0 | 0
101 | 0.97182 | -0.54372 | 0.00082999 | 0.00020802
102 | 0.97179 | -0.54418 | 0.00082999 | 0.00020802
103 | 0.97163 | -0.54735 | 0.00096354 | 0.00024149
104 | 0.97162 | -0.54755 | 0.0016208 | 0.00040622
105 | 0.97159 | -0.54816 | 0.00083263 | 0.00020868
106 | 0.97158 | -0.5483 | 0.00076707 | 0.00019225
107 | 0.97158 | -0.54835 | 0.00081294 | 0.00020374
108 | 0.97347 | -0.51099 | 0.0054427 | 0.0013641
109 | 0.97336 | -0.51316 | 0.00036094 | 9.0461e-05
110 | 0.97372 | -0.506 | 0 | 0
111 | 0.97319 | -0.51651 | 0 | 0
112 | 0.97382 | -0.50408 | 0 | 0
113 | 0.97307 | -0.51883 | 0.0013658 | 0.00034229
114 | 0.97346 | -0.51114 | 0 | 0
115 | 0.97427 | -0.4952 | 0.000934 | 0.00023408
116 | 0.97262 | -0.52773 | 0.017806 | 0.0044625
117 | 0.97325 | -0.51526 | 0 | 0
118 | 0.97317 | -0.51693 | 0.0030609 | 0.00076714
119 | 0.97282 | -0.52372 | 0 | 0
120 | 0.97457 | -0.48931 | 0 | 0
121 | 0.97317 | -0.51698 | 0.00058925 | 0.00014768
122 | 0.97267 | -0.52684 | 0.00065781 | 0.00016486
123 | 0.97439 | -0.49279 | 0.0096688 | 0.0024232
124 | 0.97528 | -0.47534 | 0 | 0
125 | 0.97262 | -0.52777 | 0.0041003 | 0.0010276
126 | 0.97263 | -0.52749 | 0 | 0
127 | 0.97723 | -0.43774 | 0.0021926 | 0.00054952
128 | 0.97724 | -0.43747 | 0.0021813 | 0.00054668
129 | 0.97716 | -0.43912 | 0 | 0
130 | 0.97742 | -0.43391 | 0 | 0
131 | 0.9768 | -0.44631 | 0 | 0
132 | 0.97777 | -0.42699 | 0.0013909 | 0.00034858
133 | 0.97735 | -0.43532 | 0.0025755 | 0.00064548
134 | 0.97813 | -0.4199 | 0 | 0
135 | 0.97851 | -0.4124 | 0.0023678 | 0.00059342
136 | 0.97597 | -0.46283 | 0.00029343 | 7.3539e-05
137 | 0.97729 | -0.43643 | 0 | 0
138 | 0.97866 | -0.40952 | 0.0029434 | 0.00073768
139 | 0.97595 | -0.46316 | 0.00037015 | 9.2769e-05
140 | 0.97593 | -0.46354 | 0.000712 | 0.00017844
141 | 0.97559 | -0.47047 | 0.0003047 | 7.6364e-05
142 | 0.97725 | -0.43714 | 0.0037339 | 0.00093581
143 | 0.97853 | -0.41161 | 0.0032057 | 0.00080342
144 | 0.97857 | -0.41066 | 0 | 0
145 | 0.97798 | -0.42229 | 0.0058749 | 0.0014724
146 | 0.97902 | -0.40194 | 0 | 0
147 | 0.9777 | -0.42792 | 0.005754 | 0.0014421
148 | 0.97974 | -0.38781 | 0 | 0
149 | 0.97957 | -0.39125 | 0.0086589 | 0.0021701
150 | 0.98096 | -0.36406 | 0.0043134 | 0.001081
151 | 0.97794 | -0.423 | 0 | 0
152 | 0.97838 | -0.4145 | 0.0019954 | 0.00050009
153 | 0.97755 | -0.43078 | 0.0074888 | 0.0018769
154 | 0.97766 | -0.42857 | 0 | 0
155 | 0.98243 | -0.33547 | 0 | 0
156 | 0.97765 | -0.42882 | 0.0086633 | 0.0021712
157 | 0.97759 | -0.43 | 0.010367 | 0.0025981
158 | 0.97826 | -0.41692 | 0.015548 | 0.0038967
159 | 0.97749 | -0.43193 | 0 | 0
160 | 0.97441 | -0.49256 | 0.00052435 | 0.00013141
161 | 0.9744 | -0.49266 | 0.0005158 | 0.00012927
162 | 0.97428 | -0.49515 | 0.00048132 | 0.00012063
163 | 0.97424 | -0.49589 | 0.00051576 | 0.00012926
164 | 0.97681 | -0.44515 | 0 | 0
165 | 0.97417 | -0.4972 | 0.0012917 | 0.00032373
166 | 0.97353 | -0.50984 | 0.0057992 | 0.0014534
167 | 0.97395 | -0.50176 | 0.0013363 | 0.00033491
168 | 0.97402 | -0.50039 | 0 | 0
169 | 0.97411 | -0.49857 | 0.0032146 | 0.00080567
170 | 0.974 | -0.50067 | 0.001805 | 0.00045238
171 | 0.97434 | -0.49396 | 0 | 0
172 | 0.97426 | -0.49553 | 0 | 0
173 | 0.9746 | -0.48899 | 0.001192 | 0.00029873
174 | 0.97395 | -0.50177 | 0 | 0
175 | 0.97401 | -0.50047 | 0.0066854 | 0.0016755
176 | 0.9739 | -0.50273 | 0.0023029 | 0.00057717
177 | 0.97481 | -0.48479 | 0.0022417 | 0.00056182
178 | 0.98435 | -0.29835 | 0.0017634 | 0.00044195
179 | 0.98531 | -0.27961 | 0.001798 | 0.00045062
180 | 0.98232 | -0.33782 | 0 | 0
181 | 0.98615 | -0.26346 | 0.0017851 | 0.0004474
182 | 0.98142 | -0.35518 | 0 | 0
183 | 0.98164 | -0.35108 | 0 | 0
184 | 0.98673 | -0.25218 | 0 | 0
185 | 0.98041 | -0.37496 | 0 | 0
186 | 0.98141 | -0.35538 | 0.00088986 | 0.00022302
187 | 0.98077 | -0.36806 | 0 | 0
188 | 0.98156 | -0.35262 | 0.0028877 | 0.00072373
189 | 0.988 | -0.22789 | 0.001751 | 0.00043884
190 | 0.98524 | -0.28101 | 0.0017529 | 0.00043932
191 | 0.98038 | -0.37555 | 0.0016997 | 0.00042597
192 | 0.98019 | -0.37919 | 0 | 0
193 | 0.98042 | -0.37492 | 0 | 0
194 | 0.97997 | -0.38367 | 0.0029091 | 0.00072909
195 | 0.98234 | -0.3373 | 0.0020067 | 0.00050293
196 | 0.98237 | -0.33654 | 0.0057174 | 0.0014329
197 | 0.98155 | -0.35271 | 0.0024359 | 0.0006105
198 | 0.98906 | -0.20753 | 0.00071644 | 0.00017956
199 | 0.98486 | -0.28834 | 0.00115 | 0.00028823
200 | 0.97974 | -0.38797 | 0.00088884 | 0.00022276
201 | 0.97617 | -0.45792 | 0.0020876 | 0.0005232
202 | 0.97619 | -0.45752 | 0.00087956 | 0.00022044
203 | 0.97487 | -0.48353 | 0.0016643 | 0.00041711
204 | 0.97479 | -0.48509 | 0.0053914 | 0.0013512
205 | 0.97502 | -0.48063 | 0 | 0
206 | 0.97464 | -0.4881 | 0.0008025 | 0.00020113
207 | 0.97574 | -0.46642 | 0.00083816 | 0.00021006
208 | 0.97464 | -0.48812 | 0.0028196 | 0.00070665
209 | 0.97627 | -0.45597 | 0.0057664 | 0.0014452
210 | 0.97463 | -0.48825 | 0.0037759 | 0.00094632
211 | 0.97655 | -0.45054 | 0 | 0
212 | 0.97462 | -0.48859 | 0.000877 | 0.0002198
213 | 0.97721 | -0.43751 | 0 | 0
214 | 0.97641 | -0.45326 | 0.00083346 | 0.00020888
215 | 0.99579 | -0.080527 | 0.022262 | 0.0055794
216 | 0.99581 | -0.080058 | 0.0094876 | 0.0023778
217 | 0.99576 | -0.081075 | 0.0069621 | 0.0017449
218 | 0.99573 | -0.081624 | 0.0019918 | 0.0004992
219 | 0.99476 | -0.10018 | 0 | 0
220 | 0.99355 | -0.12347 | 0.0038039 | 0.00095335
221 | 0.98794 | -0.23205 | 0.003803 | 0.00095313
222 | 0.98796 | -0.23164 | 0.0038039 | 0.00095335
223 | 0.99169 | -0.15939 | 0 | 0
224 | 0.99406 | -0.11211 | 0 | 0
225 | 0.99404 | -0.11238 | 0.0011025 | 0.00027631
226 | 0.99407 | -0.11192 | 0 | 0
227 | 0.99002 | -0.19182 | 0.0038321 | 0.00096042
228 | 0.98945 | -0.20281 | 0.003741 | 0.00093757
229 | 0.99051 | -0.18231 | 0 | 0
230 | 0.98921 | -0.20757 | 0.012775 | 0.0032018
231 | 0.99021 | -0.18804 | 0.016151 | 0.0040478
232 | 0.99119 | -0.16905 | 0.0090597 | 0.0022706
233 | 0.9892 | -0.2078 | 0 | 0
234 | 0.98902 | -0.2112 | 0 | 0
235 | 0.99084 | -0.17582 | 0.0038902 | 0.00097497
236 | 0.989 | -0.21155 | 0 | 0
237 | 0.98902 | -0.21123 | 0.0002203 | 5.5213e-05
238 | 0.98899 | -0.21174 | 0.00043173 | 0.0001082
239 | 0.989 | -0.21155 | 0 | 0
240 | 0.98897 | -0.21224 | 0.00087889 | 0.00022027
241 | 0.99042 | -0.18391 | 0.0038856 | 0.00097381
242 | 0.97415 | -0.49772 | 0.0013705 | 0.00034349
243 | 0.97409 | -0.4988 | 0.0022248 | 0.00055759
244 | 0.99805 | -0.036621 | 0.003961 | 0.00099272
245 | 0.99665 | -0.063026 | 0.0041164 | 0.0010317
246 | 0.99174 | -0.15626 | 0 | 0
247 | 0.99172 | -0.15657 | 0.00091948 | 0.00023044
248 | 0.99096 | -0.17107 | 0.00086867 | 0.00021771
249 | 0.9762 | -0.45741 | 0.00093574 | 0.00023452
250 | 0.97623 | -0.45685 | 0.00083099 | 0.00020827
251 | 0.97628 | -0.45574 | 0.00089936 | 0.0002254
252 | 0.97635 | -0.45439 | 0.00083724 | 0.00020983
253 | 0.9764 | -0.45352 | 0.00086086 | 0.00021575
254 | 0.97924 | -0.39809 | 0 | 0
255 | 0.97891 | -0.40461 | 0.001182 | 0.00029625
256 | 0.97967 | -0.38964 | 0.0031317 | 0.00078489
257 | 0.97879 | -0.40682 | 0.0011066 | 0.00027735
258 | 0.98037 | -0.37591 | 0.0020858 | 0.00052275
259 | 0.98029 | -0.37746 | 0.0027032 | 0.00067749
260 | 0.98034 | -0.37647 | 0.0020192 | 0.00050605
261 | 0.98028 | -0.37759 | 0.0031191 | 0.00078172
262 | 0.97512 | -0.47845 | 0.021682 | 0.005434
263 | 0.97653 | -0.45099 | 0.013507 | 0.0033852
264 | 0.97736 | -0.43462 | 0 | 0
265 | 0.97856 | -0.41111 | 0.001325 | 0.00033207
266 | 0.98445 | -0.29625 | 0 | 0
267 | 0.98315 | -0.32145 | 0.0018614 | 0.00046651
268 | 0.98444 | -0.2965 | 0.0007133 | 0.00017877
269 | 0.99002 | -0.18905 | 0 | 0
270 | 0.99001 | -0.18932 | 0.00079458 | 0.00019914
271 | 0.99044 | -0.18098 | 0.00098792 | 0.0002476
272 | 0.98766 | -0.23764 | 0.012917 | 0.0032372
273 | 0.9881 | -0.22906 | 0.0076602 | 0.0019198
274 | 0.9885 | -0.22119 | 0.0038902 | 0.00097497
275 | 0.97256 | -0.52923 | 0.00025751 | 6.4538e-05
276 | 0.97257 | -0.52921 | 0.0001888 | 4.7317e-05
277 | 0.98879 | -0.21559 | 0 | 0
278 | 0.99171 | -0.15688 | 0.0018331 | 0.00045942
279 | 0.97351 | -0.51028 | 0.0012419 | 0.00031124
280 | 0.98801 | -0.23084 | 0.0037992 | 0.00095217
281 | 0.9799 | -0.38519 | 0.0020556 | 0.00051518
282 | 0.97989 | -0.38529 | 0.0024927 | 0.00062474
283 | 0.98017 | -0.37986 | 0.0020887 | 0.00052347
284 | 0.97983 | -0.38651 | 0.0061527 | 0.001542
285 | 0.99003 | -0.19159 | 0.0038863 | 0.00097399
286 | 0.98965 | -0.19887 | 0.0038879 | 0.00097439
287 | 0.98839 | -0.22344 | 0.0037992 | 0.00095217
288 | 0.9886 | -0.21929 | 0.011004 | 0.0027579
289 | 0.97069 | -0.56666 | 0.000222 | 5.5638e-05
290 | 0.97068 | -0.56685 | 0.0002513 | 6.2983e-05
291 | 0.97066 | -0.56738 | 0.00029145 | 7.3045e-05
292 | 0.97035 | -0.57356 | 0.00023123 | 5.7952e-05
293 | 0.97031 | -0.57426 | 0.0013903 | 0.00034845
294 | 0.97027 | -0.57507 | 0.00033894 | 8.4947e-05
295 | 0.97027 | -0.57512 | 0.0015006 | 0.00037609
296 | 0.97179 | -0.54475 | 0 | 0
297 | 0.97178 | -0.54482 | 0.00023796 | 5.9639e-05
298 | 0.97178 | -0.54483 | 8.8778e-05 | 2.225e-05
299 | 0.9709 | -0.56261 | 0.0001732 | 4.3407e-05
300 | 0.97557 | -0.47087 | 0 | 0
301 | 0.97556 | -0.47097 | 0.00028099 | 7.0423e-05
302 | 0.97556 | -0.47101 | 9.6335e-05 | 2.4144e-05
303 | 0.97556 | -0.47102 | 0.00013261 | 3.3236e-05
304 | 0.99998 | 149.9956 | 0 | 0

## res_line
| p_from_mw | q_from_mvar | p_to_mw | q_to_mvar | pl_mw | ql_mvar | i_from_ka | i_to_ka | i_ka | vm_from_pu | va_from_degree | vm_to_pu | va_to_degree | loading_percent
0 | -0.00022451 | -5.6268e-05 | 0.00022451 | 5.5905e-05 | 1.3081e-09 | -3.6274e-07 | 0.00034431 | 0.00034418 | 0.00034431 | 0.97028 | -0.57489 | 0.97029 | -0.57477 | 0.09459
1 | -0.00037889 | -9.4595e-05 | 0.00037889 | 9.4001e-05 | 6.1276e-09 | -5.9435e-07 | 0.00058093 | 0.00058071 | 0.00058093 | 0.97029 | -0.57477 | 0.9703 | -0.57443 | 0.1596
2 | -0.0010215 | -0.00025437 | 0.0010215 | 0.00025429 | 6.8625e-09 | -8.7789e-08 | 0.0015659 | 0.0015659 | 0.0015659 | 0.9703 | -0.57443 | 0.97031 | -0.57429 | 0.4302
3 | 0.00064261 | 0.00016037 | -0.0006426 | -0.00016052 | 4.5601e-09 | -1.5181e-07 | 0.00098523 | 0.00098528 | 0.00098528 | 0.9703 | -0.57443 | 0.9703 | -0.57458 | 0.27068
4 | -0.0014402 | -0.00035821 | 0.0014403 | 0.00035777 | 7.1315e-08 | -4.3641e-07 | 0.0022076 | 0.0022074 | 0.0022076 | 0.97031 | -0.57429 | 0.97036 | -0.57324 | 0.60648
5 | 0.00041868 | 0.00010392 | -0.00041867 | -0.00010421 | 3.6351e-09 | -2.884e-07 | 0.0006417 | 0.0006418 | 0.0006418 | 0.97031 | -0.57429 | 0.9703 | -0.57447 | 0.17632
6 | 0.00037224 | 9.2764e-05 | -0.00037223 | -9.3265e-05 | 4.9862e-09 | -5.0095e-07 | 0.00057066 | 0.00057084 | 0.00057084 | 0.9703 | -0.57458 | 0.97028 | -0.57486 | 0.15682
7 | -0.0023812 | -0.00059249 | 0.0023816 | 0.00059172 | 4.2078e-07 | -7.7152e-07 | 0.0036499 | 0.0036495 | 0.0036499 | 0.97036 | -0.57324 | 0.97055 | -0.56951 | 1.0027
8 | 0.0009409 | 0.00023472 | -0.00094085 | -0.00023553 | 5.3334e-08 | -8.1004e-07 | 0.0014424 | 0.0014427 | 0.0014427 | 0.97036 | -0.57324 | 0.9703 | -0.57443 | 0.39636
9 | 0.0003029 | 7.5197e-05 | -0.0003029 | -7.5338e-05 | 9.2763e-10 | -1.4114e-07 | 0.00046426 | 0.00046432 | 0.00046432 | 0.9703 | -0.57447 | 0.9703 | -0.57453 | 0.12756
10 | 5.3727e-05 | 1.344e-05 | -5.3727e-05 | -1.3465e-05 | 5.198e-12 | -2.4949e-08 | 8.2386e-05 | 8.2395e-05 | 8.2395e-05 | 0.97028 | -0.57486 | 0.97028 | -0.57486 | 0.022636
11 | -0.00017694 | -4.4344e-05 | 0.00017694 | 4.3767e-05 | 1.2904e-09 | -5.7686e-07 | 0.00027135 | 0.00027114 | 0.00027135 | 0.97029 | -0.57469 | 0.9703 | -0.57453 | 0.074545
12 | -0.0024436 | -0.00060727 | 0.0024436 | 0.00060726 | 5.7813e-09 | -9.8867e-09 | 0.0037446 | 0.0037446 | 0.0037446 | 0.97055 | -0.56951 | 0.97055 | -0.56946 | 1.0287
13 | 0.00082027 | 0.00020531 | -0.00082027 | -0.0002054 | 4.6637e-09 | -9.41e-08 | 0.0012578 | 0.0012579 | 0.0012579 | 0.9703 | -0.57443 | 0.9703 | -0.57455 | 0.34557
14 | -0.0024994 | -0.00062123 | 0.0024994 | 0.00062119 | 2.1323e-08 | -3.4256e-08 | 0.0038301 | 0.0038301 | 0.0038301 | 0.97055 | -0.56946 | 0.97056 | -0.56928 | 1.0522
15 | 6.0909e-05 | 1.5089e-05 | -6.0909e-05 | -1.5265e-05 | 4.6612e-11 | -1.7605e-07 | 9.3345e-05 | 9.3408e-05 | 9.3408e-05 | 0.9703 | -0.57455 | 0.9703 | -0.57457 | 0.025662
16 | -0.0026328 | -0.00065464 | 0.0026332 | 0.00065409 | 3.9284e-07 | -5.4406e-07 | 0.0040346 | 0.0040344 | 0.0040346 | 0.97056 | -0.56928 | 0.97072 | -0.56613 | 1.1084
17 | 0.00045063 | 0.00011212 | -0.00045061 | -0.00011292 | 1.1737e-08 | -8.0372e-07 | 0.00069047 | 0.00069076 | 0.00069076 | 0.97072 | -0.56613 | 0.97069 | -0.56668 | 0.18977
18 | -0.0030838 | -0.00076621 | 0.0030846 | 0.00076558 | 7.5148e-07 | -6.2916e-07 | 0.0047248 | 0.0047244 | 0.0047248 | 0.97072 | -0.56613 | 0.97098 | -0.56098 | 1.298
19 | 5.5731e-05 | 1.3955e-05 | -5.5731e-05 | -1.3968e-05 | 2.8211e-12 | -1.2216e-08 | 8.5429e-05 | 8.5433e-05 | 8.5433e-05 | 0.97069 | -0.56668 | 0.97069 | -0.56668 | 0.023471
20 | 0.0048021 | 0.0011828 | -0.0048018 | -0.0011853 | 2.7931e-07 | -2.5479e-06 | 0.0073518 | 0.0073528 | 0.0073528 | 0.97098 | -0.56098 | 0.97092 | -0.56221 | 0.505
21 | -0.0078867 | -0.0019483 | 0.0078877 | 0.0019455 | 9.6558e-07 | -2.877e-06 | 0.012076 | 0.012075 | 0.012076 | 0.97098 | -0.56098 | 0.97111 | -0.55838 | 0.82941
22 | 0.00026357 | 6.4741e-05 | -0.00026357 | -6.5154e-05 | 2.0462e-09 | -4.1306e-07 | 0.00040348 | 0.00040363 | 0.00040363 | 0.97092 | -0.56221 | 0.97091 | -0.56238 | 0.11089
23 | 0.0045383 | 0.0011206 | -0.0045374 | -0.0011293 | 8.4715e-07 | -8.7079e-06 | 0.0069493 | 0.0069526 | 0.0069526 | 0.97092 | -0.56221 | 0.97072 | -0.56616 | 0.47751
24 | -0.0080519 | -0.0019866 | 0.0080522 | 0.0019858 | 2.7186e-07 | -7.7055e-07 | 0.012327 | 0.012326 | 0.012327 | 0.97111 | -0.55838 | 0.97114 | -0.55766 | 0.84661
25 | -0.0020231 | -0.00050703 | 0.0020234 | 0.00050623 | 2.8782e-07 | -7.9994e-07 | 0.0031033 | 0.003103 | 0.0031033 | 0.97005 | -0.57921 | 0.9702 | -0.57622 | 0.85256
26 | -0.0032155 | -0.0008046 | 0.0032155 | 0.00080457 | 2.9307e-08 | -2.0934e-08 | 0.0049312 | 0.0049311 | 0.0049312 | 0.9702 | -0.57622 | 0.97021 | -0.57603 | 1.3547
27 | 0.0011921 | 0.00029836 | -0.0011921 | -0.00029858 | 2.3323e-08 | -2.1486e-07 | 0.0018282 | 0.0018283 | 0.0018283 | 0.9702 | -0.57622 | 0.97018 | -0.57664 | 0.50228
28 | 0.0001732 | 4.2504e-05 | -0.0001732 | -4.2647e-05 | 3.0436e-10 | -1.4257e-07 | 0.00026512 | 0.00026517 | 0.00026517 | 0.97091 | -0.56238 | 0.97091 | -0.56242 | 0.072849
29 | 0.0043076 | 0.0010717 | -0.0043076 | -0.0010724 | 6.478e-08 | -7.4281e-07 | 0.0066003 | 0.0066006 | 0.0066006 | 0.97072 | -0.56616 | 0.9707 | -0.56648 | 0.45334
30 | -0.0082253 | -0.0020292 | 0.0082257 | 0.0020282 | 4.0223e-07 | -1.082e-06 | 0.012592 | 0.012591 | 0.012592 | 0.97114 | -0.55766 | 0.97119 | -0.55662 | 0.8648
31 | -0.00067592 | -0.0001694 | 0.00067592 | 0.00016926 | 4.7277e-09 | -1.4183e-07 | 0.0010367 | 0.0010366 | 0.0010367 | 0.97017 | -0.57683 | 0.97018 | -0.57668 | 0.28481
32 | -0.00067592 | -0.00016926 | 0.00067592 | 0.00016922 | 1.3881e-09 | -4.1648e-08 | 0.0010366 | 0.0010366 | 0.0010366 | 0.97018 | -0.57668 | 0.97018 | -0.57664 | 0.28479
33 | 0.0001732 | 4.2647e-05 | -0.0001732 | -4.3407e-05 | 1.6249e-09 | -7.6024e-07 | 0.00026517 | 0.00026544 | 0.00026544 | 0.97091 | -0.56242 | 0.9709 | -0.56261 | 0.072924
34 | 0.0042273 | 0.0010523 | -0.0042272 | -0.0010527 | 3.6151e-08 | -4.3129e-07 | 0.0064775 | 0.0064777 | 0.0064777 | 0.9707 | -0.56648 | 0.97069 | -0.56666 | 0.44489
35 | -0.0088025 | -0.0021727 | 0.0088037 | 0.0021699 | 1.2506e-06 | -2.8371e-06 | 0.013475 | 0.013473 | 0.013475 | 0.97119 | -0.55662 | 0.97135 | -0.5536 | 0.92546
36 | 0.00058238 | 0.00014549 | -0.00058237 | -0.00014595 | 1.1293e-08 | -4.5902e-07 | 0.00089303 | 0.0008932 | 0.0008932 | 0.97021 | -0.57603 | 0.97019 | -0.57644 | 0.24538
37 | -0.0037979 | -0.00095007 | 0.0037979 | 0.00095006 | 1.8991e-08 | -6.2832e-09 | 0.0058242 | 0.0058242 | 0.0058242 | 0.97021 | -0.57603 | 0.97022 | -0.57593 | 1.6
38 | -0.0037979 | -0.00095006 | 0.0037983 | 0.00094993 | 3.8649e-07 | -1.2792e-07 | 0.0058242 | 0.005824 | 0.0058242 | 0.97022 | -0.57593 | 0.97033 | -0.57379 | 1.6
39 | -0.0038914 | -0.00097327 | 0.0038916 | 0.00097321 | 1.9648e-07 | -5.6046e-08 | 0.0059668 | 0.0059667 | 0.0059668 | 0.97033 | -0.57379 | 0.97038 | -0.57273 | 1.6392
40 | -0.00023314 | -5.8431e-05 | 0.00023315 | 5.7935e-05 | 1.9302e-09 | -4.968e-07 | 0.00035746 | 0.00035728 | 0.00035746 | 0.97052 | -0.56996 | 0.97053 | -0.56978 | 0.098203
41 | -0.0061496 | -0.0015367 | 0.0061503 | 0.0015368 | 7.0726e-07 | 1.9035e-07 | 0.009427 | 0.0094269 | 0.009427 | 0.97053 | -0.56978 | 0.97065 | -0.56737 | 2.5898
42 | 0.0059165 | 0.0014787 | -0.0059162 | -0.0014787 | 2.4743e-07 | 5.9239e-08 | 0.0090697 | 0.0090697 | 0.0090697 | 0.97053 | -0.56978 | 0.97048 | -0.57066 | 2.4917
43 | -0.0088037 | -0.0021699 | 0.0088049 | 0.0021672 | 1.1558e-06 | -2.6237e-06 | 0.013473 | 0.013472 | 0.013473 | 0.97135 | -0.5536 | 0.97148 | -0.55081 | 0.92537
44 | -0.015135 | -0.0037444 | 0.015138 | 0.0037433 | 3.453e-06 | -1.1906e-06 | 0.023165 | 0.023163 | 0.023165 | 0.97148 | -0.55081 | 0.97173 | -0.54597 | 1.591
45 | 0.0063301 | 0.0015772 | -0.0063255 | -0.0015807 | 4.6204e-06 | -3.532e-06 | 0.0096924 | 0.0096947 | 0.0096947 | 0.97148 | -0.55081 | 0.97071 | -0.56619 | 1.3317
46 | 0.00023132 | 5.7969e-05 | -0.00023132 | -5.7975e-05 | 2.3999e-11 | -6.2865e-09 | 0.00035478 | 0.00035479 | 0.00035479 | 0.97019 | -0.57644 | 0.97019 | -0.57644 | 0.097469
47 | -0.0039802 | -0.00099541 | 0.0039806 | 0.00099532 | 3.9042e-07 | -9.5531e-08 | 0.0061026 | 0.0061025 | 0.0061026 | 0.97038 | -0.57273 | 0.97048 | -0.57066 | 1.6765
48 | -0.0061503 | -0.0015368 | 0.0061507 | 0.0015369 | 3.4368e-07 | 9.2471e-08 | 0.0094269 | 0.0094268 | 0.0094269 | 0.97065 | -0.56737 | 0.97071 | -0.56619 | 2.5898
49 | 0.0019357 | 0.00048334 | -0.0019356 | -0.00048367 | 1.0584e-07 | -3.283e-07 | 0.0029673 | 0.0029674 | 0.0029674 | 0.97048 | -0.57066 | 0.97043 | -0.57182 | 0.81522
50 | 0.0013327 | 0.0003329 | -0.0013327 | -0.00033302 | 1.6215e-08 | -1.1759e-07 | 0.0020431 | 0.0020432 | 0.0020432 | 0.97043 | -0.57182 | 0.97041 | -0.57207 | 0.56131
51 | 0.00060284 | 0.00015077 | -0.00060283 | -0.00015102 | 6.5971e-09 | -2.5018e-07 | 0.00092426 | 0.00092435 | 0.00092435 | 0.97043 | -0.57182 | 0.97042 | -0.57205 | 0.25394
52 | -0.015642 | -0.0038695 | 0.015643 | 0.0038693 | 9.054e-07 | -2.5594e-07 | 0.023935 | 0.023935 | 0.023935 | 0.97173 | -0.54597 | 0.97179 | -0.54475 | 1.6439
53 | 0.0001456 | 3.6372e-05 | -0.0001456 | -3.6491e-05 | 1.8074e-10 | -1.1938e-07 | 0.00022322 | 0.00022326 | 0.00022326 | 0.97041 | -0.57207 | 0.97041 | -0.5721 | 0.061336
54 | 0.0011871 | 0.00029665 | -0.0011871 | -0.00029685 | 2.1506e-08 | -2.0013e-07 | 0.00182 | 0.00182 | 0.00182 | 0.97041 | -0.57207 | 0.97039 | -0.57245 | 0.50001
55 | 0.00035377 | 8.8596e-05 | -0.00035377 | -8.8662e-05 | 5.9185e-10 | -6.5887e-08 | 0.00054244 | 0.00054246 | 0.00054246 | 0.97042 | -0.57205 | 0.97041 | -0.57208 | 0.14903
56 | 0.00093057 | 0.00023256 | -0.00093056 | -0.00023271 | 9.8989e-09 | -1.5387e-07 | 0.0014267 | 0.0014268 | 0.0014268 | 0.97039 | -0.57245 | 0.97038 | -0.57268 | 0.39197
57 | 0.0008431 | 0.00021079 | -0.00084309 | -0.0002108 | 1.7139e-10 | -3.2758e-09 | 0.0012926 | 0.0012926 | 0.0012926 | 0.97038 | -0.57268 | 0.97038 | -0.57268 | 0.35512
58 | 0.00075706 | 0.00018924 | -0.00075706 | -0.00018937 | 5.7977e-09 | -1.3805e-07 | 0.0011607 | 0.0011608 | 0.0011608 | 0.97038 | -0.57268 | 0.97038 | -0.57284 | 0.31889
59 | 0.000337 | 8.4097e-05 | -0.000337 | -8.4459e-05 | 2.9487e-09 | -3.6195e-07 | 0.00051664 | 0.00051677 | 0.00051677 | 0.97038 | -0.57284 | 0.97037 | -0.57303 | 0.14197
60 | -8.3963e-05 | -2.1043e-05 | 8.3963e-05 | 2.1036e-05 | 3.545e-12 | -6.727e-09 | 0.00012856 | 0.00012856 | 0.00012856 | 0.97182 | -0.5441 | 0.97182 | -0.5441 | 0.035319
61 | -0.00017077 | -4.2791e-05 | 0.00017077 | 4.2746e-05 | 9.3751e-11 | -4.5255e-08 | 0.00026147 | 0.00026145 | 0.00026147 | 0.97182 | -0.5441 | 0.97182 | -0.54409 | 0.071832
62 | -0.00055814 | -0.00013983 | 0.00055814 | 0.00013953 | 6.6623e-09 | -2.972e-07 | 0.00085458 | 0.00085447 | 0.00085458 | 0.97182 | -0.54409 | 0.97183 | -0.54383 | 0.23478
63 | 0.015971 | 0.0039508 | -0.01597 | -0.0039509 | 6.8791e-07 | -1.6882e-07 | 0.024435 | 0.024435 | 0.024435 | 0.97183 | -0.54383 | 0.97179 | -0.54475 | 1.6782
64 | -0.016529 | -0.0040903 | 0.01654 | 0.0040881 | 1.1707e-05 | -2.1937e-06 | 0.025289 | 0.025286 | 0.025289 | 0.97183 | -0.54383 | 0.97258 | -0.52882 | 1.7369
65 | 0.012013 | 0.0030108 | -0.012012 | -0.0030105 | 6.5695e-07 | 3.5623e-07 | 0.018389 | 0.018389 | 0.018389 | 0.97207 | -0.53875 | 0.97201 | -0.5399 | 5.0518
66 | -0.01363 | -0.0034162 | 0.013632 | 0.0034175 | 2.3169e-06 | 1.3069e-06 | 0.020865 | 0.020865 | 0.020865 | 0.97207 | -0.53875 | 0.97225 | -0.53518 | 5.7321
67 | 0.010395 | 0.0026052 | -0.010394 | -0.0026047 | 1.0026e-06 | 5.1082e-07 | 0.015914 | 0.015914 | 0.015914 | 0.97201 | -0.5399 | 0.97191 | -0.54192 | 4.3719
68 | 0.011843 | 0.00297 | -0.011837 | -0.0029666 | 6.3015e-06 | 3.3991e-06 | 0.018127 | 0.018127 | 0.018127 | 0.97225 | -0.53518 | 0.97168 | -0.54635 | 4.98
69 | -0.025476 | -0.0063876 | 0.025524 | 0.0064175 | 4.8369e-05 | 2.9902e-05 | 0.038992 | 0.038991 | 0.038992 | 0.97225 | -0.53518 | 0.97426 | -0.49542 | 10.712
70 | 0.0087779 | 0.0021997 | -0.0087777 | -0.0021996 | 1.6793e-07 | 7.6747e-08 | 0.013439 | 0.013439 | 0.013439 | 0.97191 | -0.54192 | 0.97189 | -0.54232 | 3.6921
71 | 0.01587 | 0.0039801 | -0.015866 | -0.0039772 | 4.851e-06 | 2.8306e-06 | 0.02424 | 0.02424 | 0.02424 | 0.97426 | -0.49542 | 0.97394 | -0.50184 | 6.6594
72 | 0.04332 | 0.010801 | -0.043306 | -0.010794 | 1.4376e-05 | 7.4553e-06 | 0.066144 | 0.066144 | 0.066144 | 0.97426 | -0.49542 | 0.97391 | -0.50242 | 4.5429
73 | -0.084715 | -0.021199 | 0.084774 | 0.021235 | 5.9233e-05 | 3.6027e-05 | 0.12938 | 0.12937 | 0.12938 | 0.97426 | -0.49542 | 0.97501 | -0.48074 | 8.8856
74 | 0.0079478 | 0.0019916 | -0.0079475 | -0.0019914 | 3.4247e-07 | 1.4275e-07 | 0.012168 | 0.012168 | 0.012168 | 0.97189 | -0.54232 | 0.97184 | -0.54323 | 3.343
75 | 0.018085 | 0.0044711 | -0.018084 | -0.0044711 | 1.5553e-06 | -8.4776e-08 | 0.027629 | 0.027629 | 0.027629 | 0.97325 | -0.51547 | 0.97316 | -0.51729 | 1.8976
76 | 0.00024034 | 5.9689e-05 | -0.00024034 | -5.9973e-05 | 1.1603e-09 | -2.8424e-07 | 0.00036726 | 0.00036736 | 0.00036736 | 0.97325 | -0.51547 | 0.97325 | -0.51557 | 0.10092
77 | -0.018326 | -0.0045308 | 0.018329 | 0.0045306 | 2.8312e-06 | -1.0365e-07 | 0.027996 | 0.027995 | 0.027996 | 0.97325 | -0.51547 | 0.97342 | -0.51219 | 1.9228
78 | 0.017763 | 0.0043906 | -0.017761 | -0.0043908 | 1.372e-06 | -1.0938e-07 | 0.027138 | 0.027139 | 0.027139 | 0.97316 | -0.51729 | 0.97308 | -0.51893 | 1.8639
79 | 0.00024034 | 5.9973e-05 | -0.00024034 | -6.0234e-05 | 1.0663e-09 | -2.6108e-07 | 0.00036736 | 0.00036746 | 0.00036746 | 0.97325 | -0.51557 | 0.97324 | -0.51566 | 0.10095
80 | -0.031207 | -0.0077583 | 0.031216 | 0.0077618 | 8.5215e-06 | 3.4652e-06 | 0.047682 | 0.047682 | 0.047682 | 0.97342 | -0.51219 | 0.97371 | -0.50642 | 3.2749
81 | 0.013176 | 0.0033032 | -0.013173 | -0.0033013 | 3.5622e-06 | 1.9882e-06 | 0.020132 | 0.020132 | 0.020132 | 0.97394 | -0.50184 | 0.97365 | -0.50751 | 5.5307
82 | 0.043306 | 0.010794 | -0.043297 | -0.01079 | 8.2314e-06 | 4.2694e-06 | 0.066144 | 0.066145 | 0.066145 | 0.97391 | -0.50242 | 0.97371 | -0.50642 | 4.5429
83 | -0.097528 | -0.024432 | 0.097619 | 0.024488 | 9.0464e-05 | 5.5722e-05 | 0.14884 | 0.14884 | 0.14884 | 0.97501 | -0.48074 | 0.97599 | -0.46128 | 10.2225
84 | 0.012755 | 0.0031975 | -0.012751 | -0.0031954 | 3.8079e-06 | 2.1029e-06 | 0.019466 | 0.019466 | 0.019466 | 0.97501 | -0.48074 | 0.97469 | -0.487 | 5.3478
85 | 0.017415 | 0.0043048 | -0.017412 | -0.0043052 | 3.8382e-06 | -4.1432e-07 | 0.026613 | 0.026614 | 0.026614 | 0.97296 | -0.52138 | 0.97272 | -0.52606 | 1.8279
86 | -0.017415 | -0.0043048 | 0.017417 | 0.0043046 | 2.016e-06 | -2.1827e-07 | 0.026613 | 0.026613 | 0.026613 | 0.97296 | -0.52138 | 0.97308 | -0.51893 | 1.8278
87 | 0.017412 | 0.0043052 | -0.017409 | -0.0043055 | 2.2703e-06 | -2.4432e-07 | 0.026614 | 0.026615 | 0.026615 | 0.97272 | -0.52606 | 0.97258 | -0.52882 | 1.8279
88 | 0.0016684 | 0.00041797 | -0.0016684 | -0.00041814 | 3.83e-08 | -1.7273e-07 | 0.0025437 | 0.0025438 | 0.0025438 | 0.97598 | -0.46154 | 0.97596 | -0.46202 | 0.69884
89 | -0.0016684 | -0.00041797 | 0.0016685 | 0.00041787 | 2.0949e-08 | -9.449e-08 | 0.0025437 | 0.0025437 | 0.0025437 | 0.97598 | -0.46154 | 0.97599 | -0.46128 | 0.69882
90 | -0.099287 | -0.024906 | 0.099359 | 0.02495 | 7.142e-05 | 4.4046e-05 | 0.15138 | 0.15138 | 0.15138 | 0.97599 | -0.46128 | 0.97676 | -0.4462 | 10.3972
91 | 0.0066581 | 0.0016683 | -0.006658 | -0.0016683 | 1.573e-07 | 5.0661e-08 | 0.010194 | 0.010194 | 0.010194 | 0.97184 | -0.54323 | 0.97182 | -0.54372 | 2.8007
92 | 0.00086882 | 0.00021734 | -0.00086881 | -0.00021756 | 1.2242e-08 | -2.2148e-07 | 0.0013291 | 0.0013292 | 0.0013292 | 0.97258 | -0.52882 | 0.97257 | -0.52912 | 0.36516
93 | 0.0070418 | 0.0017647 | -0.0070411 | -0.0017644 | 7.8235e-07 | 2.767e-07 | 0.010762 | 0.010762 | 0.010762 | 0.97365 | -0.50751 | 0.97353 | -0.50984 | 2.9566
94 | 0.0069275 | 0.0017359 | -0.0069257 | -0.0017353 | 1.8316e-06 | 6.2813e-07 | 0.010576 | 0.010576 | 0.010576 | 0.97469 | -0.487 | 0.97441 | -0.49256 | 2.9055
95 | 0.00044631 | 0.00011167 | -0.00044631 | -0.0001118 | 1.8348e-09 | -1.2906e-07 | 0.00068278 | 0.00068283 | 0.00068283 | 0.97257 | -0.52912 | 0.97257 | -0.52921 | 0.18759
96 | -0.101 | -0.025362 | 0.10101 | 0.025365 | 5.0646e-06 | 3.1271e-06 | 0.15388 | 0.15388 | 0.15388 | 0.97676 | -0.4462 | 0.97681 | -0.44515 | 10.569
97 | 0.016749 | 0.0041991 | -0.016745 | -0.004197 | 3.6201e-06 | 2.1227e-06 | 0.025227 | 0.025227 | 0.025227 | 0.98795 | -0.23201 | 0.98771 | -0.23655 | 6.9306
98 | -0.016749 | -0.0041991 | 0.016752 | 0.0042007 | 2.8054e-06 | 1.6449e-06 | 0.025227 | 0.025227 | 0.025227 | 0.98795 | -0.23201 | 0.98813 | -0.2285 | 6.9306
99 | 0.012917 | 0.0032376 | -0.012917 | -0.0032372 | 6.7174e-07 | 3.6937e-07 | 0.01946 | 0.01946 | 0.01946 | 0.98771 | -0.23655 | 0.98766 | -0.23764 | 5.3462
100 | 0.0076604 | 0.0019199 | -0.0076602 | -0.0019198 | 2.0565e-07 | 7.8828e-08 | 0.011536 | 0.011536 | 0.011536 | 0.98813 | -0.2285 | 0.9881 | -0.22906 | 3.1692
101 | -0.024412 | -0.0061206 | 0.024421 | 0.0061259 | 8.502e-06 | 5.2263e-06 | 0.036763 | 0.036763 | 0.036763 | 0.98813 | -0.2285 | 0.9885 | -0.22119 | 10.0997
102 | -0.17354 | -0.043904 | 0.17368 | 0.043991 | 0.00013745 | 8.6825e-05 | 0.25903 | 0.25903 | 0.25903 | 0.99748 | -0.048036 | 0.99835 | -0.031544 | 17.7904
103 | 0.17354 | 0.043904 | -0.17329 | -0.043743 | 0.00025167 | 0.00016055 | 0.25903 | 0.25903 | 0.25903 | 0.99748 | -0.048036 | 0.9959 | -0.078307 | 35.5809
104 | -0.17945 | -0.045436 | 0.17955 | 0.045502 | 0.00010465 | 6.6163e-05 | 0.26762 | 0.26762 | 0.26762 | 0.99835 | -0.031544 | 0.99898 | -0.019406 | 18.3808
105 | 0.13258 | 0.033539 | -0.13244 | -0.033451 | 0.00013901 | 8.8845e-05 | 0.19821 | 0.19821 | 0.19821 | 0.9959 | -0.078307 | 0.99476 | -0.10018 | 54.452
106 | 0.040708 | 0.010204 | -0.040705 | -0.010202 | 3.3951e-06 | 2.141e-06 | 0.060824 | 0.060824 | 0.060824 | 0.9959 | -0.078307 | 0.99581 | -0.080058 | 16.7098
107 | 0.17972 | 0.045608 | -0.17955 | -0.045502 | 0.00016758 | 0.00010595 | 0.26762 | 0.26762 | 0.26762 | 1 | 0 | 0.99898 | -0.019406 | 18.3808
108 | 0.40625 | 0.10503 | -0.40557 | -0.1046 | 0.00067492 | 0.00043092 | 0.60565 | 0.60565 | 0.60565 | 1 | 0 | 0.99819 | -0.034098 | 41.5967
109 | 0.40487 | 0.10442 | -0.40482 | -0.10439 | 4.9757e-05 | 3.1768e-05 | 0.60459 | 0.60459 | 0.60459 | 0.99819 | -0.034098 | 0.99805 | -0.036621 | 41.5243
110 | -0.010813 | -0.00271 | 0.010815 | 0.002711 | 1.927e-06 | 9.8514e-07 | 0.016286 | 0.016286 | 0.016286 | 0.98796 | -0.23171 | 0.98815 | -0.22797 | 4.4742
111 | 0.011408 | 0.0028595 | -0.011406 | -0.0028587 | 1.5596e-06 | 8.1764e-07 | 0.017179 | 0.017179 | 0.017179 | 0.98815 | -0.22797 | 0.98801 | -0.23084 | 4.7195
112 | -0.022223 | -0.0055705 | 0.022228 | 0.0055735 | 4.7951e-06 | 2.9225e-06 | 0.033465 | 0.033465 | 0.033465 | 0.98815 | -0.22797 | 0.98839 | -0.22344 | 9.1937
113 | 0.005828 | 0.0014602 | -0.0058279 | -0.0014602 | 1.2599e-07 | 2.8358e-08 | 0.0089235 | 0.0089235 | 0.0089235 | 0.97182 | -0.54372 | 0.97179 | -0.54418 | 2.4515
114 | 0.0049979 | 0.0012522 | -0.0049971 | -0.0012521 | 7.5544e-07 | 5.7373e-08 | 0.0076527 | 0.0076528 | 0.0076528 | 0.97179 | -0.54418 | 0.97163 | -0.54735 | 2.1024
115 | 0.0040336 | 0.0010107 | -0.0040336 | -0.0010107 | 3.8903e-08 | -8.7747e-09 | 0.0061772 | 0.0061772 | 0.0061772 | 0.97163 | -0.54735 | 0.97162 | -0.54755 | 1.697
116 | 0.0024127 | 0.00060445 | -0.0024126 | -0.00060457 | 6.9053e-08 | -1.2285e-07 | 0.0036949 | 0.003695 | 0.003695 | 0.97162 | -0.54755 | 0.97159 | -0.54816 | 1.0151
117 | 0.00158 | 0.00039589 | -0.00158 | -0.00039595 | 1.0695e-08 | -5.3475e-08 | 0.0024198 | 0.0024198 | 0.0024198 | 0.97159 | -0.54816 | 0.97158 | -0.5483 | 0.66479
118 | 0.00081294 | 0.0002037 | -0.00081294 | -0.00020374 | 1.8411e-09 | -3.8045e-08 | 0.001245 | 0.001245 | 0.001245 | 0.97158 | -0.5483 | 0.97158 | -0.54835 | 0.34204
119 | 0.0064891 | 0.0016259 | -0.0064885 | -0.0016257 | 6.7008e-07 | 2.0308e-07 | 0.0099189 | 0.009919 | 0.009919 | 0.97347 | -0.51099 | 0.97336 | -0.51316 | 2.725
120 | -0.011932 | -0.00299 | 0.011935 | 0.0029915 | 2.8367e-06 | 1.5327e-06 | 0.018239 | 0.018238 | 0.018239 | 0.97347 | -0.51099 | 0.97372 | -0.506 | 5.0106
121 | 0.0061275 | 0.0015352 | -0.0061265 | -0.001535 | 9.7731e-07 | 2.5637e-07 | 0.0093672 | 0.0093673 | 0.0093673 | 0.97336 | -0.51316 | 0.97319 | -0.51651 | 2.5734
122 | -0.011935 | -0.0029915 | 0.011936 | 0.0029921 | 1.0925e-06 | 5.9023e-07 | 0.018238 | 0.018238 | 0.018238 | 0.97372 | -0.506 | 0.97382 | -0.50408 | 5.0106
123 | 0.0061265 | 0.001535 | -0.0061259 | -0.0015348 | 6.7727e-07 | 1.7774e-07 | 0.0093673 | 0.0093674 | 0.0093674 | 0.97319 | -0.51651 | 0.97307 | -0.51883 | 2.5735
124 | 0.021478 | 0.0053897 | -0.021471 | -0.0053853 | 7.2299e-06 | 4.4045e-06 | 0.032822 | 0.032822 | 0.032822 | 0.97382 | -0.50408 | 0.97346 | -0.51114 | 9.0169
125 | -0.033414 | -0.0083817 | 0.033428 | 0.0083906 | 1.4155e-05 | 8.8787e-06 | 0.05106 | 0.05106 | 0.05106 | 0.97382 | -0.50408 | 0.97427 | -0.4952 | 14.0275
126 | 0.0047601 | 0.0011925 | -0.004759 | -0.0011925 | 1.1089e-06 | 1.6589e-08 | 0.0072789 | 0.0072792 | 0.0072792 | 0.97307 | -0.51883 | 0.97282 | -0.52372 | 1.9998
127 | 0.01782 | 0.0044709 | -0.017806 | -0.0044625 | 1.4083e-05 | 8.3845e-06 | 0.027241 | 0.027241 | 0.027241 | 0.97346 | -0.51114 | 0.97262 | -0.52773 | 7.4838
128 | 0.0036512 | 0.00091433 | -0.0036505 | -0.00091464 | 7.1651e-07 | -3.039e-07 | 0.0055809 | 0.0055811 | 0.0055811 | 0.97346 | -0.51114 | 0.97325 | -0.51526 | 1.5333
129 | -0.034362 | -0.0086247 | 0.034372 | 0.0086308 | 9.6523e-06 | 6.0611e-06 | 0.052486 | 0.052486 | 0.052486 | 0.97427 | -0.4952 | 0.97457 | -0.48931 | 14.4193
130 | 0.0036505 | 0.00091464 | -0.0036502 | -0.00091476 | 2.8925e-07 | -1.2257e-07 | 0.0055811 | 0.0055813 | 0.0055813 | 0.97325 | -0.51526 | 0.97317 | -0.51693 | 1.5333
131 | 0.00058925 | 0.00014762 | -0.00058925 | -0.00014768 | 1.5794e-09 | -6.3454e-08 | 0.00090097 | 0.00090099 | 0.00090099 | 0.97317 | -0.51693 | 0.97317 | -0.51698 | 0.24753
132 | 0.004759 | 0.0011925 | -0.0047583 | -0.0011925 | 7.0619e-07 | 1.0773e-08 | 0.0072792 | 0.0072793 | 0.0072793 | 0.97282 | -0.52372 | 0.97267 | -0.52684 | 1.9998
133 | 0.0096704 | 0.002424 | -0.0096688 | -0.0024232 | 1.6037e-06 | 7.8198e-07 | 0.014765 | 0.014766 | 0.014766 | 0.97457 | -0.48931 | 0.97439 | -0.49279 | 4.0565
134 | -0.044042 | -0.011055 | 0.044072 | 0.011073 | 2.937e-05 | 1.8581e-05 | 0.067252 | 0.067252 | 0.067252 | 0.97457 | -0.48931 | 0.97528 | -0.47534 | 18.4758
135 | 0.0041005 | 0.0010276 | -0.0041004 | -0.0010276 | 1.2641e-07 | -2.5419e-08 | 0.006273 | 0.0062731 | 0.0062731 | 0.97267 | -0.52684 | 0.97263 | -0.52749 | 1.7234
136 | 0.021685 | 0.005436 | -0.021682 | -0.005434 | 3.218e-06 | 1.9617e-06 | 0.033086 | 0.033086 | 0.033086 | 0.97528 | -0.47534 | 0.97512 | -0.47845 | 9.0896
137 | -0.065757 | -0.016509 | 0.065852 | 0.01657 | 9.4845e-05 | 6.0387e-05 | 0.10034 | 0.10034 | 0.10034 | 0.97528 | -0.47534 | 0.97681 | -0.44515 | 27.5653
138 | -0.0041003 | -0.0010276 | 0.0041004 | 0.0010276 | 5.5412e-08 | -1.114e-08 | 0.0062731 | 0.0062731 | 0.0062731 | 0.97262 | -0.52777 | 0.97263 | -0.52749 | 1.7234
139 | -0.0043857 | -0.0010857 | 0.0043858 | 0.0010857 | 5.5452e-08 | -6.1122e-09 | 0.0066733 | 0.0066733 | 0.0066733 | 0.97723 | -0.43774 | 0.97724 | -0.43747 | 1.8333
140 | 0.0021931 | 0.00053618 | -0.002193 | -0.00053651 | 1.4183e-07 | -3.3529e-07 | 0.0033347 | 0.0033348 | 0.0033348 | 0.97723 | -0.43774 | 0.97716 | -0.43912 | 0.91616
141 | -0.0065671 | -0.0016324 | 0.0065682 | 0.0016327 | 1.1074e-06 | 3.3828e-07 | 0.0099947 | 0.0099945 | 0.0099947 | 0.97724 | -0.43747 | 0.97742 | -0.43391 | 2.7458
142 | 0.002193 | 0.00053651 | -0.0021923 | -0.00053825 | 7.3792e-07 | -1.7429e-06 | 0.0033348 | 0.0033356 | 0.0033356 | 0.97716 | -0.43912 | 0.9768 | -0.44631 | 0.91638
143 | -0.012878 | -0.003214 | 0.012883 | 0.0032163 | 4.2367e-06 | 2.3428e-06 | 0.019601 | 0.019601 | 0.019601 | 0.97742 | -0.43391 | 0.97777 | -0.42699 | 5.3849
144 | 0.0063102 | 0.0015813 | -0.0063098 | -0.0015812 | 4.2274e-07 | 1.1746e-07 | 0.0096065 | 0.0096066 | 0.0096066 | 0.97742 | -0.43391 | 0.97735 | -0.43532 | 2.6392
145 | 0.0021923 | 0.00053825 | -0.0021905 | -0.00054227 | 1.7041e-06 | -4.0148e-06 | 0.0033356 | 0.0033374 | 0.0033374 | 0.9768 | -0.44631 | 0.97597 | -0.46283 | 0.91687
146 | -0.014273 | -0.0035649 | 0.014278 | 0.0035676 | 4.806e-06 | 2.7349e-06 | 0.021718 | 0.021717 | 0.021718 | 0.97777 | -0.42699 | 0.97813 | -0.4199 | 5.9664
147 | 0.0037343 | 0.00093568 | -0.0037341 | -0.00093576 | 1.9825e-07 | -7.8071e-08 | 0.0056853 | 0.0056854 | 0.0056854 | 0.97735 | -0.43532 | 0.97729 | -0.43643 | 1.5619
148 | -0.014278 | -0.0035676 | 0.014283 | 0.0035705 | 5.0918e-06 | 2.8973e-06 | 0.021717 | 0.021717 | 0.021717 | 0.97813 | -0.4199 | 0.97851 | -0.4124 | 5.9663
149 | -0.016651 | -0.004164 | 0.016653 | 0.0041653 | 2.2858e-06 | 1.3434e-06 | 0.025318 | 0.025318 | 0.025318 | 0.97851 | -0.4124 | 0.97866 | -0.40952 | 6.9555
150 | 0.0018971 | 0.00046873 | -0.0018971 | -0.00046883 | 2.9618e-08 | -9.921e-08 | 0.00289 | 0.0028901 | 0.0028901 | 0.97597 | -0.46283 | 0.97595 | -0.46316 | 0.79398
151 | 0.0037341 | 0.00093576 | -0.0037339 | -0.00093581 | 1.2578e-07 | -4.9516e-08 | 0.0056854 | 0.0056855 | 0.0056855 | 0.97729 | -0.43643 | 0.97725 | -0.43714 | 1.5619
152 | -0.019597 | -0.004903 | 0.019599 | 0.0049045 | 2.5147e-06 | 1.5144e-06 | 0.029793 | 0.029793 | 0.029793 | 0.97866 | -0.40952 | 0.97879 | -0.40682 | 8.185
153 | 0.0015269 | 0.00037606 | -0.0015269 | -0.00037621 | 2.721e-08 | -1.5021e-07 | 0.0023257 | 0.0023258 | 0.0023258 | 0.97595 | -0.46316 | 0.97593 | -0.46354 | 0.63895
154 | 0.00081491 | 0.00019777 | -0.00081465 | -0.00020333 | 2.6507e-07 | -5.5613e-06 | 0.0012402 | 0.0012422 | 0.0012422 | 0.97593 | -0.46354 | 0.97559 | -0.47047 | 0.34128
155 | 0.00050995 | 0.00012696 | -0.00050994 | -0.00012749 | 9.7437e-09 | -5.3032e-07 | 0.00077751 | 0.0007777 | 0.0007777 | 0.97559 | -0.47047 | 0.97557 | -0.47087 | 0.21365
156 | -0.0032057 | -0.00080342 | 0.0032058 | 0.00080331 | 1.4444e-07 | -1.1118e-07 | 0.0048748 | 0.0048747 | 0.0048748 | 0.97853 | -0.41161 | 0.97857 | -0.41066 | 1.3392
157 | 0.019133 | 0.0048001 | -0.019122 | -0.0047937 | 1.0604e-05 | 6.3672e-06 | 0.029095 | 0.029095 | 0.029095 | 0.97857 | -0.41066 | 0.97798 | -0.42229 | 7.9932
158 | -0.022339 | -0.0056034 | 0.022348 | 0.0056091 | 9.2941e-06 | 5.6783e-06 | 0.03397 | 0.03397 | 0.03397 | 0.97857 | -0.41066 | 0.97902 | -0.40194 | 9.3324
159 | 0.013247 | 0.0033213 | -0.013244 | -0.0033193 | 3.5525e-06 | 1.9811e-06 | 0.020156 | 0.020157 | 0.020157 | 0.97798 | -0.42229 | 0.9777 | -0.42792 | 5.5375
160 | 0.18626 | 0.046938 | -0.18607 | -0.046819 | 0.00018747 | 0.00011873 | 0.28319 | 0.28319 | 0.28319 | 0.97902 | -0.40194 | 0.97794 | -0.423 | 19.4496
161 | 0.017556 | 0.0044041 | -0.017545 | -0.0043979 | 1.0507e-05 | 6.2297e-06 | 0.026685 | 0.026685 | 0.026685 | 0.97902 | -0.40194 | 0.97838 | -0.4145 | 7.331
162 | -0.22616 | -0.056951 | 0.22631 | 0.057048 | 0.00015285 | 9.7127e-05 | 0.34384 | 0.34384 | 0.34384 | 0.97902 | -0.40194 | 0.97974 | -0.38781 | 23.6154
163 | 0.0074898 | 0.0018773 | -0.0074895 | -0.0018772 | 2.3156e-07 | 8.8606e-08 | 0.011399 | 0.011399 | 0.011399 | 0.9777 | -0.42792 | 0.97766 | -0.42857 | 3.1317
164 | 0.0086603 | 0.0021708 | -0.0086589 | -0.0021701 | 1.4184e-06 | 6.3249e-07 | 0.013153 | 0.013153 | 0.013153 | 0.97974 | -0.38781 | 0.97957 | -0.39125 | 3.6135
165 | -0.23497 | -0.059219 | 0.23524 | 0.059389 | 0.0002673 | 0.00016995 | 0.35699 | 0.35699 | 0.35699 | 0.97974 | -0.38781 | 0.98096 | -0.36406 | 24.5188
166 | -0.23956 | -0.06047 | 0.23988 | 0.060679 | 0.00032863 | 0.00020898 | 0.36354 | 0.36354 | 0.36354 | 0.98096 | -0.36406 | 0.98243 | -0.33547 | 24.9681
167 | 0.0086657 | 0.0021723 | -0.0086633 | -0.0021712 | 2.401e-06 | 1.0747e-06 | 0.013186 | 0.013186 | 0.013186 | 0.97794 | -0.423 | 0.97765 | -0.42882 | 3.6225
168 | 0.1774 | 0.044647 | -0.17735 | -0.044609 | 5.9303e-05 | 3.7519e-05 | 0.27 | 0.27 | 0.27 | 0.97794 | -0.423 | 0.97759 | -0.43 | 18.544
169 | 0.01555 | 0.0038978 | -0.015548 | -0.0038967 | 1.7967e-06 | 1.0423e-06 | 0.02365 | 0.02365 | 0.02365 | 0.97838 | -0.4145 | 0.97826 | -0.41692 | 6.4973
170 | -0.0074888 | -0.0018769 | 0.0074895 | 0.0018772 | 7.8835e-07 | 3.0169e-07 | 0.011399 | 0.011399 | 0.011399 | 0.97755 | -0.43078 | 0.97766 | -0.42857 | 3.1317
171 | 0.0077245 | 0.0019358 | -0.0077241 | -0.0019356 | 3.9297e-07 | 1.5457e-07 | 0.0117 | 0.0117 | 0.0117 | 0.98243 | -0.33547 | 0.98237 | -0.33654 | 3.2142
172 | -0.24761 | -0.062614 | 0.24778 | 0.06272 | 0.00016666 | 0.00010602 | 0.37524 | 0.37524 | 0.37524 | 0.98243 | -0.33547 | 0.98315 | -0.32145 | 25.7717
173 | 0.16698 | 0.042011 | -0.16696 | -0.042001 | 1.5457e-05 | 9.7643e-06 | 0.25422 | 0.25422 | 0.25422 | 0.97759 | -0.43 | 0.97749 | -0.43193 | 17.4603
174 | 0.16696 | 0.042001 | -0.16686 | -0.041935 | 0.00010535 | 6.6555e-05 | 0.25422 | 0.25422 | 0.25422 | 0.97749 | -0.43193 | 0.97681 | -0.44515 | 17.4603
175 | 0.0064014 | 0.0016039 | -0.0064013 | -0.0016039 | 3.155e-08 | 9.225e-09 | 0.0097753 | 0.0097753 | 0.0097753 | 0.97441 | -0.49256 | 0.9744 | -0.49266 | 2.6855
176 | 0.0058855 | 0.0014746 | -0.0058848 | -0.0014744 | 6.9809e-07 | 1.5976e-07 | 0.0089877 | 0.0089878 | 0.0089878 | 0.9744 | -0.49266 | 0.97428 | -0.49515 | 2.4692
177 | 0.0054035 | 0.0013538 | -0.0054033 | -0.0013538 | 1.9104e-07 | 2.9121e-08 | 0.0082526 | 0.0082527 | 0.0082527 | 0.97428 | -0.49515 | 0.97424 | -0.49589 | 2.2672
178 | 0.0048876 | 0.0012245 | -0.0048872 | -0.0012245 | 3.0526e-07 | 1.3482e-08 | 0.0074649 | 0.007465 | 0.007465 | 0.97424 | -0.49589 | 0.97417 | -0.4972 | 2.0508
179 | 0.0035956 | 0.00090078 | -0.0035955 | -0.00090082 | 8.8596e-08 | -4.0819e-08 | 0.005492 | 0.005492 | 0.005492 | 0.97417 | -0.4972 | 0.97415 | -0.49772 | 1.5088
180 | 0.0012419 | 0.00031102 | -0.0012419 | -0.00031124 | 2.5737e-08 | -2.2037e-07 | 0.0018981 | 0.0018982 | 0.0018982 | 0.97353 | -0.50984 | 0.97351 | -0.51028 | 0.52149
181 | -0.0013363 | -0.00033491 | 0.0013364 | 0.00033427 | 8.7086e-08 | -6.3775e-07 | 0.0020416 | 0.0020414 | 0.0020416 | 0.97395 | -0.50176 | 0.97402 | -0.50039 | 0.56088
182 | -0.0031414 | -0.00078656 | 0.0031417 | 0.00078634 | 2.7185e-07 | -2.1786e-07 | 0.0047989 | 0.0047988 | 0.0047989 | 0.97402 | -0.50039 | 0.97411 | -0.49857 | 1.3184
183 | 0.001805 | 0.00045229 | -0.001805 | -0.00045238 | 2.3659e-08 | -8.8125e-08 | 0.0027575 | 0.0027576 | 0.0027576 | 0.97402 | -0.50039 | 0.974 | -0.50067 | 0.75758
184 | -0.0063563 | -0.001592 | 0.0063577 | 0.0015924 | 1.3982e-06 | 4.0236e-07 | 0.0097094 | 0.0097092 | 0.0097094 | 0.97411 | -0.49857 | 0.97434 | -0.49396 | 2.6674
185 | 0.0089914 | 0.0022535 | -0.0089907 | -0.0022532 | 6.7623e-07 | 3.1368e-07 | 0.013732 | 0.013732 | 0.013732 | 0.97434 | -0.49396 | 0.97426 | -0.49553 | 3.7724
186 | -0.015349 | -0.0038459 | 0.015353 | 0.003848 | 3.6325e-06 | 2.1052e-06 | 0.023441 | 0.023441 | 0.023441 | 0.97434 | -0.49396 | 0.9746 | -0.48899 | 6.4398
187 | 0.0089907 | 0.0022532 | -0.0089886 | -0.0022522 | 2.113e-06 | 9.8031e-07 | 0.013732 | 0.013732 | 0.013732 | 0.97426 | -0.49553 | 0.97401 | -0.50047 | 3.7725
188 | -0.016545 | -0.0041467 | 0.016548 | 0.0041487 | 3.3121e-06 | 1.9472e-06 | 0.025261 | 0.025261 | 0.025261 | 0.9746 | -0.48899 | 0.97481 | -0.48479 | 6.9397
189 | -0.002303 | -0.00057695 | 0.0023032 | 0.00057666 | 1.426e-07 | -2.9103e-07 | 0.0035185 | 0.0035184 | 0.0035185 | 0.97395 | -0.50177 | 0.97401 | -0.50047 | 0.96662
190 | 0.002303 | 0.00057695 | -0.0023029 | -0.00057717 | 1.0496e-07 | -2.1415e-07 | 0.0035185 | 0.0035186 | 0.0035186 | 0.97395 | -0.50177 | 0.9739 | -0.50273 | 0.96665
191 | -0.01879 | -0.0047105 | 0.018793 | 0.0047127 | 3.722e-06 | 2.2317e-06 | 0.028682 | 0.028682 | 0.028682 | 0.97481 | -0.48479 | 0.97502 | -0.48063 | 7.8798
192 | -0.12571 | -0.031797 | 0.12583 | 0.031869 | 0.00011311 | 7.2282e-05 | 0.19014 | 0.19014 | 0.19014 | 0.98435 | -0.29835 | 0.98531 | -0.27961 | 52.2373
193 | 0.12395 | 0.031355 | -0.12372 | -0.031205 | 0.00023427 | 0.00014971 | 0.18748 | 0.18748 | 0.18748 | 0.98435 | -0.29835 | 0.98232 | -0.33782 | 51.505
194 | -0.12763 | -0.03232 | 0.12772 | 0.032383 | 9.9113e-05 | 6.3342e-05 | 0.19286 | 0.19286 | 0.19286 | 0.98531 | -0.27961 | 0.98615 | -0.26346 | 52.9832
195 | 0.06761 | 0.017101 | -0.067554 | -0.017065 | 5.625e-05 | 3.5819e-05 | 0.10247 | 0.10247 | 0.10247 | 0.98232 | -0.33782 | 0.98142 | -0.35518 | 28.1517
196 | 0.056107 | 0.014105 | -0.056071 | -0.014082 | 3.5483e-05 | 2.2543e-05 | 0.085006 | 0.085006 | 0.085006 | 0.98232 | -0.33782 | 0.98164 | -0.35108 | 23.3533
197 | -0.12951 | -0.032831 | 0.12958 | 0.032876 | 7.0216e-05 | 4.4876e-05 | 0.19555 | 0.19555 | 0.19555 | 0.98615 | -0.26346 | 0.98673 | -0.25218 | 53.7232
198 | 0.066664 | 0.016842 | -0.066601 | -0.016802 | 6.3138e-05 | 4.0201e-05 | 0.10112 | 0.10112 | 0.10112 | 0.98142 | -0.35518 | 0.98041 | -0.37496 | 27.7811
199 | 0.00088987 | 0.00022287 | -0.00088986 | -0.00022302 | 8.6557e-09 | -1.5469e-07 | 0.0013491 | 0.0013492 | 0.0013492 | 0.98142 | -0.35518 | 0.98141 | -0.35538 | 0.37066
200 | 0.050747 | 0.012748 | -0.050706 | -0.012722 | 4.1105e-05 | 2.6073e-05 | 0.076936 | 0.076936 | 0.076936 | 0.98164 | -0.35108 | 0.98077 | -0.36806 | 21.1362
201 | 0.005324 | 0.0013343 | -0.0053236 | -0.0013342 | 3.9077e-07 | 4.785e-08 | 0.0080704 | 0.0080705 | 0.0080705 | 0.98164 | -0.35108 | 0.98156 | -0.35262 | 2.2172
202 | -0.38367 | -0.097502 | 0.38412 | 0.097789 | 0.00044943 | 0.0002869 | 0.57907 | 0.57907 | 0.57907 | 0.98673 | -0.25218 | 0.988 | -0.22789 | 39.7711
203 | 0.25409 | 0.064627 | -0.25374 | -0.064402 | 0.00035243 | 0.00022425 | 0.38351 | 0.38351 | 0.38351 | 0.98673 | -0.25218 | 0.98524 | -0.28101 | 26.3403
204 | 0.0016997 | 0.00042576 | -0.0016997 | -0.00042597 | 4.7877e-08 | -2.1128e-07 | 0.0025796 | 0.0025797 | 0.0025797 | 0.98041 | -0.37496 | 0.98038 | -0.37555 | 0.70872
205 | 0.064901 | 0.016376 | -0.064888 | -0.016368 | 1.3135e-05 | 8.361e-06 | 0.098544 | 0.098544 | 0.098544 | 0.98041 | -0.37496 | 0.98019 | -0.37919 | 27.0724
206 | 0.022731 | 0.0057014 | -0.022724 | -0.0056969 | 7.4307e-06 | 4.5455e-06 | 0.03449 | 0.03449 | 0.03449 | 0.98077 | -0.36806 | 0.98042 | -0.37492 | 9.4752
207 | 0.027975 | 0.0070202 | -0.027954 | -0.0070073 | 2.0809e-05 | 1.2929e-05 | 0.042446 | 0.042446 | 0.042446 | 0.98077 | -0.36806 | 0.97997 | -0.38367 | 11.6611
208 | 0.0024359 | 0.00061048 | -0.0024359 | -0.0006105 | 1.0799e-08 | -1.978e-08 | 0.0036928 | 0.0036928 | 0.0036928 | 0.98156 | -0.35262 | 0.98155 | -0.35271 | 1.0145
209 | -0.38587 | -0.098228 | 0.38625 | 0.09847 | 0.0003792 | 0.00024207 | 0.5817 | 0.5817 | 0.5817 | 0.988 | -0.22789 | 0.98906 | -0.20753 | 39.9522
210 | 0.25199 | 0.063963 | -0.2519 | -0.063907 | 8.884e-05 | 5.6525e-05 | 0.38087 | 0.38087 | 0.38087 | 0.98524 | -0.28101 | 0.98486 | -0.28834 | 26.1585
211 | 0.064888 | 0.016368 | -0.064861 | -0.016351 | 2.7265e-05 | 1.7355e-05 | 0.098544 | 0.098544 | 0.098544 | 0.98019 | -0.37919 | 0.97974 | -0.38797 | 27.0724
212 | 0.0041052 | 0.0010286 | -0.004105 | -0.0010286 | 1.9269e-07 | -4.359e-08 | 0.0062305 | 0.0062306 | 0.0062306 | 0.98042 | -0.37492 | 0.98037 | -0.37591 | 1.7117
213 | 0.018619 | 0.0046683 | -0.018617 | -0.0046669 | 2.2511e-06 | 1.3459e-06 | 0.028259 | 0.028259 | 0.028259 | 0.98042 | -0.37492 | 0.98029 | -0.37746 | 7.7635
214 | 0.025045 | 0.0062782 | -0.025038 | -0.0062738 | 7.123e-06 | 4.3933e-06 | 0.038029 | 0.038029 | 0.038029 | 0.97997 | -0.38367 | 0.97967 | -0.38964 | 10.4475
215 | -0.0020067 | -0.00050293 | 0.0020068 | 0.00050271 | 7.2683e-08 | -2.1907e-07 | 0.0030397 | 0.0030396 | 0.0030397 | 0.98234 | -0.3373 | 0.98237 | -0.33654 | 0.83508
216 | -0.38697 | -0.09865 | 0.38731 | 0.09887 | 0.00034537 | 0.00022048 | 0.58278 | 0.58278 | 0.58278 | 0.98906 | -0.20753 | 0.99002 | -0.18905 | 40.0262
217 | 0.25075 | 0.063618 | -0.25065 | -0.063558 | 9.5293e-05 | 6.0628e-05 | 0.37913 | 0.37913 | 0.37913 | 0.98486 | -0.28834 | 0.98445 | -0.29625 | 26.0391
218 | 0.063972 | 0.016128 | -0.063901 | -0.016083 | 7.0772e-05 | 4.5043e-05 | 0.097194 | 0.097194 | 0.097194 | 0.97974 | -0.38797 | 0.97856 | -0.41111 | 26.7016
219 | -0.0020876 | -0.0005232 | 0.0020876 | 0.0005231 | 4.002e-08 | -1.0614e-07 | 0.0031822 | 0.0031822 | 0.0031822 | 0.97617 | -0.45792 | 0.97619 | -0.45752 | 0.87424
220 | -0.0029672 | -0.00074354 | 0.0029672 | 0.00074352 | 1.5998e-08 | -1.5834e-08 | 0.0045229 | 0.0045229 | 0.0045229 | 0.97619 | -0.45752 | 0.9762 | -0.45741 | 1.2426
221 | 0.013669 | 0.0034259 | -0.013668 | -0.0034254 | 1.0173e-06 | 5.7335e-07 | 0.020863 | 0.020863 | 0.020863 | 0.97487 | -0.48353 | 0.97479 | -0.48509 | 5.7317
222 | -0.015333 | -0.003843 | 0.015335 | 0.0038443 | 2.1153e-06 | 1.2254e-06 | 0.023404 | 0.023404 | 0.023404 | 0.97487 | -0.48353 | 0.97502 | -0.48063 | 6.4296
223 | 0.0082761 | 0.0020741 | -0.008275 | -0.0020736 | 1.1868e-06 | 5.1242e-07 | 0.012633 | 0.012634 | 0.012634 | 0.97479 | -0.48509 | 0.97464 | -0.4881 | 3.4708
224 | -0.034128 | -0.008557 | 0.034152 | 0.0085715 | 2.3134e-05 | 1.4522e-05 | 0.052086 | 0.052086 | 0.052086 | 0.97502 | -0.48063 | 0.97574 | -0.46642 | 14.3093
225 | 0.0074725 | 0.0018725 | -0.0074724 | -0.0018725 | 8.6969e-09 | 3.3451e-09 | 0.011408 | 0.011408 | 0.011408 | 0.97464 | -0.4881 | 0.97464 | -0.48812 | 3.1342
226 | -0.03499 | -0.0087816 | 0.035007 | 0.0087925 | 1.7444e-05 | 1.096e-05 | 0.053364 | 0.053364 | 0.053364 | 0.97574 | -0.46642 | 0.97627 | -0.45597 | 14.6605
227 | 0.0046529 | 0.0011659 | -0.0046529 | -0.0011659 | 2.752e-08 | -5.1115e-10 | 0.0071036 | 0.0071036 | 0.0071036 | 0.97464 | -0.48812 | 0.97463 | -0.48825 | 1.9515
228 | -0.040774 | -0.010238 | 0.040784 | 0.010244 | 1.0563e-05 | 6.6689e-06 | 0.062153 | 0.062153 | 0.062153 | 0.97627 | -0.45597 | 0.97655 | -0.45054 | 17.075
229 | 0.00087701 | 0.00021954 | -0.000877 | -0.0002198 | 1.4426e-08 | -2.5818e-07 | 0.0013389 | 0.001339 | 0.001339 | 0.97463 | -0.48825 | 0.97462 | -0.48859 | 0.36785
230 | -0.048951 | -0.012291 | 0.048982 | 0.012311 | 3.0459e-05 | 1.9311e-05 | 0.074598 | 0.074597 | 0.074598 | 0.97655 | -0.45054 | 0.97721 | -0.43751 | 20.4938
231 | 0.008167 | 0.0020468 | -0.008166 | -0.0020463 | 1.0569e-06 | 4.4874e-07 | 0.012444 | 0.012445 | 0.012445 | 0.97655 | -0.45054 | 0.97641 | -0.45326 | 3.4188
232 | 0.013516 | 0.00339 | -0.013507 | -0.0033852 | 8.6798e-06 | 4.871e-06 | 0.020582 | 0.020582 | 0.020582 | 0.97721 | -0.43751 | 0.97653 | -0.45099 | 5.6543
233 | -0.062497 | -0.015701 | 0.062506 | 0.015706 | 8.6118e-06 | 5.4798e-06 | 0.095179 | 0.095179 | 0.095179 | 0.97721 | -0.43751 | 0.97736 | -0.43462 | 26.1481
234 | 0.0073325 | 0.0018374 | -0.0073324 | -0.0018374 | 9.1285e-08 | 3.4039e-08 | 0.011174 | 0.011174 | 0.011174 | 0.97641 | -0.45326 | 0.9764 | -0.45352 | 3.0699
235 | -0.031216 | -0.0078234 | 0.031217 | 0.0078238 | 6.9712e-07 | 4.3504e-07 | 0.046647 | 0.046647 | 0.046647 | 0.99579 | -0.080527 | 0.99581 | -0.080058 | 12.815
236 | 0.0089542 | 0.002244 | -0.008954 | -0.0022439 | 2.3367e-07 | 1.0427e-07 | 0.01338 | 0.01338 | 0.01338 | 0.99579 | -0.080527 | 0.99576 | -0.081075 | 3.6759
237 | 0.0019919 | 0.00049903 | -0.0019918 | -0.0004992 | 5.2118e-08 | -1.707e-07 | 0.0029765 | 0.0029766 | 0.0029766 | 0.99576 | -0.081075 | 0.99573 | -0.081624 | 0.81774
238 | 0.13244 | 0.033451 | -0.1323 | -0.033356 | 0.0001476 | 9.4335e-05 | 0.19821 | 0.19821 | 0.19821 | 0.99476 | -0.10018 | 0.99355 | -0.12347 | 54.4521
239 | 0.12849 | 0.032403 | -0.12827 | -0.032262 | 0.0002205 | 0.00014091 | 0.19251 | 0.19251 | 0.19251 | 0.99355 | -0.12347 | 0.99169 | -0.15939 | 52.887
240 | -0.003803 | -0.00095313 | 0.0038031 | 0.0009531 | 7.303e-08 | -2.9267e-08 | 0.005728 | 0.005728 | 0.005728 | 0.98794 | -0.23205 | 0.98796 | -0.23164 | 1.5736
241 | -0.007607 | -0.0019064 | 0.0076073 | 0.0019066 | 2.9204e-07 | 1.1093e-07 | 0.011457 | 0.011457 | 0.011457 | 0.98796 | -0.23164 | 0.98801 | -0.23084 | 3.1476
242 | 0.081108 | 0.020418 | -0.081044 | -0.020378 | 6.3639e-05 | 4.0581e-05 | 0.12173 | 0.12173 | 0.12173 | 0.99169 | -0.15939 | 0.99084 | -0.17582 | 33.4431
243 | 0.047163 | 0.011844 | -0.047141 | -0.01183 | 2.1731e-05 | 1.3759e-05 | 0.070776 | 0.070776 | 0.070776 | 0.99169 | -0.15939 | 0.99119 | -0.16905 | 19.4439
244 | 0.0011025 | 0.00027614 | -0.0011025 | -0.00027631 | 1.4189e-08 | -1.7101e-07 | 0.0016503 | 0.0016504 | 0.0016504 | 0.99406 | -0.11211 | 0.99404 | -0.11238 | 0.4534
245 | -0.0011025 | -0.00027614 | 0.0011025 | 0.00027602 | 9.9534e-09 | -1.1998e-07 | 0.0016503 | 0.0016503 | 0.0016503 | 0.99406 | -0.11211 | 0.99407 | -0.11192 | 0.45338
246 | 0.39418 | 0.10116 | -0.39333 | -0.10062 | 0.00084616 | 0.0005402 | 0.59089 | 0.59089 | 0.59089 | 0.99407 | -0.11192 | 0.99174 | -0.15626 | 40.5834
247 | -0.39528 | -0.10143 | 0.39622 | 0.10204 | 0.00094027 | 0.00060029 | 0.59254 | 0.59254 | 0.59254 | 0.99407 | -0.11192 | 0.99665 | -0.063026 | 40.6967
248 | 0.01806 | 0.0045273 | -0.018051 | -0.0045217 | 9.4555e-06 | 5.6118e-06 | 0.027145 | 0.027146 | 0.027146 | 0.99002 | -0.19182 | 0.98945 | -0.20281 | 7.4576
249 | -0.021892 | -0.0054877 | 0.021902 | 0.0054937 | 9.918e-06 | 6.0333e-06 | 0.032905 | 0.032905 | 0.032905 | 0.99002 | -0.19182 | 0.99051 | -0.18231 | 9.0399
250 | 0.01431 | 0.0035841 | -0.014307 | -0.0035823 | 3.2398e-06 | 1.8339e-06 | 0.02152 | 0.02152 | 0.02152 | 0.98945 | -0.20281 | 0.98921 | -0.20757 | 5.912
251 | 0.016155 | 0.0040504 | -0.016151 | -0.0040478 | 4.4088e-06 | 2.5648e-06 | 0.02427 | 0.02427 | 0.02427 | 0.99051 | -0.18231 | 0.99021 | -0.18804 | 6.6677
252 | -0.038058 | -0.0095441 | 0.038082 | 0.0095593 | 2.4078e-05 | 1.5157e-05 | 0.057175 | 0.057175 | 0.057175 | 0.99051 | -0.18231 | 0.99119 | -0.16905 | 15.7075
253 | 0.0015312 | 0.00038045 | -0.0015312 | -0.00038054 | 1.6671e-08 | -9.7009e-08 | 0.0023022 | 0.0023022 | 0.0023022 | 0.98921 | -0.20757 | 0.9892 | -0.2078 | 0.63248
254 | 0.0015312 | 0.00038054 | -0.001531 | -0.00038198 | 2.4685e-07 | -1.4357e-06 | 0.0023022 | 0.0023028 | 0.0023028 | 0.9892 | -0.2078 | 0.98902 | -0.2112 | 0.63264
255 | 0.00043174 | 0.00010732 | -0.00043174 | -0.0001079 | 7.2799e-09 | -5.8613e-07 | 0.00064926 | 0.00064947 | 0.00064947 | 0.98902 | -0.2112 | 0.989 | -0.21155 | 0.17843
256 | 0.0010992 | 0.00027466 | -0.0010992 | -0.00027468 | 1.6915e-09 | -2.0088e-08 | 0.0016535 | 0.0016535 | 0.0016535 | 0.98902 | -0.2112 | 0.98902 | -0.21123 | 0.45427
257 | 0.077154 | 0.019403 | -0.077124 | -0.019384 | 2.9803e-05 | 1.8998e-05 | 0.11589 | 0.11589 | 0.11589 | 0.99084 | -0.17582 | 0.99042 | -0.18391 | 31.8381
258 | 0.00043174 | 0.0001079 | -0.00043173 | -0.0001082 | 3.715e-09 | -2.9895e-07 | 0.00064947 | 0.00064957 | 0.00064957 | 0.989 | -0.21155 | 0.98899 | -0.21174 | 0.17845
259 | 0.00087893 | 0.00021947 | -0.00087892 | -0.00021972 | 1.3148e-08 | -2.4897e-07 | 0.0013221 | 0.0013222 | 0.0013222 | 0.98902 | -0.21123 | 0.989 | -0.21155 | 0.36324
260 | 0.00087892 | 0.00021972 | -0.00087889 | -0.00022027 | 2.9147e-08 | -5.5178e-07 | 0.0013222 | 0.0013224 | 0.0013224 | 0.989 | -0.21155 | 0.98897 | -0.21224 | 0.36329
261 | 0.073238 | 0.01841 | -0.073212 | -0.018393 | 2.6863e-05 | 1.7117e-05 | 0.11005 | 0.11005 | 0.11005 | 0.99042 | -0.18391 | 0.99003 | -0.19159 | 30.2344
262 | 0.0022249 | 0.00055734 | -0.0022248 | -0.00055759 | 1.1479e-07 | -2.5647e-07 | 0.0033985 | 0.0033986 | 0.0033986 | 0.97415 | -0.49772 | 0.97409 | -0.4988 | 0.93369
263 | 0.40085 | 0.1034 | -0.40034 | -0.10307 | 0.00051496 | 0.00032878 | 0.59869 | 0.59869 | 0.59869 | 0.99805 | -0.036621 | 0.99665 | -0.063026 | 41.1187
264 | 0.0027526 | 0.0006897 | -0.0027526 | -0.00068976 | 3.9862e-08 | -5.4898e-08 | 0.0041301 | 0.0041301 | 0.0041301 | 0.99174 | -0.15626 | 0.99172 | -0.15657 | 1.1346
265 | 0.39058 | 0.099929 | -0.3903 | -0.09975 | 0.00027967 | 0.00017854 | 0.58676 | 0.58676 | 0.58676 | 0.99174 | -0.15626 | 0.99096 | -0.17107 | 40.2997
266 | 0.0018331 | 0.00045931 | -0.0018331 | -0.00045942 | 2.7365e-08 | -1.0694e-07 | 0.0027505 | 0.0027505 | 0.0027505 | 0.99172 | -0.15657 | 0.99171 | -0.15688 | 0.75563
267 | 0.38943 | 0.099533 | -0.38925 | -0.099413 | 0.00018661 | 0.00011913 | 0.58546 | 0.58546 | 0.58546 | 0.99096 | -0.17107 | 0.99044 | -0.18098 | 40.2101
268 | -0.003903 | -0.00097804 | 0.0039031 | 0.00097801 | 1.0307e-07 | -3.1127e-08 | 0.0059492 | 0.0059492 | 0.0059492 | 0.9762 | -0.45741 | 0.97623 | -0.45685 | 1.6344
269 | -0.0047341 | -0.0011863 | 0.0047343 | 0.0011863 | 2.5184e-07 | -9.5903e-11 | 0.0072158 | 0.0072158 | 0.0072158 | 0.97623 | -0.45685 | 0.97628 | -0.45574 | 1.9824
270 | -0.0056337 | -0.0014117 | 0.005634 | 0.0014117 | 3.602e-07 | 6.7608e-08 | 0.0085865 | 0.0085865 | 0.0085865 | 0.97628 | -0.45574 | 0.97635 | -0.45439 | 2.3589
271 | -0.0064713 | -0.0016216 | 0.0064715 | 0.0016217 | 2.703e-07 | 8.0312e-08 | 0.0098625 | 0.0098624 | 0.0098625 | 0.97635 | -0.45439 | 0.9764 | -0.45352 | 2.7095
272 | 0.021897 | 0.0054836 | -0.02189 | -0.0054794 | 6.7944e-06 | 4.1426e-06 | 0.033272 | 0.033272 | 0.033272 | 0.97924 | -0.39809 | 0.97891 | -0.40461 | 9.1408
273 | -0.021897 | -0.0054836 | 0.021906 | 0.0054889 | 8.8065e-06 | 5.3692e-06 | 0.033272 | 0.033272 | 0.033272 | 0.97924 | -0.39809 | 0.97967 | -0.38964 | 9.1407
274 | 0.020708 | 0.0051832 | -0.020706 | -0.0051819 | 2.1786e-06 | 1.3206e-06 | 0.031476 | 0.031476 | 0.031476 | 0.97891 | -0.40461 | 0.97879 | -0.40682 | 8.6472
275 | 0.0020192 | 0.00050589 | -0.0020192 | -0.00050605 | 5.3548e-08 | -1.5742e-07 | 0.0030647 | 0.0030648 | 0.0030648 | 0.98037 | -0.37591 | 0.98034 | -0.37647 | 0.84198
276 | 0.015913 | 0.0039894 | -0.015913 | -0.0039894 | 9.9638e-08 | 5.8027e-08 | 0.024156 | 0.024156 | 0.024156 | 0.98029 | -0.37746 | 0.98028 | -0.37759 | 6.6362
277 | 0.012794 | 0.0032077 | -0.012793 | -0.0032069 | 1.384e-06 | 7.6242e-07 | 0.019421 | 0.019421 | 0.019421 | 0.98028 | -0.37759 | 0.98017 | -0.37986 | 5.3355
278 | -0.062506 | -0.015706 | 0.062576 | 0.015751 | 7.0222e-05 | 4.4683e-05 | 0.095179 | 0.095179 | 0.095179 | 0.97736 | -0.43462 | 0.97856 | -0.41111 | 26.1481
279 | 0.24994 | 0.063379 | -0.24964 | -0.063187 | 0.00030235 | 0.00019236 | 0.37805 | 0.37805 | 0.37805 | 0.98445 | -0.29625 | 0.98315 | -0.32145 | 25.9651
280 | 0.00071331 | 0.00017853 | -0.0007133 | -0.00017877 | 8.4611e-09 | -2.4138e-07 | 0.0010781 | 0.0010782 | 0.0010782 | 0.98445 | -0.29625 | 0.98444 | -0.2965 | 0.2962
281 | 0.00079459 | 0.00019891 | -0.00079458 | -0.00019914 | 1.0044e-08 | -2.3506e-07 | 0.0011942 | 0.0011943 | 0.0011943 | 0.99002 | -0.18905 | 0.99001 | -0.18932 | 0.3281
282 | -0.38811 | -0.099069 | 0.38826 | 0.099166 | 0.00015148 | 9.6704e-05 | 0.58398 | 0.58398 | 0.58398 | 0.99002 | -0.18905 | 0.99044 | -0.18098 | 40.1082
283 | -0.028311 | -0.0071008 | 0.028318 | 0.0071055 | 7.5637e-06 | 4.6984e-06 | 0.042619 | 0.042619 | 0.042619 | 0.9885 | -0.22119 | 0.98879 | -0.21559 | 11.7085
284 | -0.00025751 | -6.4538e-05 | 0.00025751 | 6.4486e-05 | 2.4527e-10 | -5.2136e-08 | 0.00039399 | 0.00039397 | 0.00039399 | 0.97256 | -0.52923 | 0.97257 | -0.52921 | 0.10824
285 | 0.026037 | 0.0065317 | -0.026027 | -0.0065256 | 9.7428e-06 | 6.0184e-06 | 0.039185 | 0.039185 | 0.039185 | 0.98879 | -0.21559 | 0.98839 | -0.22344 | 10.765
286 | 0.011006 | 0.0027589 | -0.011004 | -0.0027579 | 1.9423e-06 | 1.0009e-06 | 0.016563 | 0.016563 | 0.016563 | 0.98879 | -0.21559 | 0.9886 | -0.21929 | 4.5503
287 | -0.065361 | -0.016396 | 0.065413 | 0.016429 | 5.2126e-05 | 3.3176e-05 | 0.098366 | 0.098366 | 0.098366 | 0.98879 | -0.21559 | 0.98965 | -0.19887 | 27.0237
288 | 0.0086458 | 0.0021669 | -0.0086458 | -0.0021668 | 4.3659e-08 | 1.9434e-08 | 0.013129 | 0.013129 | 0.013129 | 0.9799 | -0.38519 | 0.97989 | -0.38529 | 3.6069
289 | -0.010701 | -0.002682 | 0.010704 | 0.0026834 | 2.716e-06 | 1.3927e-06 | 0.016251 | 0.01625 | 0.016251 | 0.9799 | -0.38519 | 0.98017 | -0.37986 | 4.4644
290 | 0.006153 | 0.0015421 | -0.0061527 | -0.001542 | 3.5517e-07 | 9.066e-08 | 0.0093437 | 0.0093438 | 0.0093438 | 0.97989 | -0.38529 | 0.97983 | -0.38651 | 2.567
291 | 0.069325 | 0.017419 | -0.069301 | -0.017404 | 2.4085e-05 | 1.5339e-05 | 0.10421 | 0.10421 | 0.10421 | 0.99003 | -0.19159 | 0.98965 | -0.19887 | 28.6297
292 | 0.0040052 | 0.00099709 | -0.0040052 | -0.00099756 | 3.5231e-08 | -4.7074e-07 | 0.0061374 | 0.0061375 | 0.0061375 | 0.97069 | -0.56666 | 0.97068 | -0.56685 | 0.42153
293 | 0.0037539 | 0.00093458 | -0.0037538 | -0.00093604 | 9.5555e-08 | -1.4617e-06 | 0.0057523 | 0.0057528 | 0.0057528 | 0.97068 | -0.56685 | 0.97066 | -0.56738 | 0.39511
294 | 0.0034623 | 0.00086299 | -0.0034613 | -0.0008671 | 1.0157e-06 | -4.1035e-06 | 0.005306 | 0.0053078 | 0.0053078 | 0.97066 | -0.56738 | 0.97035 | -0.57356 | 0.72909
295 | 0.0032301 | 0.00080914 | -0.00323 | -0.00080922 | 1.0865e-07 | -7.6337e-08 | 0.0049532 | 0.0049532 | 0.0049532 | 0.97035 | -0.57356 | 0.97031 | -0.57426 | 1.3608
296 | 0.0018396 | 0.00046077 | -0.0018396 | -0.00046102 | 7.0344e-08 | -2.461e-07 | 0.0028211 | 0.0028212 | 0.0028212 | 0.97031 | -0.57426 | 0.97027 | -0.57507 | 0.77505
297 | 0.0015006 | 0.00037607 | -0.0015006 | -0.00037609 | 4.1358e-09 | -2.3072e-08 | 0.0023014 | 0.0023014 | 0.0023014 | 0.97027 | -0.57507 | 0.97027 | -0.57512 | 0.63225
298 | 0.00032674 | 8.165e-05 | -0.00032674 | -8.179e-05 | 1.0635e-09 | -1.3973e-07 | 0.00050022 | 0.00050027 | 0.00050027 | 0.97179 | -0.54475 | 0.97178 | -0.54482 | 0.13744
299 | 8.8778e-05 | 2.2151e-05 | -8.8778e-05 | -2.225e-05 | 5.5179e-11 | -9.8652e-08 | 0.0001359 | 0.00013594 | 0.00013594 | 0.97178 | -0.54482 | 0.97178 | -0.54483 | 0.037346
300 | 0.00050994 | 0.00012749 | -0.00050994 | -0.00012764 | 2.5862e-09 | -1.4071e-07 | 0.0007777 | 0.00077775 | 0.00077775 | 0.97557 | -0.47087 | 0.97556 | -0.47097 | 0.21367
301 | 0.00022895 | 5.7212e-05 | -0.00022895 | -5.7307e-05 | 3.4864e-10 | -9.4989e-08 | 0.00034915 | 0.00034919 | 0.00034919 | 0.97556 | -0.47097 | 0.97556 | -0.47101 | 0.095931
302 | 0.00013261 | 3.3163e-05 | -0.00013261 | -3.3236e-05 | 8.9783e-11 | -7.3027e-08 | 0.00020225 | 0.00020227 | 0.00020227 | 0.97556 | -0.47101 | 0.97556 | -0.47102 | 0.05557

## res_trafo
| p_hv_mw | q_hv_mvar | p_lv_mw | q_lv_mvar | pl_mw | ql_mvar | i_hv_ka | i_lv_ka | vm_hv_pu | va_hv_degree | vm_lv_pu | va_lv_degree | loading_percent
0 | -1.2729e-15 | -1.3162e-15 | 0.00165 | 1.2699e-07 | 0.00165 | 1.2699e-07 | 5.2857e-17 | 0.0023815 | 0.99998 | 149.9956 | 1 | 0 | 0.2619

## res_ext_grid
| p_mw | q_mvar
0 | 0.58762 | 0.15064

## res_load
| p_mw | q_mvar
0 | 0.00022451 | 5.6268e-05
1 | 0.00015438 | 3.869e-05
2 | 0.00027036 | 6.776e-05
3 | 0.00011577 | 2.9014e-05
4 | 0.0003185 | 7.9825e-05
5 | 0.00017694 | 4.4344e-05
6 | 0.00012597 | 3.157e-05
7 | 6.2061e-05 | 1.5554e-05
8 | 0.00012057 | 3.0219e-05
9 | 5.3727e-05 | 1.3465e-05
10 | 5.5723e-05 | 1.3965e-05
11 | 0.00075936 | 0.00019031
12 | 6.0909e-05 | 1.5265e-05
13 | 0.00013344 | 3.3443e-05
14 | 0.00039488 | 9.8967e-05
15 | 5.5731e-05 | 1.3968e-05
16 | 0.00016423 | 4.1159e-05
17 | 0.0020231 | 0.00050703
18 | 9.0374e-05 | 2.265e-05
19 | 0.00022979 | 5.759e-05
20 | 0.00017314 | 4.3392e-05
21 | 0.00067592 | 0.0001694
22 | 8.0319e-05 | 2.013e-05
23 | 0.00057674 | 0.00014454
24 | 0.00051616 | 0.00012936
25 | 9.3108e-05 | 2.3335e-05
26 | 0.00023314 | 5.8431e-05
27 | 0.00035105 | 8.7981e-05
28 | 8.8593e-05 | 2.2204e-05
29 | 0.00023132 | 5.7975e-05
30 | 0.00017477 | 4.3801e-05
31 | 0.0005039 | 0.00012629
32 | 0.00024907 | 6.2422e-05
33 | 0.0001456 | 3.6491e-05
34 | 0.00025651 | 6.4287e-05
35 | 0.00035377 | 8.8662e-05
36 | 8.7465e-05 | 2.1921e-05
37 | 8.6032e-05 | 2.1562e-05
38 | 0.00042006 | 0.00010528
39 | 0.000337 | 8.4459e-05
40 | 8.3963e-05 | 2.1043e-05
41 | 8.6803e-05 | 2.1755e-05
42 | 0.00038737 | 9.7085e-05
43 | 0.0016175 | 0.00040539
44 | 0.0016168 | 0.0004052
45 | 0.0016163 | 0.00040508
46 | 0.011837 | 0.0029666
47 | 0.00082991 | 0.00020799
48 | 0.0003212 | 8.0501e-05
49 | 0.012879 | 0.0032277
50 | 0.0026892 | 0.00067399
51 | 0.00034386 | 8.618e-05
52 | 0.0016684 | 0.00041814
53 | 0.012082 | 0.003028
54 | 0.0012893 | 0.00032313
55 | 0.00024034 | 6.0234e-05
56 | 0.0061309 | 0.0015365
57 | 0.0058232 | 0.0014594
58 | 0.0004225 | 0.00010589
59 | 0.0016424 | 0.00041161
60 | 0.0038281 | 0.0009594
61 | 0.0057676 | 0.0014455
62 | 0.00070713 | 0.00017722
63 | 0.010813 | 0.00271
64 | 0.00082999 | 0.00020802
65 | 0.00082999 | 0.00020802
66 | 0.00096354 | 0.00024149
67 | 0.0016208 | 0.00040622
68 | 0.00083263 | 0.00020868
69 | 0.00076707 | 0.00019225
70 | 0.00081294 | 0.00020374
71 | 0.0054427 | 0.0013641
72 | 0.00036094 | 9.0461e-05
73 | 0.0013658 | 0.00034229
74 | 0.000934 | 0.00023408
75 | 0.017806 | 0.0044625
76 | 0.0030609 | 0.00076714
77 | 0.00058925 | 0.00014768
78 | 0.00065781 | 0.00016486
79 | 0.0096688 | 0.0024232
80 | 0.0041003 | 0.0010276
81 | 0.0021926 | 0.00054952
82 | 0.0021813 | 0.00054668
83 | 0.0013909 | 0.00034858
84 | 0.0025755 | 0.00064548
85 | 0.0023678 | 0.00059342
86 | 0.00029343 | 7.3539e-05
87 | 0.0029434 | 0.00073768
88 | 0.00037015 | 9.2769e-05
89 | 0.000712 | 0.00017844
90 | 0.0003047 | 7.6364e-05
91 | 0.0037339 | 0.00093581
92 | 0.0032057 | 0.00080342
93 | 0.0058749 | 0.0014724
94 | 0.005754 | 0.0014421
95 | 0.0086589 | 0.0021701
96 | 0.0043134 | 0.001081
97 | 0.0019954 | 0.00050009
98 | 0.0074888 | 0.0018769
99 | 0.0086633 | 0.0021712
100 | 0.010367 | 0.0025981
101 | 0.015548 | 0.0038967
102 | 0.00052435 | 0.00013141
103 | 0.0005158 | 0.00012927
104 | 0.00048132 | 0.00012063
105 | 0.00051576 | 0.00012926
106 | 0.0012917 | 0.00032373
107 | 0.0057992 | 0.0014534
108 | 0.0013363 | 0.00033491
109 | 0.0032146 | 0.00080567
110 | 0.001805 | 0.00045238
111 | 0.001192 | 0.00029873
112 | 0.0066854 | 0.0016755
113 | 0.0023029 | 0.00057717
114 | 0.0022417 | 0.00056182
115 | 0.0017634 | 0.00044195
116 | 0.001798 | 0.00045062
117 | 0.0017851 | 0.0004474
118 | 0.00088986 | 0.00022302
119 | 0.0028877 | 0.00072373
120 | 0.001751 | 0.00043884
121 | 0.0017529 | 0.00043932
122 | 0.0016997 | 0.00042597
123 | 0.0029091 | 0.00072909
124 | 0.0020067 | 0.00050293
125 | 0.0057174 | 0.0014329
126 | 0.0024359 | 0.0006105
127 | 0.00071644 | 0.00017956
128 | 0.00115 | 0.00028823
129 | 0.00088884 | 0.00022276
130 | 0.0020876 | 0.0005232
131 | 0.00087956 | 0.00022044
132 | 0.0016643 | 0.00041711
133 | 0.0053914 | 0.0013512
134 | 0.0008025 | 0.00020113
135 | 0.00083816 | 0.00021006
136 | 0.0028196 | 0.00070665
137 | 0.0057664 | 0.0014452
138 | 0.0037759 | 0.00094632
139 | 0.000877 | 0.0002198
140 | 0.00083346 | 0.00020888
141 | 0.022262 | 0.0055794
142 | 0.0094876 | 0.0023778
143 | 0.0069621 | 0.0017449
144 | 0.0019918 | 0.0004992
145 | 0.0038039 | 0.00095335
146 | 0.003803 | 0.00095313
147 | 0.0038039 | 0.00095335
148 | 0.0011025 | 0.00027631
149 | 0.0038321 | 0.00096042
150 | 0.003741 | 0.00093757
151 | 0.012775 | 0.0032018
152 | 0.016151 | 0.0040478
153 | 0.0090597 | 0.0022706
154 | 0.0038902 | 0.00097497
155 | 0.0002203 | 5.5213e-05
156 | 0.00043173 | 0.0001082
157 | 0.00087889 | 0.00022027
158 | 0.0038856 | 0.00097381
159 | 0.0013705 | 0.00034349
160 | 0.0022248 | 0.00055759
161 | 0.003961 | 0.00099272
162 | 0.0041164 | 0.0010317
163 | 0.00091948 | 0.00023044
164 | 0.00086867 | 0.00021771
165 | 0.00093574 | 0.00023452
166 | 0.00083099 | 0.00020827
167 | 0.00089936 | 0.0002254
168 | 0.00083724 | 0.00020983
169 | 0.00086086 | 0.00021575
170 | 0.001182 | 0.00029625
171 | 0.0031317 | 0.00078489
172 | 0.0011066 | 0.00027735
173 | 0.0020858 | 0.00052275
174 | 0.0027032 | 0.00067749
175 | 0.0020192 | 0.00050605
176 | 0.0031191 | 0.00078172
177 | 0.021682 | 0.005434
178 | 0.013507 | 0.0033852
179 | 0.001325 | 0.00033207
180 | 0.0018614 | 0.00046651
181 | 0.0007133 | 0.00017877
182 | 0.00079458 | 0.00019914
183 | 0.00098792 | 0.0002476
184 | 0.012917 | 0.0032372
185 | 0.0076602 | 0.0019198
186 | 0.0038902 | 0.00097497
187 | 0.00025751 | 6.4538e-05
188 | 0.0001888 | 4.7317e-05
189 | 0.0018331 | 0.00045942
190 | 0.0012419 | 0.00031124
191 | 0.0037992 | 0.00095217
192 | 0.0020556 | 0.00051518
193 | 0.0024927 | 0.00062474
194 | 0.0020887 | 0.00052347
195 | 0.0061527 | 0.001542
196 | 0.0038863 | 0.00097399
197 | 0.0038879 | 0.00097439
198 | 0.0037992 | 0.00095217
199 | 0.011004 | 0.0027579
200 | 0.000222 | 5.5638e-05
201 | 0.0002513 | 6.2983e-05
202 | 0.00029145 | 7.3045e-05
203 | 0.00023123 | 5.7952e-05
204 | 0.0013903 | 0.00034845
205 | 0.00033894 | 8.4947e-05
206 | 0.0015006 | 0.00037609
207 | 0.00023796 | 5.9639e-05
208 | 8.8778e-05 | 2.225e-05
209 | 0.0001732 | 4.3407e-05
210 | 0.00028099 | 7.0423e-05
211 | 9.6335e-05 | 2.4144e-05
212 | 0.00013261 | 3.3236e-05

## dtypes
| element | column | dtype
0 | bus | name | object
1 | bus | vn_kv | float64
2 | bus | type | object
3 | bus | zone | object
4 | bus | in_service | bool
5 | load | name | object
6 | load | bus | uint32
7 | load | p_mw | float64
8 | load | q_mvar | float64
9 | load | const_z_percent | float64
10 | load | const_i_percent | float64
11 | load | sn_mva | float64
12 | load | scaling | float64
13 | load | in_service | bool
14 | load | type | object
15 | ext_grid | name | object
16 | ext_grid | bus | uint32
17 | ext_grid | vm_pu | float64
18 | ext_grid | va_degree | float64
19 | ext_grid | slack_weight | float64
20 | ext_grid | in_service | bool
21 | line | name | object
22 | line | std_type | object
23 | line | from_bus | uint32
24 | line | to_bus | uint32
25 | line | length_km | float64
26 | line | r_ohm_per_km | float64
27 | line | x_ohm_per_km | float64
28 | line | c_nf_per_km | float64
29 | line | g_us_per_km | float64
30 | line | max_i_ka | float64
31 | line | df | float64
32 | line | parallel | uint32
33 | line | type | object
34 | line | in_service | bool
35 | trafo | name | object
36 | trafo | std_type | object
37 | trafo | hv_bus | uint32
38 | trafo | lv_bus | uint32
39 | trafo | sn_mva | float64
40 | trafo | vn_hv_kv | float64
41 | trafo | vn_lv_kv | float64
42 | trafo | vk_percent | float64
43 | trafo | vkr_percent | float64
44 | trafo | pfe_kw | float64
45 | trafo | i0_percent | float64
46 | trafo | shift_degree | float64
47 | trafo | tap_side | object
48 | trafo | tap_neutral | int32
49 | trafo | tap_min | int32
50 | trafo | tap_max | int32
51 | trafo | tap_step_percent | float64
52 | trafo | tap_step_degree | float64
53 | trafo | tap_pos | int32
54 | trafo | tap_phase_shifter | bool
55 | trafo | parallel | uint32
56 | trafo | df | float64
57 | trafo | in_service | bool
58 | line_geodata | coords | object
59 | bus_geodata | x | float64
60 | bus_geodata | y | float64
61 | bus_geodata | coords | object
62 | res_bus | vm_pu | float64
63 | res_bus | va_degree | float64
64 | res_bus | p_mw | float64
65 | res_bus | q_mvar | float64
66 | res_line | p_from_mw | float64
67 | res_line | q_from_mvar | float64
68 | res_line | p_to_mw | float64
69 | res_line | q_to_mvar | float64
70 | res_line | pl_mw | float64
71 | res_line | ql_mvar | float64
72 | res_line | i_from_ka | float64
73 | res_line | i_to_ka | float64
74 | res_line | i_ka | float64
75 | res_line | vm_from_pu | float64
76 | res_line | va_from_degree | float64
77 | res_line | vm_to_pu | float64
78 | res_line | va_to_degree | float64
79 | res_line | loading_percent | float64
80 | res_trafo | p_hv_mw | float64
81 | res_trafo | q_hv_mvar | float64
82 | res_trafo | p_lv_mw | float64
83 | res_trafo | q_lv_mvar | float64
84 | res_trafo | pl_mw | float64
85 | res_trafo | ql_mvar | float64
86 | res_trafo | i_hv_ka | float64
87 | res_trafo | i_lv_ka | float64
88 | res_trafo | vm_hv_pu | float64
89 | res_trafo | va_hv_degree | float64
90 | res_trafo | vm_lv_pu | float64
91 | res_trafo | va_lv_degree | float64
92 | res_trafo | loading_percent | float64
93 | res_ext_grid | p_mw | float64
94 | res_ext_grid | q_mvar | float64
95 | res_load | p_mw | float64
96 | res_load | q_mvar | float64

## parameters
| version | format_version | converged | OPF_converged | name | f_hz | sn_mva
0 | 2.14.6 | 2.14.0 | TRUE | FALSE |  | 50 | 1