## bus
| name | vn_kv | type | zone | in_service
0 | bus_LV_116-5_1_5_node_7 | 0.4 | n |  | TRUE
1 | bus_LV_116-5_1_5_node_185 | 0.4 | n |  | TRUE
2 | bus_LV_116-5_1_5_node_143 | 0.4 | n |  | TRUE
3 | bus_LV_116-5_1_5_node_9 | 0.4 | n |  | TRUE
4 | bus_LV_116-5_1_5_node_124 | 0.4 | n |  | TRUE
5 | bus_LV_116-5_1_5_node_123 | 0.4 | n |  | TRUE
6 | bus_LV_116-5_1_5_node_10 | 0.4 | n |  | TRUE
7 | bus_LV_116-5_1_5_node_125 | 0.4 | n |  | TRUE
8 | bus_LV_116-5_1_5_node_11 | 0.4 | n |  | TRUE
9 | bus_LV_116-5_1_5_node_130 | 0.4 | n |  | TRUE
10 | bus_LV_116-5_1_5_node_166 | 0.4 | n |  | TRUE
11 | bus_LV_116-5_1_5_node_13 | 0.4 | n |  | TRUE
12 | bus_LV_116-5_1_5_node_14 | 0.4 | n |  | TRUE
13 | bus_LV_116-5_1_5_node_141 | 0.4 | n |  | TRUE
14 | bus_LV_116-5_1_5_node_173 | 0.4 | n |  | TRUE
15 | bus_LV_116-5_1_5_node_83 | 0.4 | n |  | TRUE
16 | bus_LV_116-5_1_5_node_90 | 0.4 | n |  | TRUE
17 | bus_LV_116-5_1_5_node_15 | 0.4 | n |  | TRUE
18 | bus_LV_116-5_1_5_node_189 | 0.4 | n |  | TRUE
19 | bus_LV_116-5_1_5_node_190 | 0.4 | n |  | TRUE
20 | bus_LV_116-5_1_5_node_16 | 0.4 | n |  | TRUE
21 | bus_LV_116-5_1_5_node_18 | 0.4 | n |  | TRUE
22 | bus_LV_116-5_1_5_node_61 | 0.4 | n |  | TRUE
23 | bus_LV_116-5_1_5_node_95 | 0.4 | n |  | TRUE
24 | bus_LV_116-5_1_5_node_17 | 0.4 | n |  | TRUE
25 | bus_LV_116-5_1_5_node_62 | 0.4 | n |  | TRUE
26 | bus_LV_116-5_1_5_node_63 | 0.4 | n |  | TRUE
27 | bus_LV_116-5_1_5_node_60 | 0.4 | n |  | TRUE
28 | bus_LV_116-5_1_5_node_177 | 0.4 | n |  | TRUE
29 | bus_LV_116-5_1_5_node_165 | 0.4 | n |  | TRUE
30 | bus_LV_116-5_1_5_node_184 | 0.4 | n |  | TRUE
31 | bus_LV_116-5_1_5_node_148 | 0.4 | n |  | TRUE
32 | bus_LV_116-5_1_5_node_142 | 0.4 | n |  | TRUE
33 | bus_LV_116-5_1_5_node_127 | 0.4 | n |  | TRUE
34 | bus_LV_116-5_1_5_node_167 | 0.4 | n |  | TRUE
35 | bus_LV_116-5_1_5_node_128 | 0.4 | n |  | TRUE
36 | bus_LV_116-5_1_5_node_106 | 0.4 | n |  | TRUE
37 | bus_LV_116-5_1_5_node_138 | 0.4 | n |  | TRUE
38 | bus_LV_116-5_1_5_node_105 | 0.4 | n |  | TRUE
39 | bus_LV_116-5_1_5_node_139 | 0.4 | n |  | TRUE
40 | bus_LV_116-5_1_5_node_140 | 0.4 | n |  | TRUE
41 | bus_LV_116-5_1_5_node_137 | 0.4 | n |  | TRUE
42 | bus_LV_116-5_1_5_node_103 | 0.4 | n |  | TRUE
43 | bus_LV_116-5_1_5_node_174 | 0.4 | n |  | TRUE
44 | bus_LV_116-5_1_5_node_82 | 0.4 | n |  | TRUE
45 | bus_LV_116-5_1_5_node_64 | 0.4 | n |  | TRUE
46 | bus_LV_116-5_1_5_node_96 | 0.4 | n |  | TRUE
47 | bus_LV_116-5_1_5_node_84 | 0.4 | n |  | TRUE
48 | bus_LV_116-5_1_5_node_68 | 0.4 | n |  | TRUE
49 | bus_LV_116-5_1_5_node_178 | 0.4 | n |  | TRUE
50 | bus_LV_116-5_1_5_node_176 | 0.4 | n |  | TRUE
51 | bus_LV_116-5_1_5_node_81 | 0.4 | n |  | TRUE
52 | bus_LV_116-5_1_5_node_66 | 0.4 | n |  | TRUE
53 | bus_LV_116-5_1_5_node_65 | 0.4 | n |  | TRUE
54 | bus_LV_116-5_1_5_node_67 | 0.4 | n |  | TRUE
55 | bus_LV_116-5_1_5_node_69 | 0.4 | n |  | TRUE
56 | bus_LV_116-5_1_5_node_168 | 0.4 | n |  | TRUE
57 | bus_LV_116-5_1_5_node_78 | 0.4 | n |  | TRUE
58 | bus_LV_116-5_1_5_node_169 | 0.4 | n |  | TRUE
59 | bus_LV_116-5_1_5_node_76 | 0.4 | n |  | TRUE
60 | bus_LV_116-5_1_5_node_70 | 0.4 | n |  | TRUE
61 | bus_LV_116-5_1_5_node_71 | 0.4 | n |  | TRUE
62 | bus_LV_116-5_1_5_node_72 | 0.4 | n |  | TRUE
63 | bus_LV_116-5_1_5_node_73 | 0.4 | n |  | TRUE
64 | bus_LV_116-5_1_5_node_87 | 0.4 | n |  | TRUE
65 | bus_LV_116-5_1_5_node_99 | 0.4 | n |  | TRUE
66 | bus_LV_116-5_1_5_node_88 | 0.4 | n |  | TRUE
67 | bus_LV_116-5_1_5_node_93 | 0.4 | n |  | TRUE
68 | bus_LV_116-5_1_5_node_74 | 0.4 | n |  | TRUE
69 | bus_LV_116-5_1_5_node_75 | 0.4 | n |  | TRUE
70 | bus_LV_116-5_1_5_node_77 | 0.4 | n |  | TRUE
71 | bus_LV_116-5_1_5_node_170 | 0.4 | n |  | TRUE
72 | bus_LV_116-5_1_5_node_94 | 0.4 | n |  | TRUE
73 | bus_LV_116-5_1_5_node_92 | 0.4 | n |  | TRUE
74 | bus_LV_116-5_1_5_node_79 | 0.4 | n |  | TRUE
75 | bus_LV_116-5_1_5_node_80 | 0.4 | n |  | TRUE
76 | bus_LV_116-5_1_5_node_191 | 0.4 | n |  | TRUE
77 | bus_LV_116-5_1_5_node_175 | 0.4 | n |  | TRUE
78 | bus_LV_116-5_1_5_node_89 | 0.4 | n |  | TRUE
79 | bus_LV_116-5_1_5_node_91 | 0.4 | n |  | TRUE
80 | bus_LV_116-5_1_5_node_97 | 0.4 | n |  | TRUE
81 | bus_LV_116-5_1_5_node_98 | 0.4 | n |  | TRUE
82 | bus_LV_116-5_1_5_node_111 | 0.4 | n |  | TRUE
83 | bus_LV_116-5_1_5_node_120 | 0.4 | n |  | TRUE
84 | bus_LV_116-5_1_5_node_118 | 0.4 | n |  | TRUE
85 | bus_LV_116-5_1_5_node_109 | 0.4 | n |  | TRUE
86 | bus_LV_116-5_1_5_node_146 | 0.4 | n |  | TRUE
87 | bus_LV_116-5_1_5_node_119 | 0.4 | n |  | TRUE
88 | bus_LV_116-5_1_5_node_100 | 0.4 | n |  | TRUE
89 | bus_LV_116-5_1_5_node_101 | 0.4 | n |  | TRUE
90 | bus_LV_116-5_1_5_node_102 | 0.4 | n |  | TRUE
91 | bus_LV_116-5_1_5_node_104 | 0.4 | n |  | TRUE
92 | bus_LV_116-5_1_5_node_181 | 0.4 | n |  | TRUE
93 | bus_LV_116-5_1_5_node_129 | 0.4 | n |  | TRUE
94 | bus_LV_116-5_1_5_node_115 | 0.4 | n |  | TRUE
95 | bus_LV_116-5_1_5_node_107 | 0.4 | n |  | TRUE
96 | bus_LV_116-5_1_5_node_108 | 0.4 | n |  | TRUE
97 | bus_LV_116-5_1_5_node_110 | 0.4 | n |  | TRUE
98 | bus_LV_116-5_1_5_node_131 | 0.4 | n |  | TRUE
99 | bus_LV_116-5_1_5_node_132 | 0.4 | n |  | TRUE
100 | bus_LV_116-5_1_5_node_112 | 0.4 | n |  | TRUE
101 | bus_LV_116-5_1_5_node_113 | 0.4 | n |  | TRUE
102 | bus_LV_116-5_1_5_node_114 | 0.4 | n |  | TRUE
103 | bus_LV_116-5_1_5_node_116 | 0.4 | n |  | TRUE
104 | bus_LV_116-5_1_5_node_117 | 0.4 | n |  | TRUE
105 | bus_LV_116-5_1_5_node_135 | 0.4 | n |  | TRUE
106 | bus_LV_116-5_1_5_node_133 | 0.4 | n |  | TRUE
107 | bus_LV_116-5_1_5_node_121 | 0.4 | n |  | TRUE
108 | bus_LV_116-5_1_5_node_122 | 0.4 | n |  | TRUE
109 | bus_LV_116-5_1_5_node_171 | 0.4 | n |  | TRUE
110 | bus_LV_116-5_1_5_node_172 | 0.4 | n |  | TRUE
111 | bus_LV_116-5_1_5_node_145 | 0.4 | n |  | TRUE
112 | bus_LV_116-5_1_5_node_126 | 0.4 | n |  | TRUE
113 | bus_LV_116-5_1_5_node_134 | 0.4 | n |  | TRUE
114 | bus_LV_116-5_1_5_node_136 | 0.4 | n |  | TRUE
115 | bus_LV_116-5_1_5_node_144 | 0.4 | n |  | TRUE
116 | bus_LV_116-5_1_5_node_183 | 0.4 | n |  | TRUE
117 | bus_LV_116-5_1_5_node_179 | 0.4 | n |  | TRUE
118 | bus_LV_116-5_1_5_node_180 | 0.4 | n |  | TRUE
119 | bus_MV_355_1_node_109 | 20 | n |  | TRUE

## load
| name | bus | p_mw | q_mvar | const_z_percent | const_i_percent | sn_mva | scaling | in_service | type
0 | LV_116-5_1_5_load_185 | 1 | 0.011655 | 0.002921 | 0 | 0 |  | 1 | TRUE | wye
1 | LV_116-5_1_5_load_143 | 2 | 0.0054431 | 0.0013642 | 0 | 0 |  | 1 | TRUE | wye
2 | LV_116-5_1_5_load_123 | 5 | 0.0573 | 0.014361 | 0 | 0 |  | 1 | TRUE | wye
3 | LV_116-5_1_5_load_166 | 10 | 0.00050473 | 0.0001265 | 0 | 0 |  | 1 | TRUE | wye
4 | LV_116-5_1_5_load_173 | 14 | 0.0019143 | 0.00047977 | 0 | 0 |  | 1 | TRUE | wye
5 | LV_116-5_1_5_load_90 | 16 | 0.041844 | 0.010487 | 0 | 0 |  | 1 | TRUE | wye
6 | LV_116-5_1_5_load_189 | 18 | 0.0031711 | 0.00079474 | 0 | 0 |  | 1 | TRUE | wye
7 | LV_116-5_1_5_load_95 | 23 | 0.0015875 | 0.00039786 | 0 | 0 |  | 1 | TRUE | wye
8 | LV_116-5_1_5_load_63 | 26 | 0.0011191 | 0.00028048 | 0 | 0 |  | 1 | TRUE | wye
9 | LV_116-5_1_5_load_60 | 27 | 0.00088521 | 0.00022186 | 0 | 0 |  | 1 | TRUE | wye
10 | LV_116-5_1_5_load_177 | 28 | 0.0020451 | 0.00051255 | 0 | 0 |  | 1 | TRUE | wye
11 | LV_116-5_1_5_load_165 | 29 | 0.00075763 | 0.00018988 | 0 | 0 |  | 1 | TRUE | wye
12 | LV_116-5_1_5_load_184 | 30 | 0.015184 | 0.0038055 | 0 | 0 |  | 1 | TRUE | wye
13 | LV_116-5_1_5_load_148 | 31 | 0.042452 | 0.010639 | 0 | 0 |  | 1 | TRUE | wye
14 | LV_116-5_1_5_load_142 | 32 | 0.034356 | 0.0086103 | 0 | 0 |  | 1 | TRUE | wye
15 | LV_116-5_1_5_load_167 | 34 | 0.00028597 | 7.167e-05 | 0 | 0 |  | 1 | TRUE | wye
16 | LV_116-5_1_5_load_128 | 35 | 0.00038181 | 9.5691e-05 | 0 | 0 |  | 1 | TRUE | wye
17 | LV_116-5_1_5_load_138 | 37 | 0.0015018 | 0.00037639 | 0 | 0 |  | 1 | TRUE | wye
18 | LV_116-5_1_5_load_140 | 40 | 0.0019356 | 0.0004851 | 0 | 0 |  | 1 | TRUE | wye
19 | LV_116-5_1_5_load_137 | 41 | 0.0040316 | 0.0010104 | 0 | 0 |  | 1 | TRUE | wye
20 | LV_116-5_1_5_load_103 | 42 | 0.0014382 | 0.00036045 | 0 | 0 |  | 1 | TRUE | wye
21 | LV_116-5_1_5_load_174 | 43 | 0.0027463 | 0.00068828 | 0 | 0 |  | 1 | TRUE | wye
22 | LV_116-5_1_5_load_64 | 45 | 0.0048085 | 0.0012051 | 0 | 0 |  | 1 | TRUE | wye
23 | LV_116-5_1_5_load_84 | 47 | 0.00022914 | 5.7428e-05 | 0 | 0 |  | 1 | TRUE | wye
24 | LV_116-5_1_5_load_68 | 48 | 0.00023627 | 5.9215e-05 | 0 | 0 |  | 1 | TRUE | wye
25 | LV_116-5_1_5_load_176 | 50 | 0.0017394 | 0.00043594 | 0 | 0 |  | 1 | TRUE | wye
26 | LV_116-5_1_5_load_66 | 52 | 0.00023742 | 5.9503e-05 | 0 | 0 |  | 1 | TRUE | wye
27 | LV_116-5_1_5_load_65 | 53 | 0.00021787 | 5.4604e-05 | 0 | 0 |  | 1 | TRUE | wye
28 | LV_116-5_1_5_load_67 | 54 | 0.00023292 | 5.8376e-05 | 0 | 0 |  | 1 | TRUE | wye
29 | LV_116-5_1_5_load_168 | 56 | 0.00023605 | 5.9161e-05 | 0 | 0 |  | 1 | TRUE | wye
30 | LV_116-5_1_5_load_78 | 57 | 0.00022314 | 5.5924e-05 | 0 | 0 |  | 1 | TRUE | wye
31 | LV_116-5_1_5_load_169 | 58 | 0.00023493 | 5.8879e-05 | 0 | 0 |  | 1 | TRUE | wye
32 | LV_116-5_1_5_load_70 | 60 | 0.00032716 | 8.1993e-05 | 0 | 0 |  | 1 | TRUE | wye
33 | LV_116-5_1_5_load_72 | 62 | 0.00096889 | 0.00024283 | 0 | 0 |  | 1 | TRUE | wye
34 | LV_116-5_1_5_load_73 | 63 | 0.00098331 | 0.00024644 | 0 | 0 |  | 1 | TRUE | wye
35 | LV_116-5_1_5_load_87 | 64 | 0.00039318 | 9.854e-05 | 0 | 0 |  | 1 | TRUE | wye
36 | LV_116-5_1_5_load_99 | 65 | 0.00096841 | 0.00024271 | 0 | 0 |  | 1 | TRUE | wye
37 | LV_116-5_1_5_load_93 | 67 | 0.0010927 | 0.00027387 | 0 | 0 |  | 1 | TRUE | wye
38 | LV_116-5_1_5_load_74 | 68 | 0.00021789 | 5.4608e-05 | 0 | 0 |  | 1 | TRUE | wye
39 | LV_116-5_1_5_load_75 | 69 | 0.00022697 | 5.6883e-05 | 0 | 0 |  | 1 | TRUE | wye
40 | LV_116-5_1_5_load_170 | 71 | 0.0013229 | 0.00033155 | 0 | 0 |  | 1 | TRUE | wye
41 | LV_116-5_1_5_load_94 | 72 | 0.00023113 | 5.7926e-05 | 0 | 0 |  | 1 | TRUE | wye
42 | LV_116-5_1_5_load_79 | 74 | 0.0053536 | 0.0013417 | 0 | 0 |  | 1 | TRUE | wye
43 | LV_116-5_1_5_load_191 | 76 | 0.0026056 | 0.00065302 | 0 | 0 |  | 1 | TRUE | wye
44 | LV_116-5_1_5_load_175 | 77 | 0.0020327 | 0.00050946 | 0 | 0 |  | 1 | TRUE | wye
45 | LV_116-5_1_5_load_89 | 78 | 0.0017123 | 0.00042914 | 0 | 0 |  | 1 | TRUE | wye
46 | LV_116-5_1_5_load_91 | 79 | 0.0017513 | 0.00043892 | 0 | 0 |  | 1 | TRUE | wye
47 | LV_116-5_1_5_load_98 | 81 | 0.0011135 | 0.00027907 | 0 | 0 |  | 1 | TRUE | wye
48 | LV_116-5_1_5_load_111 | 82 | 0.0047701 | 0.0011955 | 0 | 0 |  | 1 | TRUE | wye
49 | LV_116-5_1_5_load_118 | 84 | 0.0020751 | 0.00052006 | 0 | 0 |  | 1 | TRUE | wye
50 | LV_116-5_1_5_load_146 | 86 | 0.0020464 | 0.00051287 | 0 | 0 |  | 1 | TRUE | wye
51 | LV_116-5_1_5_load_100 | 88 | 0.0093901 | 0.0023534 | 0 | 0 |  | 1 | TRUE | wye
52 | LV_116-5_1_5_load_101 | 89 | 0.0014375 | 0.00036027 | 0 | 0 |  | 1 | TRUE | wye
53 | LV_116-5_1_5_load_181 | 92 | 0.0027154 | 0.00068055 | 0 | 0 |  | 1 | TRUE | wye
54 | LV_116-5_1_5_load_129 | 93 | 0.00037088 | 9.2952e-05 | 0 | 0 |  | 1 | TRUE | wye
55 | LV_116-5_1_5_load_115 | 94 | 0.00055217 | 0.00013839 | 0 | 0 |  | 1 | TRUE | wye
56 | LV_116-5_1_5_load_107 | 95 | 0.001322 | 0.00033133 | 0 | 0 |  | 1 | TRUE | wye
57 | LV_116-5_1_5_load_110 | 97 | 0.00053202 | 0.00013334 | 0 | 0 |  | 1 | TRUE | wye
58 | LV_116-5_1_5_load_131 | 98 | 0.0022617 | 0.00056683 | 0 | 0 |  | 1 | TRUE | wye
59 | LV_116-5_1_5_load_132 | 99 | 0.0019328 | 0.0004844 | 0 | 0 |  | 1 | TRUE | wye
60 | LV_116-5_1_5_load_112 | 100 | 0.0017933 | 0.00044944 | 0 | 0 |  | 1 | TRUE | wye
61 | LV_116-5_1_5_load_113 | 101 | 0.00054115 | 0.00013562 | 0 | 0 |  | 1 | TRUE | wye
62 | LV_116-5_1_5_load_116 | 103 | 0.00096044 | 0.00024071 | 0 | 0 |  | 1 | TRUE | wye
63 | LV_116-5_1_5_load_117 | 104 | 0.00092178 | 0.00023102 | 0 | 0 |  | 1 | TRUE | wye
64 | LV_116-5_1_5_load_135 | 105 | 0.0011336 | 0.00028411 | 0 | 0 |  | 1 | TRUE | wye
65 | LV_116-5_1_5_load_133 | 106 | 0.0011321 | 0.00028373 | 0 | 0 |  | 1 | TRUE | wye
66 | LV_116-5_1_5_load_121 | 107 | 0.0013461 | 0.00033736 | 0 | 0 |  | 1 | TRUE | wye
67 | LV_116-5_1_5_load_122 | 108 | 0.00075796 | 0.00018996 | 0 | 0 |  | 1 | TRUE | wye
68 | LV_116-5_1_5_load_171 | 109 | 0.0014214 | 0.00035624 | 0 | 0 |  | 1 | TRUE | wye
69 | LV_116-5_1_5_load_172 | 110 | 0.00075796 | 0.00018996 | 0 | 0 |  | 1 | TRUE | wye
70 | LV_116-5_1_5_load_145 | 111 | 0.001851 | 0.00046391 | 0 | 0 |  | 1 | TRUE | wye
71 | LV_116-5_1_5_load_126 | 112 | 0.00070628 | 0.00017701 | 0 | 0 |  | 1 | TRUE | wye
72 | LV_116-5_1_5_load_134 | 113 | 0.0011181 | 0.00028023 | 0 | 0 |  | 1 | TRUE | wye
73 | LV_116-5_1_5_load_136 | 114 | 0.00084906 | 0.00021279 | 0 | 0 |  | 1 | TRUE | wye
74 | LV_116-5_1_5_load_144 | 115 | 0.003599 | 0.000902 | 0 | 0 |  | 1 | TRUE | wye
75 | LV_116-5_1_5_load_183 | 116 | 0.0019628 | 0.00049191 | 0 | 0 |  | 1 | TRUE | wye
76 | LV_116-5_1_5_load_179 | 117 | 0.0020774 | 0.00052063 | 0 | 0 |  | 1 | TRUE | wye
77 | LV_116-5_1_5_load_180 | 118 | 0.011848 | 0.0029695 | 0 | 0 |  | 1 | TRUE | wye

## ext_grid
| name | bus | vm_pu | va_degree | slack_weight | in_service
0 |  | 15 | 1 | 0 | 1 | TRUE

## line
| name | std_type | from_bus | to_bus | length_km | r_ohm_per_km | x_ohm_per_km | c_nf_per_km | g_us_per_km | max_i_ka | df | parallel | type | in_service
0 | LV_116-5_1_5_line_0 |  | 0 | 1 | 0.016833 | 0.125 | 0.08 | 261 | 0 | 0.364 | 1 | 1 | cs | TRUE
1 | LV_116-5_1_5_line_1 |  | 0 | 2 | 0.034379 | 0.125 | 0.08 | 261 | 0 | 0.364 | 1 | 1 | cs | TRUE
2 | LV_116-5_1_5_line_2 |  | 1 | 4 | 0.0080912 | 0.125 | 0.08 | 261 | 0 | 0.364 | 1 | 1 | cs | TRUE
3 | LV_116-5_1_5_line_3 |  | 2 | 32 | 0.0071307 | 0.125 | 0.08 | 261 | 0 | 0.364 | 1 | 1 | cs | TRUE
4 | LV_116-5_1_5_line_4 |  | 3 | 4 | 0.010916 | 0.125 | 0.08 | 261 | 0 | 0.364 | 1 | 1 | cs | TRUE
5 | LV_116-5_1_5_line_5 |  | 3 | 5 | 0.055045 | 0.125 | 0.08 | 261 | 0 | 0.364 | 1 | 1 | cs | TRUE
6 | LV_116-5_1_5_line_6 |  | 5 | 6 | 0.010538 | 0.125 | 0.08 | 261 | 0 | 0.364 | 1 | 1 | cs | TRUE
7 | LV_116-5_1_5_line_7 |  | 6 | 7 | 0.011004 | 0.125 | 0.08 | 261 | 0 | 0.364 | 1 | 1 | cs | TRUE
8 | LV_116-5_1_5_line_8 |  | 7 | 33 | 0.008257 | 0.125 | 0.08 | 261 | 0 | 0.364 | 1 | 1 | cs | TRUE
9 | LV_116-5_1_5_line_9 |  | 7 | 34 | 0.024893 | 0.125 | 0.08 | 261 | 0 | 0.364 | 1 | 2 | cs | TRUE
10 | LV_116-5_1_5_line_10 |  | 8 | 9 | 0.01902 | 0.125 | 0.08 | 261 | 0 | 0.364 | 1 | 3 | cs | TRUE
11 | LV_116-5_1_5_line_11 |  | 8 | 10 | 0.0095375 | 0.125 | 0.08 | 261 | 0 | 0.364 | 1 | 3 | cs | TRUE
12 | LV_116-5_1_5_line_12 |  | 9 | 35 | 0.0095693 | 0.125 | 0.08 | 261 | 0 | 0.364 | 1 | 3 | cs | TRUE
13 | LV_116-5_1_5_line_13 |  | 10 | 34 | 0.012235 | 0.125 | 0.08 | 261 | 0 | 0.364 | 1 | 3 | cs | TRUE
14 | LV_116-5_1_5_line_14 |  | 11 | 12 | 0.06639 | 0.125 | 0.08 | 261 | 0 | 0.364 | 1 | 3 | cs | TRUE
15 | LV_116-5_1_5_line_15 |  | 11 | 13 | 0.020753 | 0.125 | 0.08 | 261 | 0 | 0.364 | 1 | 3 | cs | TRUE
16 | LV_116-5_1_5_line_16 |  | 11 | 14 | 0.018757 | 0.125 | 0.08 | 261 | 0 | 0.364 | 1 | 2 | cs | TRUE
17 | LV_116-5_1_5_line_17 |  | 12 | 15 | 0.013558 | 0.125 | 0.08 | 261 | 0 | 0.364 | 1 | 3 | cs | TRUE
18 | LV_116-5_1_5_line_18 |  | 12 | 16 | 0.006972 | 0.125 | 0.08 | 261 | 0 | 0.364 | 1 | 1 | cs | TRUE
19 | LV_116-5_1_5_line_19 |  | 13 | 31 | 0.036467 | 0.125 | 0.08 | 261 | 0 | 0.364 | 1 | 1 | cs | TRUE
20 | LV_116-5_1_5_line_20 |  | 13 | 36 | 0.023456 | 0.125 | 0.08 | 261 | 0 | 0.364 | 1 | 3 | cs | TRUE
21 | LV_116-5_1_5_line_21 |  | 14 | 42 | 0.0082652 | 0.125 | 0.08 | 261 | 0 | 0.364 | 1 | 1 | cs | TRUE
22 | LV_116-5_1_5_line_22 |  | 15 | 43 | 0.02433 | 0.125 | 0.08 | 261 | 0 | 0.364 | 1 | 1 | cs | TRUE
23 | LV_116-5_1_5_line_23 |  | 15 | 44 | 0.014186 | 0.125 | 0.08 | 261 | 0 | 0.364 | 1 | 1 | cs | TRUE
24 | LV_116-5_1_5_line_24 |  | 17 | 18 | 0.010871 | 0.125 | 0.08 | 261 | 0 | 0.364 | 1 | 1 | cs | TRUE
25 | LV_116-5_1_5_line_25 |  | 17 | 19 | 0.075248 | 0.125 | 0.08 | 261 | 0 | 0.364 | 1 | 1 | cs | TRUE
26 | LV_116-5_1_5_line_26 |  | 19 | 29 | 0.072648 | 0.125 | 0.08 | 261 | 0 | 0.364 | 1 | 1 | cs | TRUE
27 | LV_116-5_1_5_line_27 |  | 20 | 21 | 0.074739 | 0.125 | 0.08 | 261 | 0 | 0.364 | 1 | 1 | cs | TRUE
28 | LV_116-5_1_5_line_28 |  | 20 | 22 | 0.025433 | 0.125 | 0.08 | 261 | 0 | 0.364 | 1 | 1 | cs | TRUE
29 | LV_116-5_1_5_line_29 |  | 20 | 23 | 0.040617 | 0.125 | 0.08 | 261 | 0 | 0.364 | 1 | 1 | cs | TRUE
30 | LV_116-5_1_5_line_30 |  | 21 | 28 | 0.024272 | 0.125 | 0.08 | 261 | 0 | 0.364 | 1 | 1 | cs | TRUE
31 | LV_116-5_1_5_line_31 |  | 22 | 45 | 0.015778 | 0.125 | 0.08 | 261 | 0 | 0.364 | 1 | 1 | cs | TRUE
32 | LV_116-5_1_5_line_32 |  | 22 | 27 | 0.026452 | 0.125 | 0.08 | 261 | 0 | 0.364 | 1 | 1 | cs | TRUE
33 | LV_116-5_1_5_line_33 |  | 23 | 46 | 0.017184 | 0.125 | 0.08 | 261 | 0 | 0.364 | 1 | 1 | cs | TRUE
34 | LV_116-5_1_5_line_34 |  | 24 | 25 | 0.023366 | 0.125 | 0.08 | 261 | 0 | 0.364 | 1 | 1 | cs | TRUE
35 | LV_116-5_1_5_line_35 |  | 24 | 26 | 0.012257 | 0.125 | 0.08 | 261 | 0 | 0.364 | 1 | 1 | cs | TRUE
36 | LV_116-5_1_5_line_36 |  | 24 | 27 | 0.016693 | 0.125 | 0.08 | 261 | 0 | 0.364 | 1 | 1 | cs | TRUE
37 | LV_116-5_1_5_line_37 |  | 25 | 47 | 0.0056486 | 0.125 | 0.08 | 261 | 0 | 0.364 | 1 | 1 | cs | TRUE
38 | LV_116-5_1_5_line_38 |  | 25 | 48 | 0.017099 | 0.125 | 0.08 | 261 | 0 | 0.364 | 1 | 1 | cs | TRUE
39 | LV_116-5_1_5_line_39 |  | 28 | 49 | 0.0043043 | 0.125 | 0.08 | 261 | 0 | 0.364 | 1 | 1 | cs | TRUE
40 | LV_116-5_1_5_line_40 |  | 29 | 30 | 0.020819 | 0.125 | 0.08 | 261 | 0 | 0.364 | 1 | 1 | cs | TRUE
41 | LV_116-5_1_5_line_41 |  | 30 | 32 | 0.062939 | 0.125 | 0.08 | 261 | 0 | 0.364 | 1 | 1 | cs | TRUE
42 | LV_116-5_1_5_line_42 |  | 33 | 112 | 0.006393 | 0.125 | 0.08 | 261 | 0 | 0.364 | 1 | 1 | cs | TRUE
43 | LV_116-5_1_5_line_43 |  | 35 | 93 | 0.013607 | 0.125 | 0.08 | 261 | 0 | 0.364 | 1 | 3 | cs | TRUE
44 | LV_116-5_1_5_line_44 |  | 36 | 37 | 0.011333 | 0.125 | 0.08 | 261 | 0 | 0.364 | 1 | 1 | cs | TRUE
45 | LV_116-5_1_5_line_45 |  | 36 | 38 | 0.034561 | 0.125 | 0.08 | 261 | 0 | 0.364 | 1 | 3 | cs | TRUE
46 | LV_116-5_1_5_line_46 |  | 37 | 41 | 0.0023311 | 0.125 | 0.08 | 261 | 0 | 0.364 | 1 | 1 | cs | TRUE
47 | LV_116-5_1_5_line_47 |  | 38 | 93 | 0.054059 | 0.125 | 0.08 | 261 | 0 | 0.364 | 1 | 3 | cs | TRUE
48 | LV_116-5_1_5_line_48 |  | 39 | 40 | 0.0124 | 0.125 | 0.08 | 261 | 0 | 0.364 | 1 | 1 | cs | TRUE
49 | LV_116-5_1_5_line_49 |  | 39 | 41 | 0.013598 | 0.125 | 0.08 | 261 | 0 | 0.364 | 1 | 1 | cs | TRUE
50 | LV_116-5_1_5_line_50 |  | 40 | 116 | 0.010631 | 0.125 | 0.08 | 261 | 0 | 0.364 | 1 | 1 | cs | TRUE
51 | LV_116-5_1_5_line_51 |  | 42 | 89 | 8.5232e-06 | 0.125 | 0.08 | 261 | 0 | 0.364 | 1 | 1 | cs | TRUE
52 | LV_116-5_1_5_line_52 |  | 43 | 77 | 0.004078 | 0.125 | 0.08 | 261 | 0 | 0.364 | 1 | 1 | cs | TRUE
53 | LV_116-5_1_5_line_53 |  | 44 | 76 | 0.000815 | 0.125 | 0.08 | 261 | 0 | 0.364 | 1 | 1 | cs | TRUE
54 | LV_116-5_1_5_line_54 |  | 44 | 75 | 0.02501 | 0.125 | 0.08 | 261 | 0 | 0.364 | 1 | 1 | cs | TRUE
55 | LV_116-5_1_5_line_55 |  | 46 | 80 | 0.00172 | 0.125 | 0.08 | 261 | 0 | 0.364 | 1 | 1 | cs | TRUE
56 | LV_116-5_1_5_line_56 |  | 46 | 81 | 0.048704 | 0.125 | 0.08 | 261 | 0 | 0.364 | 1 | 1 | cs | TRUE
57 | LV_116-5_1_5_line_57 |  | 48 | 52 | 0.010758 | 0.125 | 0.08 | 261 | 0 | 0.364 | 1 | 1 | cs | TRUE
58 | LV_116-5_1_5_line_58 |  | 49 | 117 | 0.015597 | 0.125 | 0.08 | 261 | 0 | 0.364 | 1 | 1 | cs | TRUE
59 | LV_116-5_1_5_line_59 |  | 50 | 51 | 0.01311 | 0.125 | 0.08 | 261 | 0 | 0.364 | 1 | 1 | cs | TRUE
60 | LV_116-5_1_5_line_60 |  | 51 | 75 | 0.022617 | 0.125 | 0.08 | 261 | 0 | 0.364 | 1 | 1 | cs | TRUE
61 | LV_116-5_1_5_line_61 |  | 52 | 53 | 0.015306 | 0.125 | 0.08 | 261 | 0 | 0.364 | 1 | 1 | cs | TRUE
62 | LV_116-5_1_5_line_62 |  | 53 | 54 | 0.00060954 | 0.125 | 0.08 | 261 | 0 | 0.364 | 1 | 1 | cs | TRUE
63 | LV_116-5_1_5_line_63 |  | 54 | 55 | 0.0077786 | 0.125 | 0.08 | 261 | 0 | 0.364 | 1 | 1 | cs | TRUE
64 | LV_116-5_1_5_line_64 |  | 55 | 56 | 0.027148 | 0.125 | 0.08 | 261 | 0 | 0.364 | 1 | 1 | cs | TRUE
65 | LV_116-5_1_5_line_65 |  | 55 | 57 | 0.011645 | 0.125 | 0.08 | 261 | 0 | 0.364 | 1 | 1 | cs | TRUE
66 | LV_116-5_1_5_line_66 |  | 56 | 58 | 0.023069 | 0.125 | 0.08 | 261 | 0 | 0.364 | 1 | 1 | cs | TRUE
67 | LV_116-5_1_5_line_67 |  | 57 | 59 | 0.0047343 | 0.125 | 0.08 | 261 | 0 | 0.364 | 1 | 1 | cs | TRUE
68 | LV_116-5_1_5_line_68 |  | 59 | 70 | 0.008007 | 0.125 | 0.08 | 261 | 0 | 0.364 | 1 | 1 | cs | TRUE
69 | LV_116-5_1_5_line_69 |  | 59 | 68 | 0.013748 | 0.125 | 0.08 | 261 | 0 | 0.364 | 1 | 1 | cs | TRUE
70 | LV_116-5_1_5_line_70 |  | 60 | 61 | 0.03379 | 0.125 | 0.08 | 261 | 0 | 0.364 | 1 | 1 | cs | TRUE
71 | LV_116-5_1_5_line_71 |  | 61 | 62 | 0.0079032 | 0.125 | 0.08 | 261 | 0 | 0.364 | 1 | 1 | cs | TRUE
72 | LV_116-5_1_5_line_72 |  | 61 | 63 | 0.010849 | 0.125 | 0.08 | 261 | 0 | 0.364 | 1 | 1 | cs | TRUE
73 | LV_116-5_1_5_line_73 |  | 62 | 64 | 0.0022774 | 0.125 | 0.08 | 261 | 0 | 0.364 | 1 | 1 | cs | TRUE
74 | LV_116-5_1_5_line_74 |  | 63 | 65 | 0.0085248 | 0.125 | 0.08 | 261 | 0 | 0.364 | 1 | 1 | cs | TRUE
75 | LV_116-5_1_5_line_75 |  | 64 | 66 | 0.013993 | 0.125 | 0.08 | 261 | 0 | 0.364 | 1 | 1 | cs | TRUE
76 | LV_116-5_1_5_line_76 |  | 65 | 67 | 0.0022516 | 0.125 | 0.08 | 261 | 0 | 0.364 | 1 | 1 | cs | TRUE
77 | LV_116-5_1_5_line_77 |  | 66 | 78 | 0.0077774 | 0.125 | 0.08 | 261 | 0 | 0.364 | 1 | 1 | cs | TRUE
78 | LV_116-5_1_5_line_78 |  | 67 | 73 | 0.012861 | 0.125 | 0.08 | 261 | 0 | 0.364 | 1 | 1 | cs | TRUE
79 | LV_116-5_1_5_line_79 |  | 68 | 69 | 0.0092354 | 0.125 | 0.08 | 261 | 0 | 0.364 | 1 | 1 | cs | TRUE
80 | LV_116-5_1_5_line_80 |  | 70 | 71 | 0.023878 | 0.125 | 0.08 | 261 | 0 | 0.364 | 1 | 1 | cs | TRUE
81 | LV_116-5_1_5_line_81 |  | 70 | 72 | 0.0030496 | 0.125 | 0.08 | 261 | 0 | 0.364 | 1 | 1 | cs | TRUE
82 | LV_116-5_1_5_line_82 |  | 72 | 73 | 0.034042 | 0.125 | 0.08 | 261 | 0 | 0.364 | 1 | 1 | cs | TRUE
83 | LV_116-5_1_5_line_83 |  | 73 | 79 | 0.020884 | 0.125 | 0.08 | 261 | 0 | 0.364 | 1 | 1 | cs | TRUE
84 | LV_116-5_1_5_line_84 |  | 74 | 75 | 0.012118 | 0.125 | 0.08 | 261 | 0 | 0.364 | 1 | 1 | cs | TRUE
85 | LV_116-5_1_5_line_85 |  | 80 | 82 | 0.025876 | 0.125 | 0.08 | 261 | 0 | 0.364 | 1 | 1 | cs | TRUE
86 | LV_116-5_1_5_line_86 |  | 80 | 83 | 0.052849 | 0.125 | 0.08 | 261 | 0 | 0.364 | 1 | 1 | cs | TRUE
87 | LV_116-5_1_5_line_87 |  | 80 | 84 | 0.057977 | 0.125 | 0.08 | 261 | 0 | 0.364 | 1 | 1 | cs | TRUE
88 | LV_116-5_1_5_line_88 |  | 82 | 85 | 0.033152 | 0.125 | 0.08 | 261 | 0 | 0.364 | 1 | 1 | cs | TRUE
89 | LV_116-5_1_5_line_89 |  | 83 | 86 | 0.03401 | 0.125 | 0.08 | 261 | 0 | 0.364 | 1 | 1 | cs | TRUE
90 | LV_116-5_1_5_line_90 |  | 84 | 87 | 0.021761 | 0.125 | 0.08 | 261 | 0 | 0.364 | 1 | 1 | cs | TRUE
91 | LV_116-5_1_5_line_91 |  | 85 | 95 | 0.040701 | 0.125 | 0.08 | 261 | 0 | 0.364 | 1 | 1 | cs | TRUE
92 | LV_116-5_1_5_line_92 |  | 86 | 111 | 0.02751 | 0.125 | 0.08 | 261 | 0 | 0.364 | 1 | 1 | cs | TRUE
93 | LV_116-5_1_5_line_93 |  | 87 | 107 | 0.013555 | 0.125 | 0.08 | 261 | 0 | 0.364 | 1 | 1 | cs | TRUE
94 | LV_116-5_1_5_line_94 |  | 87 | 108 | 0.039641 | 0.125 | 0.08 | 261 | 0 | 0.364 | 1 | 1 | cs | TRUE
95 | LV_116-5_1_5_line_95 |  | 88 | 89 | 0.023909 | 0.125 | 0.08 | 261 | 0 | 0.364 | 1 | 1 | cs | TRUE
96 | LV_116-5_1_5_line_96 |  | 88 | 90 | 0.027355 | 0.125 | 0.08 | 261 | 0 | 0.364 | 1 | 1 | cs | TRUE
97 | LV_116-5_1_5_line_97 |  | 90 | 91 | 0.012116 | 0.125 | 0.08 | 261 | 0 | 0.364 | 1 | 1 | cs | TRUE
98 | LV_116-5_1_5_line_98 |  | 91 | 92 | 0.0070789 | 0.125 | 0.08 | 261 | 0 | 0.364 | 1 | 1 | cs | TRUE
99 | LV_116-5_1_5_line_99 |  | 92 | 94 | 0.007651 | 0.125 | 0.08 | 261 | 0 | 0.364 | 1 | 1 | cs | TRUE
100 | LV_116-5_1_5_line_100 |  | 94 | 101 | 0.0014233 | 0.125 | 0.08 | 261 | 0 | 0.364 | 1 | 1 | cs | TRUE
101 | LV_116-5_1_5_line_101 |  | 95 | 96 | 0.013255 | 0.125 | 0.08 | 261 | 0 | 0.364 | 1 | 1 | cs | TRUE
102 | LV_116-5_1_5_line_102 |  | 96 | 97 | 0.032833 | 0.125 | 0.08 | 261 | 0 | 0.364 | 1 | 1 | cs | TRUE
103 | LV_116-5_1_5_line_103 |  | 97 | 98 | 0.0062852 | 0.125 | 0.08 | 261 | 0 | 0.364 | 1 | 1 | cs | TRUE
104 | LV_116-5_1_5_line_104 |  | 98 | 99 | 0.0010177 | 0.125 | 0.08 | 261 | 0 | 0.364 | 1 | 1 | cs | TRUE
105 | LV_116-5_1_5_line_105 |  | 100 | 101 | 0.0077112 | 0.125 | 0.08 | 261 | 0 | 0.364 | 1 | 1 | cs | TRUE
106 | LV_116-5_1_5_line_106 |  | 100 | 102 | 0.011328 | 0.125 | 0.08 | 261 | 0 | 0.364 | 1 | 1 | cs | TRUE
107 | LV_116-5_1_5_line_107 |  | 102 | 103 | 0.013328 | 0.125 | 0.08 | 261 | 0 | 0.364 | 1 | 1 | cs | TRUE
108 | LV_116-5_1_5_line_108 |  | 102 | 104 | 0.016763 | 0.125 | 0.08 | 261 | 0 | 0.364 | 1 | 1 | cs | TRUE
109 | LV_116-5_1_5_line_109 |  | 103 | 105 | 0.0064179 | 0.125 | 0.08 | 261 | 0 | 0.364 | 1 | 1 | cs | TRUE
110 | LV_116-5_1_5_line_110 |  | 105 | 106 | 0.0045321 | 0.125 | 0.08 | 261 | 0 | 0.364 | 1 | 1 | cs | TRUE
111 | LV_116-5_1_5_line_111 |  | 106 | 113 | 0.005403 | 0.125 | 0.08 | 261 | 0 | 0.364 | 1 | 1 | cs | TRUE
112 | LV_116-5_1_5_line_112 |  | 107 | 109 | 0.0069026 | 0.125 | 0.08 | 261 | 0 | 0.364 | 1 | 1 | cs | TRUE
113 | LV_116-5_1_5_line_113 |  | 108 | 110 | 0.0069379 | 0.125 | 0.08 | 261 | 0 | 0.364 | 1 | 1 | cs | TRUE
114 | LV_116-5_1_5_line_114 |  | 111 | 115 | 0.0014627 | 0.125 | 0.08 | 261 | 0 | 0.364 | 1 | 1 | cs | TRUE
115 | LV_116-5_1_5_line_115 |  | 113 | 114 | 0.013733 | 0.125 | 0.08 | 261 | 0 | 0.364 | 1 | 1 | cs | TRUE
116 | LV_116-5_1_5_line_116 |  | 114 | 115 | 0.018186 | 0.125 | 0.08 | 261 | 0 | 0.364 | 1 | 1 | cs | TRUE
117 | LV_116-5_1_5_line_117 |  | 117 | 118 | 0.0058685 | 0.125 | 0.08 | 261 | 0 | 0.364 | 1 | 1 | cs | TRUE

## trafo
| name | std_type | hv_bus | lv_bus | sn_mva | vn_hv_kv | vn_lv_kv | vk_percent | vkr_percent | pfe_kw | i0_percent | shift_degree | tap_side | tap_neutral | tap_min | tap_max | tap_step_percent | tap_step_degree | tap_pos | tap_phase_shifter | parallel | df | in_service
0 | LV_116-5_1_5_trafo_83 | 0.63 MVA 20/0.4 kV | 119 | 15 | 0.63 | 20 | 0.4 | 6 | 1.206 | 1.65 | 0.2619 | 150 | hv | 0 | -2 | 2 | 2.5 | 0 | 0 | FALSE | 1 | 1 | TRUE

## line_geodata
| x0 | y0 | x1 | y1 | x2 | y2 | x3 | y3 | x4 | y4 | x5 | y5 | x6 | y6 | x7 | y7 | x8 | y8 | x9 | y9 | x10 | y10 | x11 | y11 | x12 | y12 | x13 | y13 | x14 | y14 | x15 | y15 | x16 | y16 | x17 | y17 | x18 | y18 | x19 | y19 | x20 | y20 | x21 | y21 | x22 | y22 | x23 | y23 | x24 | y24 | x25 | y25 | x26 | y26 | x27 | y27 | x28 | y28
0 | 2699928.6318 | 1237386.2038 | 2699911.9307 | 1237388.3108
1 | 2699928.6318 | 1237386.2038 | 2699930.5749 | 1237402.4821 | 2699926.8483 | 1237412.1378 | 2699927.7511 | 1237419.7195
2 | 2699903.9031 | 1237389.3235 | 2699911.9307 | 1237388.3108
3 | 2699927.7511 | 1237419.7195 | 2699928.5943 | 1237426.8001
4 | 2699893.3924 | 1237392.0266 | 2699895.482 | 1237391.061 | 2699897.5206 | 1237390.4281 | 2699902.5534 | 1237389.4899 | 2699903.9031 | 1237389.3235
5 | 2699893.3924 | 1237392.0266 | 2699885.5064 | 1237337.549
6 | 2699883.9967 | 1237327.1198 | 2699885.5064 | 1237337.549
7 | 2699883.9967 | 1237327.1198 | 2699882.3561 | 1237316.2395
8 | 2699889.6915 | 1237314.2725 | 2699885.9679 | 1237316.5561 | 2699883.3949 | 1237315.6677 | 2699882.3561 | 1237316.2395
9 | 2699882.3561 | 1237316.2395 | 2699879.0381 | 1237316.0058 | 2699868.4186 | 1237297.2353
10 | 2699874.4824 | 1237269.2496 | 2699872.3595 | 1237270.3925 | 2699857.6976 | 1237278.2853
11 | 2699857.6976 | 1237278.2853 | 2699862.394 | 1237286.5864
12 | 2699874.4824 | 1237269.2496 | 2699881.4315 | 1237265.5081 | 2699882.9017 | 1237264.7015
13 | 2699862.394 | 1237286.5864 | 2699868.4186 | 1237297.2353
14 | 2699951.6735 | 1237290.0414 | 2699954.196 | 1237311.4555 | 2699962.1496 | 1237310.5219 | 2699969.0921 | 1237315.2646 | 2699970.3727 | 1237325.4938 | 2699974.8946 | 1237325.2364 | 2699979.3975 | 1237325.6569 | 2699981.8468 | 1237326.2542 | 2699983.7911 | 1237326.7317 | 2699987.9769 | 1237328.459
15 | 2699942.5486 | 1237282.7824 | 2699950.3795 | 1237278.3552 | 2699951.6735 | 1237290.0414
16 | 2699951.6735 | 1237290.0414 | 2699958.5781 | 1237289.3904 | 2699970.3479 | 1237288.2832
17 | 2699987.9769 | 1237328.459 | 2699989.7896 | 1237329.557 | 2699991.8498 | 1237330.7926 | 2699995.335 | 1237333.6757 | 2699997.6893 | 1237336.3173 | 2699998.3431 | 1237337.04
18 | 2699987.9769 | 1237328.459 | 2699993.0203 | 1237327.7878 | 2699994.8879 | 1237327.5388
19 | 2699942.5486 | 1237282.7824 | 2699947.0324 | 1237318.9728
20 | 2699942.5486 | 1237282.7824 | 2699950.3795 | 1237278.3552 | 2699949.7793 | 1237273.1078 | 2699949.391 | 1237268.7536 | 2699949.0934 | 1237263.9561
21 | 2699978.3963 | 1237287.3509 | 2699978.4053 | 1237287.5227 | 2699973.5167 | 1237287.9852 | 2699970.3479 | 1237288.2832
22 | 2699998.3431 | 1237337.04 | 2700005.5689 | 1237329.9007 | 2700018.7897 | 1237328.0441 | 2700019.6074 | 1237327.9677
23 | 2699998.3431 | 1237337.04 | 2700000.1818 | 1237339.7396 | 2700005.3913 | 1237339.0935 | 2700005.5443 | 1237340.3415 | 2700005.8441 | 1237342.7594 | 2700006.091 | 1237344.7206
24 | 2700005.282 | 1237457.4141 | 2700011.0821 | 1237466.6187
25 | 2700005.282 | 1237457.4141 | 2699991.8502 | 1237465.0715 | 2699992.33 | 1237465.7912 | 2699995.7463 | 1237470.9637 | 2699991.4959 | 1237474.4281 | 2699991.0674 | 1237475.1548 | 2699990.8586 | 1237475.874 | 2699990.8339 | 1237476.4407 | 2699990.5178 | 1237488.4667 | 2699997.1448 | 1237497.0958 | 2699997.7279 | 1237497.5171 | 2699998.3146 | 1237497.7271 | 2699998.987 | 1237497.794 | 2699999.6464 | 1237497.7273 | 2700000.3926 | 1237497.4508 | 2700001.0728 | 1237497.0508 | 2700001.7802 | 1237496.3845 | 2700002.1192 | 1237496.0232 | 2700002.5782 | 1237495.7307 | 2700003.1338 | 1237495.5399 | 2700003.8536 | 1237495.4854 | 2700004.66 | 1237495.6769 | 2700005.652 | 1237496.0827 | 2700007.107 | 1237496.8523 | 2700008.5263 | 1237497.9437 | 2700009.5375 | 1237499.0059 | 2700010.9426 | 1237500.9421 | 2700012.3638 | 1237503.2678 | 2700013.6412 | 1237505.6022
26 | 2700013.6412 | 1237505.6022 | 2699941.0711 | 1237508.9782
27 | 2700041.0032 | 1237369.5605 | 2700042.137 | 1237371.8814 | 2700063.7893 | 1237410.7643 | 2700071.073 | 1237406.4726 | 2700073.9113 | 1237404.6413 | 2700076.8781 | 1237402.3673 | 2700078.8396 | 1237400.9215 | 2700080.7753 | 1237399.6643 | 2700083.5723 | 1237398.0324 | 2700087.1254 | 1237395.9907
28 | 2700101.7828 | 1237415.2856 | 2700100.2539 | 1237415.3043 | 2700098.9957 | 1237414.9828 | 2700097.8251 | 1237414.396 | 2700096.586 | 1237412.9407 | 2700087.1254 | 1237395.9907
29 | 2700087.1254 | 1237395.9907 | 2700106.0932 | 1237385.3913 | 2700112.3271 | 1237381.8826 | 2700122.5839 | 1237376.1809
30 | 2700041.0032 | 1237369.5605 | 2700040.587 | 1237368.2192 | 2700040.3762 | 1237366.8035 | 2700040.3079 | 1237365.468 | 2700040.7196 | 1237363.9404 | 2700041.4445 | 1237362.685 | 2700045.8446 | 1237357.533 | 2700047.1214 | 1237356.3092 | 2700048.7144 | 1237355.1796 | 2700054.3935 | 1237351.8759
31 | 2700101.7828 | 1237415.2856 | 2700103.0134 | 1237415.0061 | 2700104.3302 | 1237414.5502 | 2700115.7898 | 1237408.0829
32 | 2700101.7828 | 1237415.2856 | 2700101.7131 | 1237419.4209 | 2700098.6956 | 1237420.215 | 2700095.9496 | 1237421.959 | 2700093.9734 | 1237425.1725 | 2700092.4727 | 1237426.6595 | 2700090.6198 | 1237428.3962 | 2700087.3433 | 1237431.0875 | 2700085.8734 | 1237432.0968 | 2700084.5688 | 1237432.8264
33 | 2700137.6036 | 1237367.8314 | 2700122.5839 | 1237376.1809
34 | 2700071.1527 | 1237442.59 | 2700076.1525 | 1237451.2363 | 2700077.7766 | 1237454.544 | 2700079.1437 | 1237457.8362 | 2700080.0538 | 1237460.8538 | 2700080.6172 | 1237463.7877
35 | 2700071.1527 | 1237442.59 | 2700060.7368 | 1237449.0973
36 | 2700071.1527 | 1237442.59 | 2700075.1902 | 1237440.0895 | 2700076.6841 | 1237439.0028 | 2700077.8592 | 1237437.9773 | 2700080.1088 | 1237435.6023 | 2700080.8839 | 1237434.9594 | 2700081.8782 | 1237434.3312 | 2700084.5688 | 1237432.8264
37 | 2700080.6172 | 1237463.7877 | 2700080.2661 | 1237469.4254
38 | 2700080.6172 | 1237463.7877 | 2700085.1102 | 1237463.8968 | 2700088.2198 | 1237463.4711 | 2700090.8576 | 1237462.7595 | 2700095.339 | 1237460.8558 | 2700096.9556 | 1237459.9257
39 | 2700058.1141 | 1237349.7116 | 2700054.3935 | 1237351.8759
40 | 2699934.627 | 1237489.4491 | 2699935.6342 | 1237496.5936 | 2699936.1812 | 1237499.1603 | 2699937.1323 | 1237501.5448 | 2699941.0711 | 1237508.9782
41 | 2699928.5943 | 1237426.8001 | 2699934.627 | 1237489.4491
42 | 2699889.6915 | 1237314.2725 | 2699895.1388 | 1237310.9263
43 | 2699882.9017 | 1237264.7015 | 2699891.4216 | 1237260.0275 | 2699894.814 | 1237258.1262
44 | 2699949.0934 | 1237263.9561 | 2699937.9098 | 1237265.7875
45 | 2699949.0934 | 1237263.9561 | 2699948.7454 | 1237258.5573 | 2699948.2101 | 1237252.5994 | 2699947.5231 | 1237248.0066 | 2699946.605 | 1237244.1104 | 2699945.2713 | 1237239.7291 | 2699943.7105 | 1237235.7999 | 2699941.3386 | 1237230.6005
46 | 2699937.9098 | 1237265.7875 | 2699935.6093 | 1237266.1642
47 | 2699941.3386 | 1237230.6005 | 2699898.6255 | 1237255.99 | 2699894.814 | 1237258.1262
48 | 2699937.8352 | 1237279.5784 | 2699926.9447 | 1237285.5082
49 | 2699937.8352 | 1237279.5784 | 2699935.6093 | 1237266.1642
50 | 2699916.9286 | 1237288.9226 | 2699920.3471 | 1237288.1351 | 2699922.5751 | 1237287.4943 | 2699925.692 | 1237286.1902 | 2699926.9447 | 1237285.5082
51 | 2699978.3963 | 1237287.3509 | 2699978.3958 | 1237287.3424
52 | 2700019.6074 | 1237327.9677 | 2700019.7977 | 1237327.9499 | 2700020.8848 | 1237328.1016 | 2700021.9248 | 1237328.3527 | 2700022.7788 | 1237328.8674 | 2700023.2935 | 1237329.3741
53 | 2700006.9024 | 1237344.6231 | 2700006.091 | 1237344.7206
54 | 2700006.091 | 1237344.7206 | 2700006.3376 | 1237346.7041 | 2700006.6451 | 1237349.111 | 2700006.7911 | 1237350.3255 | 2700004.1446 | 1237350.659 | 2700004.358 | 1237351.9191 | 2700004.5379 | 1237353.8124 | 2700004.964 | 1237358.1673 | 2700008.52 | 1237357.7491 | 2700014.0398 | 1237357.0971
55 | 2700137.6036 | 1237367.8314 | 2700136.6593 | 1237366.3922
56 | 2700137.6036 | 1237367.8314 | 2700140.3658 | 1237371.8588 | 2700143.1757 | 1237375.2976 | 2700146.0566 | 1237378.115 | 2700149.6779 | 1237381.0004 | 2700153.4306 | 1237383.2765 | 2700157.7045 | 1237385.1611 | 2700162.171 | 1237386.3929 | 2700166.3645 | 1237386.7639 | 2700170.6068 | 1237386.4797 | 2700175.4034 | 1237385.6377 | 2700178.9289 | 1237384.5313
57 | 2700096.9556 | 1237459.9257 | 2700098.8692 | 1237458.8248 | 2700101.7547 | 1237456.4383 | 2700104.1937 | 1237453.5995 | 2700104.7855 | 1237452.7168
58 | 2700058.1141 | 1237349.7116 | 2700071.649 | 1237341.9612
59 | 2700029.0201 | 1237363.9879 | 2700030.6422 | 1237376.9975
60 | 2700029.0201 | 1237363.9879 | 2700025.1229 | 1237364.4448 | 2700024.109 | 1237355.9102 | 2700016.5572 | 1237356.7948 | 2700014.0398 | 1237357.0971
61 | 2700117.1349 | 1237444.9778 | 2700114.8844 | 1237445.1622 | 2700112.3612 | 1237445.8091 | 2700110.1173 | 1237446.9499 | 2700108.1242 | 1237448.473 | 2700106.3904 | 1237450.323 | 2700104.7855 | 1237452.7168
62 | 2700117.1349 | 1237444.9778 | 2700117.1349 | 1237444.9778 | 2700117.7444 | 1237444.9714
63 | 2700125.5141 | 1237445.2748 | 2700122.4371 | 1237445.1117 | 2700119.5795 | 1237444.9523 | 2700117.7444 | 1237444.9714
64 | 2700125.5141 | 1237445.2748 | 2700126.4009 | 1237445.1897 | 2700127.0936 | 1237444.9456 | 2700127.8124 | 1237444.5019 | 2700128.3746 | 1237443.922 | 2700128.7727 | 1237443.1948 | 2700128.9515 | 1237442.464 | 2700129.2339 | 1237440.078 | 2700129.5743 | 1237436.9481 | 2700132.5955 | 1237437.277 | 2700133.5556 | 1237429.7097 | 2700139.5792 | 1237430.4686
65 | 2700125.5141 | 1237445.2748 | 2700134.402 | 1237446.3699 | 2700135.2899 | 1237448.909
66 | 2700147.0035 | 1237420.663 | 2700150.0412 | 1237420.9144 | 2700148.7406 | 1237431.6227 | 2700139.5792 | 1237430.4686
67 | 2700138.9649 | 1237450.4054 | 2700139.0635 | 1237449.4953 | 2700135.2899 | 1237448.909
68 | 2700138.9649 | 1237450.4054 | 2700138.0891 | 1237458.3633
69 | 2700138.9649 | 1237450.4054 | 2700149.3484 | 1237451.6592 | 2700152.6305 | 1237451.441
70 | 2700105.6288 | 1237503.1054 | 2700107.3631 | 1237488.2123 | 2700114.3208 | 1237481.7136 | 2700115.4461 | 1237472.5062
71 | 2700105.6288 | 1237503.1054 | 2700097.9698 | 1237505.0545
72 | 2700105.6288 | 1237503.1054 | 2700116.1184 | 1237500.3371
73 | 2700097.9698 | 1237505.0545 | 2700095.7627 | 1237505.6162
74 | 2700116.1184 | 1237500.3371 | 2700124.361 | 1237498.1617
75 | 2700082.318 | 1237505.1809 | 2700084.6655 | 1237506.4213 | 2700087.3031 | 1237507.0663 | 2700090.7946 | 1237506.8805 | 2700095.7627 | 1237505.6162
76 | 2700124.361 | 1237498.1617 | 2700126.5381 | 1237497.5872
77 | 2700082.318 | 1237505.1809 | 2700078.3536 | 1237510.974 | 2700078.4226 | 1237511.7285
78 | 2700138.9734 | 1237494.3053 | 2700126.5381 | 1237497.5872
79 | 2700158.718 | 1237447.5252 | 2700158.2874 | 1237451.065 | 2700152.6305 | 1237451.441
80 | 2700138.0891 | 1237458.3633 | 2700161.8349 | 1237461.466
81 | 2700138.0891 | 1237458.3633 | 2700137.7314 | 1237461.3919
82 | 2700138.9734 | 1237494.3053 | 2700134.8403 | 1237485.8737 | 2700137.7314 | 1237461.3919
83 | 2700138.9734 | 1237494.3053 | 2700141.521 | 1237493.1029 | 2700144.0157 | 1237491.4548 | 2700146.1513 | 1237489.5561 | 2700148.1265 | 1237487.2988 | 2700150.3762 | 1237484.0231 | 2700153.2834 | 1237479.6559
84 | 2700014.0398 | 1237357.0971 | 2700015.4047 | 1237368.6065 | 2700015.4669 | 1237369.1312
85 | 2700136.6593 | 1237366.3922 | 2700160.2675 | 1237355.7986
86 | 2700108.4546 | 1237321.6497 | 2700117.3355 | 1237335.7322 | 2700136.6593 | 1237366.3922
87 | 2700136.6593 | 1237366.3922 | 2700138.1773 | 1237364.3273 | 2700138.6375 | 1237363.5122 | 2700139.0434 | 1237362.3293 | 2700139.1962 | 1237361.3422 | 2700139.1959 | 1237360.019 | 2700139.0109 | 1237358.8706 | 2700138.5224 | 1237357.3279 | 2700137.9414 | 1237355.8836 | 2700137.1741 | 1237354.2695 | 2700127.4312 | 1237337.0145 | 2700125.4009 | 1237333.1106 | 2700122.1665 | 1237326.5734 | 2700121.2828 | 1237324.2346 | 2700120.9862 | 1237322.5283 | 2700121.1326 | 1237320.5737 | 2700121.5224 | 1237319.0013 | 2700122.3186 | 1237317.5581 | 2700123.5375 | 1237316.1776 | 2700125.0272 | 1237314.8906
88 | 2700190.5136 | 1237342.2265 | 2700160.2675 | 1237355.7986
89 | 2700108.4546 | 1237321.6497 | 2700090.2153 | 1237292.9437
90 | 2700143.2474 | 1237303.7672 | 2700141.7154 | 1237304.4196 | 2700140.5954 | 1237305.3236 | 2700139.5565 | 1237306.7961 | 2700138.2145 | 1237308.2969 | 2700136.1601 | 1237309.8634 | 2700133.4195 | 1237311.2849 | 2700128.6693 | 1237312.9617 | 2700126.5038 | 1237313.937 | 2700125.0272 | 1237314.8906
91 | 2700190.5136 | 1237342.2265 | 2700205.8855 | 1237335.3251 | 2700209.0584 | 1237334.2889 | 2700212.1742 | 1237333.5076 | 2700214.718 | 1237332.9834 | 2700216.2463 | 1237332.5533 | 2700217.6786 | 1237331.977 | 2700218.947 | 1237331.2535 | 2700220.1113 | 1237330.4169 | 2700226.73 | 1237324.8049
92 | 2700075.0233 | 1237270.0142 | 2700078.7017 | 1237275.358 | 2700084.292 | 1237283.5472 | 2700088.7579 | 1237290.65 | 2700090.2153 | 1237292.9437
93 | 2700143.2474 | 1237303.7672 | 2700145.3743 | 1237303.2916 | 2700147.7058 | 1237303.2419 | 2700150.0898 | 1237303.6714 | 2700152.7618 | 1237304.517 | 2700156.2892 | 1237305.9784
94 | 2700143.2474 | 1237303.7672 | 2700140.8374 | 1237299.9459 | 2700139.4609 | 1237298.1102 | 2700137.8465 | 1237296.4706 | 2700136.0763 | 1237295.0953 | 2700134.1918 | 1237293.7625 | 2700131.5631 | 1237292.1392 | 2700128.3301 | 1237290.4501 | 2700125.1865 | 1237289.2963 | 2700121.5312 | 1237288.4229 | 2700118.6089 | 1237288.0511 | 2700115.5895 | 1237288.0558 | 2700112.1228 | 1237288.5644 | 2700109.5121 | 1237289.0971
95 | 2699977.1354 | 1237263.4668 | 2699978.3958 | 1237287.3424
96 | 2699975.6913 | 1237236.1494 | 2699976.363 | 1237248.8369 | 2699977.1354 | 1237263.4668
97 | 2699987.8428 | 1237236.2429 | 2699975.6913 | 1237236.1494
98 | 2699987.8428 | 1237236.2429 | 2699994.9215 | 1237236.2965
99 | 2699994.9215 | 1237236.2965 | 2700002.5723 | 1237236.3544
100 | 2700003.9955 | 1237236.3652 | 2700002.5723 | 1237236.3544
101 | 2700236.8396 | 1237316.2329 | 2700226.73 | 1237324.8049
102 | 2700236.8396 | 1237316.2329 | 2700256.0656 | 1237298.8888 | 2700251.6542 | 1237293.5318
103 | 2700247.6587 | 1237288.6799 | 2700251.6542 | 1237293.5318
104 | 2700247.0118 | 1237287.8944 | 2700247.6587 | 1237288.6799
105 | 2700011.7065 | 1237236.4235 | 2700003.9955 | 1237236.3652
106 | 2700023.0079 | 1237237.1356 | 2700017.9381 | 1237236.6721 | 2700013.0083 | 1237236.4334 | 2700011.7065 | 1237236.4235
107 | 2700023.0079 | 1237237.1356 | 2700027.6562 | 1237237.9145 | 2700032.356 | 1237239.2279 | 2700035.8533 | 1237240.5403
108 | 2700023.0079 | 1237237.1356 | 2700027.3185 | 1237220.936
109 | 2700041.7579 | 1237243.0518 | 2700040.9399 | 1237242.664 | 2700036.5445 | 1237240.7996 | 2700035.8533 | 1237240.5403
110 | 2700041.7579 | 1237243.0518 | 2700045.3167 | 1237244.7392 | 2700045.8361 | 1237245.0264
111 | 2700045.8361 | 1237245.0264 | 2700050.025 | 1237247.3427 | 2700050.5538 | 1237247.6594
112 | 2700162.6661 | 1237308.6205 | 2700156.2892 | 1237305.9784
113 | 2700102.7922 | 1237290.82 | 2700109.0019 | 1237289.2012 | 2700109.5121 | 1237289.0971
114 | 2700074.1216 | 1237268.8624 | 2700075.0233 | 1237270.0142 | 2700075.0233 | 1237270.0142
115 | 2700050.5538 | 1237247.6594 | 2700054.2278 | 1237249.8598 | 2700057.5929 | 1237252.2405 | 2700060.7444 | 1237254.7288 | 2700061.7264 | 1237255.6002
116 | 2700074.1216 | 1237268.8624 | 2700071.5565 | 1237265.5858 | 2700068.087 | 1237261.7689 | 2700064.4871 | 1237258.0499 | 2700061.7264 | 1237255.6002
117 | 2700075.9093 | 1237342.2391 | 2700074.6948 | 1237340.2171 | 2700071.649 | 1237341.9612

## bus_geodata
| x | y | coords
0 | 2699928.6318 | 1237386.2038
1 | 2699911.9307 | 1237388.3108
2 | 2699927.7511 | 1237419.7195
3 | 2699893.3924 | 1237392.0266
4 | 2699903.9031 | 1237389.3235
5 | 2699885.5064 | 1237337.549
6 | 2699883.9967 | 1237327.1198
7 | 2699882.3561 | 1237316.2395
8 | 2699857.6976 | 1237278.2853
9 | 2699874.4824 | 1237269.2496
10 | 2699862.394 | 1237286.5864
11 | 2699951.6735 | 1237290.0413
12 | 2699987.9769 | 1237328.459
13 | 2699942.5486 | 1237282.7824
14 | 2699970.3479 | 1237288.2832
15 | 2699998.3431 | 1237337.04
16 | 2699994.8879 | 1237327.5388
17 | 2700005.282 | 1237457.4141
18 | 2700011.0821 | 1237466.6187
19 | 2700013.6412 | 1237505.6022
20 | 2700087.1254 | 1237395.9907
21 | 2700041.0032 | 1237369.5605
22 | 2700101.7828 | 1237415.2856
23 | 2700122.5839 | 1237376.1809
24 | 2700071.1527 | 1237442.59
25 | 2700080.6172 | 1237463.7877
26 | 2700060.7368 | 1237449.0973
27 | 2700084.5688 | 1237432.8264
28 | 2700054.3935 | 1237351.8759
29 | 2699941.0711 | 1237508.9782
30 | 2699934.627 | 1237489.4491
31 | 2699947.0324 | 1237318.9728
32 | 2699928.5943 | 1237426.8001
33 | 2699889.6915 | 1237314.2725
34 | 2699868.4186 | 1237297.2353
35 | 2699882.9017 | 1237264.7015
36 | 2699949.0934 | 1237263.9561
37 | 2699937.9098 | 1237265.7875
38 | 2699941.3386 | 1237230.6005
39 | 2699937.8352 | 1237279.5784
40 | 2699926.9447 | 1237285.5082
41 | 2699935.6093 | 1237266.1642
42 | 2699978.3963 | 1237287.3509
43 | 2700019.6074 | 1237327.9677
44 | 2700006.091 | 1237344.7206
45 | 2700115.7898 | 1237408.0829
46 | 2700137.6036 | 1237367.8314
47 | 2700080.2661 | 1237469.4254
48 | 2700096.9556 | 1237459.9257
49 | 2700058.1141 | 1237349.7116
50 | 2700030.6422 | 1237376.9975
51 | 2700029.0201 | 1237363.9879
52 | 2700104.7855 | 1237452.7168
53 | 2700117.1349 | 1237444.9778
54 | 2700117.7444 | 1237444.9714
55 | 2700125.5141 | 1237445.2748
56 | 2700139.5792 | 1237430.4686
57 | 2700135.2899 | 1237448.909
58 | 2700147.0035 | 1237420.663
59 | 2700138.9649 | 1237450.4054
60 | 2700115.4461 | 1237472.5062
61 | 2700105.6288 | 1237503.1054
62 | 2700097.9698 | 1237505.0545
63 | 2700116.1184 | 1237500.3371
64 | 2700095.7627 | 1237505.6162
65 | 2700124.361 | 1237498.1617
66 | 2700082.318 | 1237505.1809
67 | 2700126.5381 | 1237497.5872
68 | 2700152.6305 | 1237451.441
69 | 2700158.718 | 1237447.5252
70 | 2700138.0891 | 1237458.3633
71 | 2700161.8349 | 1237461.466
72 | 2700137.7314 | 1237461.3919
73 | 2700138.9734 | 1237494.3053
74 | 2700015.4669 | 1237369.1312
75 | 2700014.0398 | 1237357.0971
76 | 2700006.9024 | 1237344.6231
77 | 2700023.2935 | 1237329.3741
78 | 2700078.4226 | 1237511.7285
79 | 2700153.2834 | 1237479.6559
80 | 2700136.6593 | 1237366.3922
81 | 2700178.9289 | 1237384.5313
82 | 2700160.2675 | 1237355.7986
83 | 2700108.4546 | 1237321.6497
84 | 2700125.0272 | 1237314.8906
85 | 2700190.5136 | 1237342.2265
86 | 2700090.2153 | 1237292.9437
87 | 2700143.2474 | 1237303.7672
88 | 2699977.1354 | 1237263.4668
89 | 2699978.3958 | 1237287.3424
90 | 2699975.6913 | 1237236.1494
91 | 2699987.8428 | 1237236.2429
92 | 2699994.9215 | 1237236.2965
93 | 2699894.814 | 1237258.1262
94 | 2700002.5723 | 1237236.3544
95 | 2700226.73 | 1237324.8049
96 | 2700236.8396 | 1237316.2329
97 | 2700251.6542 | 1237293.5318
98 | 2700247.6587 | 1237288.6799
99 | 2700247.0118 | 1237287.8944
100 | 2700011.7065 | 1237236.4235
101 | 2700003.9955 | 1237236.3652
102 | 2700023.0079 | 1237237.1356
103 | 2700035.8533 | 1237240.5403
104 | 2700027.3185 | 1237220.936
105 | 2700041.7579 | 1237243.0518
106 | 2700045.8361 | 1237245.0264
107 | 2700156.2892 | 1237305.9784
108 | 2700109.5121 | 1237289.0971
109 | 2700162.6661 | 1237308.6205
110 | 2700102.7922 | 1237290.82
111 | 2700075.0233 | 1237270.0142
112 | 2699895.1388 | 1237310.9263
113 | 2700050.5538 | 1237247.6594
114 | 2700061.7264 | 1237255.6002
115 | 2700074.1216 | 1237268.8624
116 | 2699916.9286 | 1237288.9226
117 | 2700071.649 | 1237341.9612
118 | 2700075.9093 | 1237342.2391
119 | 2699997.6893 | 1237336.3173

## line_std_types
| c_nf_per_km | r_ohm_per_km | x_ohm_per_km | max_i_ka | type | q_mm2 | alpha | voltage_rating
NAYY 4x50 SE | 210 | 0.642 | 0.083 | 0.142 | cs | 50 | 0.00403 | LV
NAYY 4x120 SE | 264 | 0.225 | 0.08 | 0.242 | cs | 120 | 0.00403 | LV
NAYY 4x150 SE | 261 | 0.208 | 0.08 | 0.27 | cs | 150 | 0.00403 | LV
NA2XS2Y 1x95 RM/25 12/20 kV | 216 | 0.313 | 0.132 | 0.252 | cs | 95 | 0.00403 | MV
NA2XS2Y 1x185 RM/25 12/20 kV | 273 | 0.161 | 0.117 | 0.362 | cs | 185 | 0.00403 | MV
NA2XS2Y 1x240 RM/25 12/20 kV | 304 | 0.122 | 0.112 | 0.421 | cs | 240 | 0.00403 | MV
NA2XS2Y 1x95 RM/25 6/10 kV | 315 | 0.313 | 0.123 | 0.249 | cs | 95 | 0.00403 | MV
NA2XS2Y 1x185 RM/25 6/10 kV | 406 | 0.161 | 0.11 | 0.358 | cs | 185 | 0.00403 | MV
NA2XS2Y 1x240 RM/25 6/10 kV | 456 | 0.122 | 0.105 | 0.416 | cs | 240 | 0.00403 | MV
NA2XS2Y 1x150 RM/25 12/20 kV | 250 | 0.206 | 0.116 | 0.319 | cs | 150 | 0.00403 | MV
NA2XS2Y 1x120 RM/25 12/20 kV | 230 | 0.253 | 0.119 | 0.283 | cs | 120 | 0.00403 | MV
NA2XS2Y 1x70 RM/25 12/20 kV | 190 | 0.443 | 0.132 | 0.22 | cs | 70 | 0.00403 | MV
NA2XS2Y 1x150 RM/25 6/10 kV | 360 | 0.206 | 0.11 | 0.315 | cs | 150 | 0.00403 | MV
NA2XS2Y 1x120 RM/25 6/10 kV | 340 | 0.253 | 0.113 | 0.28 | cs | 120 | 0.00403 | MV
NA2XS2Y 1x70 RM/25 6/10 kV | 280 | 0.443 | 0.123 | 0.217 | cs | 70 | 0.00403 | MV
N2XS(FL)2Y 1x120 RM/35 64/110 kV | 112 | 0.153 | 0.166 | 0.366 | cs | 120 | 0.00393 | HV
N2XS(FL)2Y 1x185 RM/35 64/110 kV | 125 | 0.099 | 0.156 | 0.457 | cs | 185 | 0.00393 | HV
N2XS(FL)2Y 1x240 RM/35 64/110 kV | 135 | 0.075 | 0.149 | 0.526 | cs | 240 | 0.00393 | HV
N2XS(FL)2Y 1x300 RM/35 64/110 kV | 144 | 0.06 | 0.144 | 0.588 | cs | 300 | 0.00393 | HV
15-AL1/3-ST1A 0.4 | 11 | 1.8769 | 0.35 | 0.105 | ol | 16 | 0.00403 | LV
24-AL1/4-ST1A 0.4 | 11.25 | 1.2012 | 0.335 | 0.14 | ol | 24 | 0.00403 | LV
48-AL1/8-ST1A 0.4 | 12.2 | 0.5939 | 0.3 | 0.21 | ol | 48 | 0.00403 | LV
94-AL1/15-ST1A 0.4 | 13.2 | 0.306 | 0.29 | 0.35 | ol | 94 | 0.00403 | LV
34-AL1/6-ST1A 10.0 | 9.7 | 0.8342 | 0.36 | 0.17 | ol | 34 | 0.00403 | MV
48-AL1/8-ST1A 10.0 | 10.1 | 0.5939 | 0.35 | 0.21 | ol | 48 | 0.00403 | MV
70-AL1/11-ST1A 10.0 | 10.4 | 0.4132 | 0.339 | 0.29 | ol | 70 | 0.00403 | MV
94-AL1/15-ST1A 10.0 | 10.75 | 0.306 | 0.33 | 0.35 | ol | 94 | 0.00403 | MV
122-AL1/20-ST1A 10.0 | 11.1 | 0.2376 | 0.323 | 0.41 | ol | 122 | 0.00403 | MV
149-AL1/24-ST1A 10.0 | 11.25 | 0.194 | 0.315 | 0.47 | ol | 149 | 0.00403 | MV
34-AL1/6-ST1A 20.0 | 9.15 | 0.8342 | 0.382 | 0.17 | ol | 34 | 0.00403 | MV
48-AL1/8-ST1A 20.0 | 9.5 | 0.5939 | 0.372 | 0.21 | ol | 48 | 0.00403 | MV
70-AL1/11-ST1A 20.0 | 9.7 | 0.4132 | 0.36 | 0.29 | ol | 70 | 0.00403 | MV
94-AL1/15-ST1A 20.0 | 10 | 0.306 | 0.35 | 0.35 | ol | 94 | 0.00403 | MV
122-AL1/20-ST1A 20.0 | 10.3 | 0.2376 | 0.344 | 0.41 | ol | 122 | 0.00403 | MV
149-AL1/24-ST1A 20.0 | 10.5 | 0.194 | 0.337 | 0.47 | ol | 149 | 0.00403 | MV
184-AL1/30-ST1A 20.0 | 10.75 | 0.1571 | 0.33 | 0.535 | ol | 184 | 0.00403 | MV
243-AL1/39-ST1A 20.0 | 11 | 0.1188 | 0.32 | 0.645 | ol | 243 | 0.00403 | MV
48-AL1/8-ST1A 110.0 | 8 | 0.5939 | 0.46 | 0.21 | ol | 48 | 0.00403 | HV
70-AL1/11-ST1A 110.0 | 8.4 | 0.4132 | 0.45 | 0.29 | ol | 70 | 0.00403 | HV
94-AL1/15-ST1A 110.0 | 8.65 | 0.306 | 0.44 | 0.35 | ol | 94 | 0.00403 | HV
122-AL1/20-ST1A 110.0 | 8.5 | 0.2376 | 0.43 | 0.41 | ol | 122 | 0.00403 | HV
149-AL1/24-ST1A 110.0 | 8.75 | 0.194 | 0.41 | 0.47 | ol | 149 | 0.00403 | HV
184-AL1/30-ST1A 110.0 | 8.8 | 0.1571 | 0.4 | 0.535 | ol | 184 | 0.00403 | HV
243-AL1/39-ST1A 110.0 | 9 | 0.1188 | 0.39 | 0.645 | ol | 243 | 0.00403 | HV
305-AL1/39-ST1A 110.0 | 9.2 | 0.0949 | 0.38 | 0.74 | ol | 305 | 0.00403 | HV
490-AL1/64-ST1A 110.0 | 9.75 | 0.059 | 0.37 | 0.96 | ol | 490 | 0.00403 | HV
679-AL1/86-ST1A 110.0 | 9.95 | 0.042 | 0.36 | 1.15 | ol | 679 | 0.00403 | HV
490-AL1/64-ST1A 220.0 | 10 | 0.059 | 0.285 | 0.96 | ol | 490 | 0.00403 | HV
679-AL1/86-ST1A 220.0 | 11.7 | 0.042 | 0.275 | 1.15 | ol | 679 | 0.00403 | HV
490-AL1/64-ST1A 380.0 | 11 | 0.059 | 0.253 | 0.96 | ol | 490 | 0.00403 | HV
679-AL1/86-ST1A 380.0 | 14.6 | 0.042 | 0.25 | 1.15 | ol | 679 | 0.00403 | HV

## trafo_std_types
| i0_percent | pfe_kw | vkr_percent | sn_mva | vn_lv_kv | vn_hv_kv | vk_percent | shift_degree | vector_group | tap_side | tap_neutral | tap_min | tap_max | tap_step_degree | tap_step_percent | tap_phase_shifter
160 MVA 380/110 kV | 0.06 | 60 | 0.25 | 160 | 110 | 380 | 12.2 | 0 | Yy0 | hv | 0 | -9 | 9 | 0 | 1.5 | FALSE
100 MVA 220/110 kV | 0.06 | 55 | 0.26 | 100 | 110 | 220 | 12 | 0 | Yy0 | hv | 0 | -9 | 9 | 0 | 1.5 | FALSE
63 MVA 110/20 kV | 0.04 | 22 | 0.32 | 63 | 20 | 110 | 18 | 150 | YNd5 | hv | 0 | -9 | 9 | 0 | 1.5 | FALSE
40 MVA 110/20 kV | 0.05 | 18 | 0.34 | 40 | 20 | 110 | 16.2 | 150 | YNd5 | hv | 0 | -9 | 9 | 0 | 1.5 | FALSE
25 MVA 110/20 kV | 0.07 | 14 | 0.41 | 25 | 20 | 110 | 12 | 150 | YNd5 | hv | 0 | -9 | 9 | 0 | 1.5 | FALSE
63 MVA 110/10 kV | 0.04 | 22 | 0.32 | 63 | 10 | 110 | 18 | 150 | YNd5 | hv | 0 | -9 | 9 | 0 | 1.5 | FALSE
40 MVA 110/10 kV | 0.05 | 18 | 0.34 | 40 | 10 | 110 | 16.2 | 150 | YNd5 | hv | 0 | -9 | 9 | 0 | 1.5 | FALSE
25 MVA 110/10 kV | 0.07 | 14 | 0.41 | 25 | 10 | 110 | 12 | 150 | YNd5 | hv | 0 | -9 | 9 | 0 | 1.5 | FALSE
0.25 MVA 20/0.4 kV | 0.32 | 0.8 | 1.44 | 0.25 | 0.4 | 20 | 6 | 150 | Yzn5 | hv | 0 | -2 | 2 | 0 | 2.5 | FALSE
0.4 MVA 20/0.4 kV | 0.3375 | 1.35 | 1.425 | 0.4 | 0.4 | 20 | 6 | 150 | Dyn5 | hv | 0 | -2 | 2 | 0 | 2.5 | FALSE
0.63 MVA 20/0.4 kV | 0.2619 | 1.65 | 1.206 | 0.63 | 0.4 | 20 | 6 | 150 | Dyn5 | hv | 0 | -2 | 2 | 0 | 2.5 | FALSE
0.25 MVA 10/0.4 kV | 0.24 | 0.6 | 1.2 | 0.25 | 0.4 | 10 | 4 | 150 | Dyn5 | hv | 0 | -2 | 2 | 0 | 2.5 | FALSE
0.4 MVA 10/0.4 kV | 0.2375 | 0.95 | 1.325 | 0.4 | 0.4 | 10 | 4 | 150 | Dyn5 | hv | 0 | -2 | 2 | 0 | 2.5 | FALSE
0.63 MVA 10/0.4 kV | 0.1873 | 1.18 | 1.0794 | 0.63 | 0.4 | 10 | 4 | 150 | Dyn5 | hv | 0 | -2 | 2 | 0 | 2.5 | FALSE

## trafo3w_std_types
| sn_hv_mva | sn_mv_mva | sn_lv_mva | vn_hv_kv | vn_mv_kv | vn_lv_kv | vk_hv_percent | vk_mv_percent | vk_lv_percent | vkr_hv_percent | vkr_mv_percent | vkr_lv_percent | pfe_kw | i0_percent | shift_mv_degree | shift_lv_degree | vector_group | tap_side | tap_neutral | tap_min | tap_max | tap_step_percent
63/25/38 MVA 110/20/10 kV | 63 | 25 | 38 | 110 | 20 | 10 | 10.4 | 10.4 | 10.4 | 0.28 | 0.32 | 0.35 | 35 | 0.89 | 0 | 0 | YN0yn0yn0 | hv | 0 | -10 | 10 | 1.2
63/25/38 MVA 110/10/10 kV | 63 | 25 | 38 | 110 | 10 | 10 | 10.4 | 10.4 | 10.4 | 0.28 | 0.32 | 0.35 | 35 | 0.89 | 0 | 0 | YN0yn0yn0 | hv | 0 | -10 | 10 | 1.2

## fuse_std_types
| fuse_type | i_rated_a | t_avg | t_min | t_total | x_avg | x_min | x_total
HV 100A | HV 100A | 100 | 0 | [10.0, 3.64, 0.854, 0.281, 0.1, 0.0531, 0.022, 0.01] | [10.0, 4.267, 1.21, 0.403, 0.1, 0.058, 0.022, 0.01] | 0 | [300.0, 350.0, 450.0, 550.0, 700.0, 850.0, 1200.0, 1752.0] | [600.0, 700.0, 900.0, 1150.0, 1665.0, 2000.0, 3000.0, 4313.0]
HV 10A | HV 10A | 10 | 0 | [10.0, 1675.0, 0.344, 0.156, 0.1, 0.0417, 0.0171, 0.01] | [10.0, 1.3, 0.3, 0.155, 0.1, 0.0555, 0.023, 0.01] | 0 | [30.0, 32.0, 35.0, 37.0, 39.0, 50.0, 70.0, 88.0] | [60.0, 70.0, 80.0, 87.0, 94.0, 110.0, 150.0, 216.0]
HV 125A | HV 125A | 125 | 0 | [10.0, 1.82, 0.344, 0.1, 0.0467, 0.0269, 0.01] | [10.0, 2.478, 0.426, 0.1, 0.0427, 0.0211, 0.01] | 0 | [375.0, 500.0, 700.0, 925.0, 1200.0, 1500.0, 2341.0] | [750.0, 1000.0, 1500.0, 2200.0, 3000.0, 4000.0, 5765.0]
HV 160A | HV 160A | 160 | 0 | [10.0, 4.15, 1.03, 0.198, 0.1, 0.051, 0.0172, 0.01] | [10.0, 2.3, 0.734, 0.274, 0.1, 0.046, 0.0177, 0.01] | 0 | [480.0, 550.0, 700.0, 1000.0, 1260.0, 1600.0, 2500.0, 3227.0] | [960.0, 1300.0, 1700.0, 2200.0, 2996.0, 4000.0, 6000.0, 7946.0]
HV 16A | HV 16A | 16 | 0 | [10.0, 0.352, 0.164, 0.1, 0.0649, 0.0342, 0.01] | [10.0, 2.34, 0.722, 0.181, 0.1, 0.055, 0.0296, 0.01] | 0 | [48.0, 60.0, 65.0, 71.0, 80.0, 100.0, 162.0] | [96.0, 110.0, 125.0, 150.0, 168.0, 200.0, 250.0, 398.0]
HV 200A | HV 200A | 200 | 0 | [10.0, 4.267, 1.21, 0.403, 0.1, 0.058, 0.022, 0.01] | [10.0, 3.73, 1.654, 0.328, 0.1, 0.0531, 0.019, 0.01] | 0 | [600.0, 700.0, 900.0, 1150.0, 1665.0, 2000.0, 3000.0, 4313.0] | [1200.0, 1500.0, 1800.0, 2700.0, 3960.0, 5000.0, 7500.0, 10620.0]
HV 20A | HV 20A | 20 | 0 | [10.0, 1.3, 0.3, 0.155, 0.1, 0.0555, 0.023, 0.01] | [10.0, 1.3, 0.161, 0.1, 0.0611, 0.0399, 0.0141, 0.01] | 0 | [60.0, 70.0, 80.0, 87.0, 94.0, 110.0, 150.0, 216.0] | [120.0, 150.0, 200.0, 223.0, 260.0, 300.0, 450.0, 532.0]
HV 25A | HV 25A | 25 | 0 | [10.0, 2.512, 0.833, 0.299, 0.1, 0.0372, 0.0223, 0.01] | [10.0, 3.125, 0.597, 0.198, 0.1, 0.0378, 0.022, 0.01] | 0 | [75.0, 82.0, 90.0, 100.0, 124.0, 170.0, 200.0, 289.0] | [150.0, 170.0, 210.0, 250.0, 294.0, 400.0, 500.0, 711.0]
HV 31.5A | HV 31.5A | 31.5 | 0 | [10.0, 2.34, 0.722, 0.181, 0.1, 0.055, 0.0296, 0.01] | [10.0, 2.84, 0.368, 0.164, 0.1, 0.0621, 0.0378, 0.0195, 0.01] | 0 | [95.0, 110.0, 125.0, 150.0, 165.0, 200.0, 250.0, 390.0] | [189.0, 220.0, 300.0, 350.0, 393.0, 450.0, 530.0, 700.0, 960.0]
HV 40A | HV 40A | 40 | 0 | [10.0, 1.3, 0.161, 0.1, 0.0611, 0.0399, 0.0141, 0.01] | [10.0, 2.05, 0.369, 0.198, 0.1, 0.051, 0.0298, 0.01] | 0 | [120.0, 150.0, 200.0, 223.0, 260.0, 300.0, 450.0, 532.0] | [240.0, 300.0, 400.0, 450.0, 530.0, 650.0, 800.0, 1311.0]
HV 50A | HV 50A | 50 | 0 | [10.0, 3.215, 0.597, 0.198, 0.1, 0.0378, 0.022, 0.01] | [10.0, 3.64, 0.854, 0.281, 0.1, 0.0531, 0.022, 0.01] | 0 | [150.0, 170.0, 210.0, 250.0, 294.0, 400.0, 500.0, 711.0] | [300.0, 350.0, 450.0, 550.0, 700.0, 850.0, 1200.0, 1752.0]
HV 6.3A | HV 6.3A | 6.3 | 0 | [10.0, 1.39, 0.344, 0.168, 0.1, 0.056, 0.0263, 0.01] | [10.0, 1.711, 0.516, 0.198, 0.1, 0.0634, 0.0303, 0.01] | 0 | [19.0, 19.5, 20.4, 20.8, 22.0, 25.0, 32.0, 48.0] | [38.0, 40.0, 43.0, 48.0, 53.0, 60.0, 75.0, 118.0]
HV 63A | HV 63A | 63 | 0 | [10.0, 2.84, 0.368, 0.164, 0.1, 0.0621, 0.0378, 0.0195, 0.01] | [10.0, 1.82, 0.344, 0.1, 0.0467, 0.0269, 0.01] | 0 | [189.0, 220.0, 300.0, 350.0, 393.0, 450.0, 530.0, 700.0, 961.0] | [378.0, 500.0, 700.0, 934.0, 1200.0, 1500.0, 2366.0]
HV 80A | HV 80A | 80 | 0 | [10.0, 2.05, 0.369, 0.198, 0.1, 0.051, 0.0298, 0.01] | [10.0, 4.15, 1.03, 0.198, 0.1, 0.051, 0.0172, 0.01] | 0 | [240.0, 300.0, 400.0, 450.0, 530.0, 650.0, 800.0, 1311.0] | [480.0, 550.0, 700.0, 1000.0, 1260.0, 1600.0, 2500.0, 3227.0]
Siemens NH-1-100 | Siemens NH-1-100 | 100 | [5400.0, 2000.0, 400.0, 20.0, 1.0, 0.2, 0.012, 0.004] | 0 | 0 | [150.0, 190.0, 250.0, 430.0, 900.0, 1250.0, 2700.0, 3600.0] | 0 | 0
Siemens NH-1-125 | Siemens NH-1-125 | 125 | [4800.0, 120.0, 7.0, 0.1, 0.004] | 0 | 0 | [180.0, 400.0, 740.0, 2000.0, 4250.0] | 0 | 0
Siemens NH-1-16 | Siemens NH-1-16 | 16 | [4000.0, 400.0, 2.0, 0.1, 0.04, 0.01] | 0 | 0 | [26.0, 35.0, 75.0, 150.0, 200.0, 300.0] | 0 | 0
Siemens NH-1-160 | Siemens NH-1-160 | 160 | [4800.0, 120.0, 7.0, 0.1, 0.004] | 0 | 0 | [210.0, 500.0, 900.0, 2300.0, 5000.0] | 0 | 0
Siemens NH-1-25 | Siemens NH-1-25 | 25 | [4000.0, 1000.0, 10.0, 0.2, 0.02, 0.01] | 0 | 0 | [40.0, 50.0, 100.0, 210.0, 400.0, 500.0] | 0 | 0
Siemens NH-1-50 | Siemens NH-1-50 | 50 | [4000.0, 40.0, 4.0, 1.0, 0.02, 0.01] | 0 | 0 | [86.0, 200.0, 300.0, 400.0, 1000.0, 1280.0] | 0 | 0
Siemens NH-1-63 | Siemens NH-1-63 | 63 | [4000.0, 100.0, 10.0, 2.0, 0.04, 0.01] | 0 | 0 | [100.0, 200.0, 300.0, 400.0, 1000.0, 1500.0] | 0 | 0
Siemens NH-1-80 | Siemens NH-1-80 | 80 | [4800.0, 120.0, 7.0, 0.1, 0.01] | 0 | 0 | [150.58, 250.0, 450.0, 1150.0, 2470.0] | 0 | 0
Siemens NH-2-1000 | Siemens NH-2-1000 | 1000 | [4800.0, 120.0, 7.0, 0.1, 0.004] | 0 | 0 | [1900.0, 3500.0, 8400.0, 24000.0, 52000.0] | 0 | 0
Siemens NH-2-200 | Siemens NH-2-200 | 200 | [4800.0, 120.0, 7.0, 0.1, 0.004] | 0 | 0 | [280.0, 650.0, 1200.0, 3000.0, 7000.0] | 0 | 0
Siemens NH-2-224 | Siemens NH-2-224 | 224 | [4800.0, 120.0, 7.0, 0.2, 0.04, 0.004] | 0 | 0 | [400.0, 750.0, 1453.0, 3025.0, 4315.0, 7600.0] | 0 | 0
Siemens NH-2-250 | Siemens NH-2-250 | 250 | [4800.0, 120.0, 7.0, 0.1, 0.004] | 0 | 0 | [450.0, 800.0, 1650.0, 4000.0, 8500.0] | 0 | 0
Siemens NH-2-315 | Siemens NH-2-315 | 315 | [4800.0, 120.0, 7.0, 0.1, 0.004] | 0 | 0 | [550.0, 920.0, 1900.0, 5000.0, 11000.0] | 0 | 0
Siemens NH-2-355 | Siemens NH-2-355 | 355 | [4800.0, 120.0, 6.0, 0.1, 0.004] | 0 | 0 | [650.0, 1116.27, 2350.0, 5840.0, 12790.0] | 0 | 0
Siemens NH-2-400 | Siemens NH-2-400 | 400 | [4800.0, 120.0, 7.0, 0.1, 0.004] | 0 | 0 | [720.0, 1350.0, 2800.0, 6500.0, 15000.0] | 0 | 0
Siemens NH-2-425 | Siemens NH-2-425 | 425 | [4800.0, 120.0, 7.0, 0.1, 0.004] | 0 | 0 | [850.0, 1500.0, 3050.0, 7500.0, 16500.0] | 0 | 0
Siemens NH-2-630 | Siemens NH-2-630 | 630 | [4800.0, 120.0, 7.0, 0.1, 0.004] | 0 | 0 | [1200.0, 2000.0, 4800.0, 12000.0, 26000.0] | 0 | 0

## res_bus
| vm_pu | va_degree | p_mw | q_mvar
0 | 0.975 | -0.48115 | 0 | 0
1 | 0.97592 | -0.46298 | 0.011655 | 0.002921
2 | 0.97311 | -0.51836 | 0.0054431 | 0.0013642
3 | 0.97717 | -0.43846 | 0 | 0
4 | 0.97646 | -0.45253 | 0 | 0
5 | 0.98079 | -0.36781 | 0.0573 | 0.014361
6 | 0.98205 | -0.34343 | 0 | 0
7 | 0.98335 | -0.31803 | 0 | 0
8 | 0.98571 | -0.2724 | 0 | 0
9 | 0.98647 | -0.2577 | 0 | 0
10 | 0.98533 | -0.27978 | 0.00050473 | 0.0001265
11 | 0.99316 | -0.12968 | 0 | 0
12 | 0.9987 | -0.02461 | 0 | 0
13 | 0.99199 | -0.15196 | 0 | 0
14 | 0.99239 | -0.1443 | 0.0019143 | 0.00047977
15 | 1 | 0 | -0.33326 | -0.085097
16 | 0.99843 | -0.029709 | 0.041844 | 0.010487
17 | 0.97112 | -0.55775 | 0 | 0
18 | 0.97109 | -0.55839 | 0.0031711 | 0.00079474
19 | 0.97134 | -0.55334 | 0 | 0
20 | 0.97322 | -0.51578 | 0 | 0
21 | 0.97211 | -0.53777 | 0 | 0
22 | 0.97278 | -0.52462 | 0 | 0
23 | 0.97454 | -0.48977 | 0.0015875 | 0.00039786
24 | 0.97222 | -0.53552 | 0 | 0
25 | 0.97196 | -0.54072 | 0 | 0
26 | 0.97221 | -0.53578 | 0.0011191 | 0.00028048
27 | 0.97243 | -0.53147 | 0.00088521 | 0.00022186
28 | 0.97175 | -0.54493 | 0.0020451 | 0.00051255
29 | 0.97156 | -0.54908 | 0.00075763 | 0.00018988
30 | 0.97163 | -0.54757 | 0.015184 | 0.0038055
31 | 0.99057 | -0.17942 | 0.042452 | 0.010639
32 | 0.97275 | -0.52538 | 0.034356 | 0.0086103
33 | 0.98335 | -0.31813 | 0 | 0
34 | 0.98484 | -0.28922 | 0.00028597 | 7.167e-05
35 | 0.98686 | -0.25031 | 0.00038181 | 9.5691e-05
36 | 0.99098 | -0.17131 | 0 | 0
37 | 0.99088 | -0.1732 | 0.0015018 | 0.00037639
38 | 0.98958 | -0.19795 | 0 | 0
39 | 0.99081 | -0.17447 | 0 | 0
40 | 0.99077 | -0.17533 | 0.0019356 | 0.0004851
41 | 0.99086 | -0.17353 | 0.0040316 | 0.0010104
42 | 0.99173 | -0.15692 | 0.0014382 | 0.00036045
43 | 0.99989 | -0.002027 | 0.0027463 | 0.00068828
44 | 0.99988 | -0.002399 | 0 | 0
45 | 0.9727 | -0.52601 | 0.0048085 | 0.0012051
46 | 0.97513 | -0.47829 | 0 | 0
47 | 0.97196 | -0.54074 | 0.00022914 | 5.7428e-05
48 | 0.97177 | -0.54445 | 0.00023627 | 5.9215e-05
49 | 0.97169 | -0.54603 | 0 | 0
50 | 0.99966 | -0.0065774 | 0.0017394 | 0.00043594
51 | 0.99968 | -0.0061796 | 0 | 0
52 | 0.97166 | -0.54675 | 0.00023742 | 5.9503e-05
53 | 0.97149 | -0.54996 | 0.00021787 | 5.4604e-05
54 | 0.97149 | -0.55008 | 0.00023292 | 5.8376e-05
55 | 0.97141 | -0.55165 | 0 | 0
56 | 0.9714 | -0.55189 | 0.00023605 | 5.9161e-05
57 | 0.9713 | -0.55389 | 0.00022314 | 5.5924e-05
58 | 0.97139 | -0.55199 | 0.00023493 | 5.8879e-05
59 | 0.97125 | -0.55478 | 0 | 0
60 | 0.97072 | -0.5652 | 0.00032716 | 8.1993e-05
61 | 0.97073 | -0.565 | 0 | 0
62 | 0.97071 | -0.56545 | 0.00096889 | 0.00024283
63 | 0.97077 | -0.56431 | 0.00098331 | 0.00024644
64 | 0.97071 | -0.56553 | 0.00039318 | 9.854e-05
65 | 0.9708 | -0.56362 | 0.00096841 | 0.00024271
66 | 0.97068 | -0.56598 | 0 | 0
67 | 0.97082 | -0.5634 | 0.0010927 | 0.00027387
68 | 0.97124 | -0.5549 | 0.00021789 | 5.4608e-05
69 | 0.97124 | -0.55494 | 0.00022697 | 5.6883e-05
70 | 0.97118 | -0.55623 | 0 | 0
71 | 0.97115 | -0.55681 | 0.0013229 | 0.00033155
72 | 0.97115 | -0.5567 | 0.00023113 | 5.7926e-05
73 | 0.97089 | -0.56186 | 0 | 0
74 | 0.99966 | -0.0066247 | 0.0053536 | 0.0013417
75 | 0.99971 | -0.0054932 | 0 | 0
76 | 0.99987 | -0.0024361 | 0.0026056 | 0.00065302
77 | 0.99989 | -0.0021715 | 0.0020327 | 0.00050946
78 | 0.97067 | -0.56622 | 0.0017123 | 0.00042914
79 | 0.97086 | -0.56254 | 0.0017513 | 0.00043892
80 | 0.97519 | -0.4771 | 0 | 0
81 | 0.97508 | -0.47928 | 0.0011135 | 0.00027907
82 | 0.97493 | -0.48224 | 0.0047701 | 0.0011955
83 | 0.97788 | -0.42423 | 0 | 0
84 | 0.97484 | -0.48386 | 0.0020751 | 0.00052006
85 | 0.97474 | -0.48592 | 0 | 0
86 | 0.97962 | -0.39036 | 0.0020464 | 0.00051287
87 | 0.97476 | -0.48558 | 0 | 0
88 | 0.98987 | -0.19231 | 0.0093901 | 0.0023534
89 | 0.99173 | -0.15693 | 0.0014375 | 0.00036027
90 | 0.98799 | -0.22837 | 0 | 0
91 | 0.98716 | -0.24438 | 0 | 0
92 | 0.98667 | -0.25375 | 0.0027154 | 0.00068055
93 | 0.9874 | -0.23978 | 0.00037088 | 9.2952e-05
94 | 0.98617 | -0.26351 | 0.00055217 | 0.00013839
95 | 0.97451 | -0.49043 | 0.001322 | 0.00033133
96 | 0.97445 | -0.49159 | 0 | 0
97 | 0.97431 | -0.49443 | 0.00053202 | 0.00013334
98 | 0.97428 | -0.49492 | 0.0022617 | 0.00056683
99 | 0.97428 | -0.49495 | 0.0019328 | 0.0004844
100 | 0.98557 | -0.27502 | 0.0017933 | 0.00044944
101 | 0.98607 | -0.26532 | 0.00054115 | 0.00013562
102 | 0.98485 | -0.28892 | 0 | 0
103 | 0.98401 | -0.30509 | 0.00096044 | 0.00024071
104 | 0.98483 | -0.2892 | 0.00092178 | 0.00023102
105 | 0.98361 | -0.31277 | 0.0011336 | 0.00028411
106 | 0.98334 | -0.31811 | 0.0011321 | 0.00028373
107 | 0.97472 | -0.48626 | 0.0013461 | 0.00033736
108 | 0.9747 | -0.48668 | 0.00075796 | 0.00018996
109 | 0.97471 | -0.48644 | 0.0014214 | 0.00035624
110 | 0.9747 | -0.48678 | 0.00075796 | 0.00018996
111 | 0.98107 | -0.36203 | 0.001851 | 0.00046391
112 | 0.98334 | -0.31821 | 0.00070628 | 0.00017701
113 | 0.98301 | -0.32436 | 0.0011181 | 0.00028023
114 | 0.98221 | -0.34 | 0.00084906 | 0.00021279
115 | 0.98115 | -0.36047 | 0.003599 | 0.000902
116 | 0.99075 | -0.1757 | 0.0019628 | 0.00049191
117 | 0.97149 | -0.55004 | 0.0020774 | 0.00052063
118 | 0.97142 | -0.55133 | 0.011848 | 0.0029695
119 | 0.99998 | 149.9956 | 0 | 0

## res_line
| p_from_mw | q_from_mvar | p_to_mw | q_to_mvar | pl_mw | ql_mvar | i_from_ka | i_to_ka | i_ka | vm_from_pu | va_from_degree | vm_to_pu | va_to_degree | loading_percent
0 | -0.059056 | -0.014854 | 0.059107 | 0.014886 | 5.1301e-05 | 3.2623e-05 | 0.090149 | 0.090149 | 0.090149 | 0.975 | -0.48115 | 0.97592 | -0.46298 | 24.7662
1 | 0.059056 | 0.014854 | -0.058951 | -0.014787 | 0.00010477 | 6.6626e-05 | 0.090149 | 0.090149 | 0.090149 | 0.975 | -0.48115 | 0.97311 | -0.51836 | 24.7662
2 | -0.070762 | -0.017807 | 0.070798 | 0.01783 | 3.5338e-05 | 2.2515e-05 | 0.10792 | 0.10792 | 0.10792 | 0.97592 | -0.46298 | 0.97646 | -0.45253 | 29.6481
3 | 0.053508 | 0.013423 | -0.05349 | -0.013411 | 1.7904e-05 | 1.137e-05 | 0.081826 | 0.081826 | 0.081826 | 0.97311 | -0.51836 | 0.97275 | -0.52538 | 22.4797
4 | 0.070845 | 0.01786 | -0.070798 | -0.01783 | 4.7675e-05 | 3.0375e-05 | 0.10792 | 0.10792 | 0.10792 | 0.97717 | -0.43846 | 0.97646 | -0.45253 | 29.6481
5 | -0.070845 | -0.01786 | 0.071086 | 0.018013 | 0.00024041 | 0.00015317 | 0.10792 | 0.10792 | 0.10792 | 0.97717 | -0.43846 | 0.98079 | -0.36781 | 29.6481
6 | -0.12839 | -0.032374 | 0.12854 | 0.03247 | 0.00015004 | 9.589e-05 | 0.19485 | 0.19485 | 0.19485 | 0.98079 | -0.36781 | 0.98205 | -0.34343 | 53.5308
7 | -0.12854 | -0.03247 | 0.12869 | 0.03257 | 0.00015667 | 0.00010013 | 0.19485 | 0.19485 | 0.19485 | 0.98205 | -0.34343 | 0.98335 | -0.31803 | 53.5308
8 | 0.00070629 | 0.00017683 | -0.00070628 | -0.00017693 | 3.5365e-09 | -1.0249e-07 | 0.0010687 | 0.0010687 | 0.0010687 | 0.98335 | -0.31803 | 0.98335 | -0.31813 | 0.29361
9 | -0.1294 | -0.032747 | 0.12958 | 0.032861 | 0.00017916 | 0.00011403 | 0.19592 | 0.19592 | 0.19592 | 0.98335 | -0.31803 | 0.98484 | -0.28922 | 26.9122
10 | -0.13047 | -0.033126 | 0.13057 | 0.033184 | 9.2375e-05 | 5.8392e-05 | 0.19711 | 0.19711 | 0.19711 | 0.98571 | -0.2724 | 0.98647 | -0.2577 | 18.0508
11 | 0.13047 | 0.033126 | -0.13043 | -0.033096 | 4.6321e-05 | 2.9281e-05 | 0.19711 | 0.19711 | 0.19711 | 0.98571 | -0.2724 | 0.98533 | -0.27978 | 18.0508
12 | -0.13057 | -0.033184 | 0.13061 | 0.033213 | 4.6476e-05 | 2.9378e-05 | 0.19711 | 0.19711 | 0.19711 | 0.98647 | -0.2577 | 0.98686 | -0.25031 | 18.0507
13 | 0.12992 | 0.03297 | -0.12986 | -0.032933 | 5.8964e-05 | 3.727e-05 | 0.19635 | 0.19635 | 0.19635 | 0.98533 | -0.27978 | 0.98484 | -0.28922 | 17.981
14 | -0.2735 | -0.069841 | 0.2749 | 0.070733 | 0.0013967 | 0.00089129 | 0.41024 | 0.41024 | 0.41024 | 0.99316 | -0.12968 | 0.9987 | -0.02461 | 37.5682
15 | 0.18414 | 0.046968 | -0.18394 | -0.046842 | 0.00019787 | 0.00012583 | 0.27618 | 0.27618 | 0.27618 | 0.99316 | -0.12968 | 0.99199 | -0.15196 | 25.2913
16 | 0.089366 | 0.022874 | -0.089302 | -0.022834 | 6.3211e-05 | 3.997e-05 | 0.13406 | 0.13406 | 0.13406 | 0.99316 | -0.12968 | 0.99239 | -0.1443 | 18.4154
17 | -0.31675 | -0.081226 | 0.31713 | 0.081468 | 0.00037852 | 0.00024172 | 0.4726 | 0.4726 | 0.4726 | 0.9987 | -0.02461 | 1 | 0 | 43.2788
18 | 0.041854 | 0.010493 | -0.041844 | -0.010487 | 1.0168e-05 | 6.4162e-06 | 0.062362 | 0.062362 | 0.062362 | 0.9987 | -0.02461 | 0.99843 | -0.029709 | 17.1323
19 | 0.042508 | 0.010675 | -0.042452 | -0.010639 | 5.5612e-05 | 3.5122e-05 | 0.06377 | 0.063771 | 0.063771 | 0.99199 | -0.15196 | 0.99057 | -0.17942 | 17.5194
20 | 0.14143 | 0.036167 | -0.1413 | -0.036083 | 0.00013229 | 8.3755e-05 | 0.21241 | 0.21241 | 0.21241 | 0.99199 | -0.15196 | 0.99098 | -0.17131 | 19.4516
21 | 0.087388 | 0.022354 | -0.087335 | -0.02232 | 5.3347e-05 | 3.4036e-05 | 0.13119 | 0.13119 | 0.13119 | 0.99239 | -0.1443 | 0.99173 | -0.15692 | 36.0423
22 | 0.0047795 | 0.0011977 | -0.004779 | -0.0011977 | 4.6147e-07 | -2.3814e-08 | 0.0071119 | 0.007112 | 0.007112 | 1 | 0 | 0.99989 | -0.002027 | 1.9538
23 | 0.0097012 | 0.0024312 | -0.0097001 | -0.0024307 | 1.1086e-06 | 5.2339e-07 | 0.014435 | 0.014436 | 0.014436 | 1 | 0 | 0.99988 | -0.002399 | 3.9658
24 | 0.0031712 | 0.00079467 | -0.0031711 | -0.00079474 | 9.6251e-08 | -7.2895e-08 | 0.004859 | 0.0048591 | 0.0048591 | 0.97112 | -0.55775 | 0.97109 | -0.55839 | 1.3349
25 | -0.0031712 | -0.00079467 | 0.0031718 | 0.00079417 | 6.6619e-07 | -5.0485e-07 | 0.004859 | 0.0048587 | 0.004859 | 0.97112 | -0.55775 | 0.97134 | -0.55334 | 1.3349
26 | -0.0031718 | -0.00079417 | 0.0031725 | 0.00079368 | 6.4309e-07 | -4.8787e-07 | 0.0048587 | 0.0048584 | 0.0048587 | 0.97134 | -0.55334 | 0.97156 | -0.54908 | 1.3348
27 | 0.015997 | 0.004018 | -0.01598 | -0.0040082 | 1.6771e-05 | 9.8061e-06 | 0.024462 | 0.024462 | 0.024462 | 0.97322 | -0.51578 | 0.97211 | -0.53777 | 6.7204
28 | 0.018887 | 0.0047394 | -0.018879 | -0.0047346 | 7.9541e-06 | 4.7747e-06 | 0.028879 | 0.028879 | 0.028879 | 0.97322 | -0.51578 | 0.97278 | -0.52462 | 7.9338
29 | -0.034884 | -0.0087573 | 0.034927 | 0.0087846 | 4.3337e-05 | 2.723e-05 | 0.053341 | 0.053341 | 0.053341 | 0.97322 | -0.51578 | 0.97454 | -0.48977 | 14.6541
30 | 0.01598 | 0.0040082 | -0.015975 | -0.004005 | 5.4466e-06 | 3.1851e-06 | 0.024462 | 0.024463 | 0.024463 | 0.97211 | -0.53777 | 0.97175 | -0.54493 | 6.7205
31 | 0.0048088 | 0.0012051 | -0.0048085 | -0.0012051 | 3.2014e-07 | 9.0278e-09 | 0.0073558 | 0.0073559 | 0.0073559 | 0.97278 | -0.52462 | 0.9727 | -0.52601 | 2.0208
32 | 0.01407 | 0.0035295 | -0.014065 | -0.0035269 | 4.5952e-06 | 2.6126e-06 | 0.021523 | 0.021523 | 0.021523 | 0.97278 | -0.52462 | 0.97243 | -0.53147 | 5.913
33 | -0.036515 | -0.0091824 | 0.036535 | 0.009195 | 2.0039e-05 | 1.2611e-05 | 0.055765 | 0.055765 | 0.055765 | 0.97454 | -0.48977 | 0.97513 | -0.47829 | 15.32
34 | 0.012058 | 0.0030233 | -0.012055 | -0.0030216 | 2.9847e-06 | 1.6205e-06 | 0.018456 | 0.018456 | 0.018456 | 0.97222 | -0.53552 | 0.97196 | -0.54072 | 5.0704
35 | 0.0011191 | 0.00028033 | -0.0011191 | -0.00028048 | 1.3485e-08 | -1.4336e-07 | 0.0017128 | 0.0017129 | 0.0017129 | 0.97222 | -0.53552 | 0.97221 | -0.53578 | 0.47056
36 | -0.013177 | -0.0033036 | 0.01318 | 0.003305 | 2.5465e-06 | 1.4227e-06 | 0.020169 | 0.020169 | 0.020169 | 0.97222 | -0.53552 | 0.97243 | -0.53147 | 5.5409
37 | 0.00022914 | 5.7358e-05 | -0.00022914 | -5.7428e-05 | 2.6066e-10 | -6.9842e-08 | 0.00035077 | 0.0003508 | 0.0003508 | 0.97196 | -0.54072 | 0.97196 | -0.54074 | 0.096374
38 | 0.011826 | 0.0029643 | -0.011824 | -0.0029631 | 2.1019e-06 | 1.1334e-06 | 0.018105 | 0.018105 | 0.018105 | 0.97196 | -0.54072 | 0.97177 | -0.54445 | 4.974
39 | 0.01393 | 0.0034924 | -0.013929 | -0.003492 | 7.3443e-07 | 4.1672e-07 | 0.021331 | 0.021331 | 0.021331 | 0.97175 | -0.54493 | 0.97169 | -0.54603 | 5.8601
40 | -0.0039301 | -0.00098356 | 0.0039304 | 0.00098348 | 2.8281e-07 | -7.6835e-08 | 0.0060188 | 0.0060187 | 0.0060188 | 0.97156 | -0.54908 | 0.97163 | -0.54757 | 1.6535
41 | -0.019115 | -0.004789 | 0.019135 | 0.0048012 | 2.0224e-05 | 1.2163e-05 | 0.029273 | 0.029272 | 0.029273 | 0.97163 | -0.54757 | 0.97275 | -0.52538 | 8.0419
42 | 0.00070628 | 0.00017693 | -0.00070628 | -0.00017701 | 2.7383e-09 | -7.9348e-08 | 0.0010687 | 0.0010688 | 0.0010688 | 0.98335 | -0.31813 | 0.98334 | -0.31821 | 0.29361
43 | -0.13099 | -0.033309 | 0.13106 | 0.033351 | 6.647e-05 | 4.2019e-05 | 0.19769 | 0.19769 | 0.19769 | 0.98686 | -0.25031 | 0.9874 | -0.23978 | 18.1035
44 | 0.0094331 | 0.002364 | -0.0094322 | -0.0023636 | 8.5262e-07 | 3.9968e-07 | 0.014164 | 0.014164 | 0.014164 | 0.99098 | -0.17131 | 0.99088 | -0.1732 | 3.8913
45 | 0.13187 | 0.033719 | -0.1317 | -0.033612 | 0.00016979 | 0.00010733 | 0.19825 | 0.19825 | 0.19825 | 0.99098 | -0.17131 | 0.98958 | -0.19795 | 18.1545
46 | 0.0079304 | 0.0019872 | -0.0079303 | -0.0019872 | 1.2398e-07 | 4.9321e-08 | 0.011909 | 0.011909 | 0.011909 | 0.99088 | -0.1732 | 0.99086 | -0.17353 | 3.2717
47 | 0.1317 | 0.033612 | -0.13143 | -0.033444 | 0.00026558 | 0.00016789 | 0.19825 | 0.19825 | 0.19825 | 0.98958 | -0.19795 | 0.9874 | -0.23978 | 18.1546
48 | 0.0038985 | 0.00097684 | -0.0038984 | -0.0009769 | 1.594e-07 | -5.7684e-08 | 0.0058548 | 0.0058549 | 0.0058549 | 0.99081 | -0.17447 | 0.99077 | -0.17533 | 1.6085
49 | -0.0038985 | -0.00097684 | 0.0038987 | 0.00097678 | 1.7479e-07 | -6.3273e-08 | 0.0058548 | 0.0058547 | 0.0058548 | 0.99081 | -0.17447 | 0.99086 | -0.17353 | 1.6085
50 | 0.0019628 | 0.0004918 | -0.0019628 | -0.00049191 | 3.4644e-08 | -1.1474e-07 | 0.0029478 | 0.0029479 | 0.0029479 | 0.99077 | -0.17533 | 0.99075 | -0.1757 | 0.80986
51 | 0.085897 | 0.021959 | -0.085897 | -0.021959 | 5.3217e-08 | 3.3944e-08 | 0.12904 | 0.12904 | 0.12904 | 0.99173 | -0.15692 | 0.99173 | -0.15693 | 35.4495
52 | 0.0020328 | 0.00050941 | -0.0020327 | -0.00050946 | 1.3994e-08 | -4.4532e-08 | 0.0030251 | 0.0030251 | 0.0030251 | 0.99989 | -0.002027 | 0.99989 | -0.0021715 | 0.83107
53 | 0.0026056 | 0.00065301 | -0.0026056 | -0.00065302 | 4.5954e-09 | -7.7485e-09 | 0.0038776 | 0.0038777 | 0.0038777 | 0.99988 | -0.002399 | 0.99987 | -0.0024361 | 1.0653
54 | 0.0070945 | 0.0017776 | -0.0070934 | -0.0017773 | 1.0455e-06 | 3.4111e-07 | 0.010558 | 0.010558 | 0.010558 | 0.99988 | -0.002399 | 0.99971 | -0.0054932 | 2.9006
55 | -0.037648 | -0.0094736 | 0.03765 | 0.0094749 | 2.1298e-06 | 1.3416e-06 | 0.057464 | 0.057464 | 0.057464 | 0.97513 | -0.47829 | 0.97519 | -0.4771 | 15.7867
56 | 0.0011136 | 0.0002785 | -0.0011135 | -0.00027907 | 5.2732e-08 | -5.7379e-07 | 0.0016991 | 0.0016993 | 0.0016993 | 0.97513 | -0.47829 | 0.97508 | -0.47928 | 0.46684
57 | 0.011588 | 0.0029039 | -0.011587 | -0.0029033 | 1.2701e-06 | 6.7959e-07 | 0.017744 | 0.017744 | 0.017744 | 0.97177 | -0.54445 | 0.97166 | -0.54675 | 4.8746
58 | 0.013929 | 0.003492 | -0.013926 | -0.0034905 | 2.6613e-06 | 1.5101e-06 | 0.021331 | 0.021331 | 0.021331 | 0.97169 | -0.54603 | 0.97149 | -0.55004 | 5.8601
59 | -0.0017394 | -0.00043594 | 0.0017395 | 0.00043579 | 3.2958e-08 | -1.5079e-07 | 0.0025892 | 0.0025891 | 0.0025892 | 0.99966 | -0.0065774 | 0.99968 | -0.0061796 | 0.71132
60 | -0.0017395 | -0.00043579 | 0.0017395 | 0.00043553 | 5.6854e-08 | -2.6015e-07 | 0.0025891 | 0.002589 | 0.0025891 | 0.99968 | -0.0061796 | 0.99971 | -0.0054932 | 0.7113
61 | 0.011349 | 0.0028437 | -0.011347 | -0.0028428 | 1.7338e-06 | 9.2009e-07 | 0.01738 | 0.01738 | 0.01738 | 0.97166 | -0.54675 | 0.97149 | -0.54996 | 4.7748
62 | 0.01113 | 0.0027882 | -0.011129 | -0.0027882 | 6.6421e-08 | 3.4962e-08 | 0.017046 | 0.017046 | 0.017046 | 0.97149 | -0.54996 | 0.97149 | -0.55008 | 4.6831
63 | 0.010897 | 0.0027298 | -0.010896 | -0.0027294 | 8.1251e-07 | 4.237e-07 | 0.01669 | 0.01669 | 0.01669 | 0.97149 | -0.55008 | 0.97141 | -0.55165 | 4.5851
64 | 0.00047099 | 0.00011742 | -0.00047098 | -0.00011775 | 5.2968e-09 | -3.327e-07 | 0.00072124 | 0.00072136 | 0.00072136 | 0.97141 | -0.55165 | 0.9714 | -0.55189 | 0.19818
65 | 0.010425 | 0.002612 | -0.010424 | -0.0026114 | 1.1135e-06 | 5.6851e-07 | 0.015969 | 0.015969 | 0.015969 | 0.97141 | -0.55165 | 0.9713 | -0.55389 | 4.387
66 | 0.00023493 | 5.8594e-05 | -0.00023493 | -5.8879e-05 | 1.12e-09 | -2.8486e-07 | 0.00035977 | 0.00035987 | 0.00035987 | 0.9714 | -0.55189 | 0.97139 | -0.55199 | 0.098866
67 | 0.0102 | 0.0025555 | -0.0102 | -0.0025553 | 4.3354e-07 | 2.1887e-07 | 0.015627 | 0.015627 | 0.015627 | 0.9713 | -0.55389 | 0.97125 | -0.55478 | 4.2931
68 | 0.0097552 | 0.002444 | -0.0097545 | -0.0024437 | 6.7067e-07 | 3.3015e-07 | 0.014945 | 0.014945 | 0.014945 | 0.97125 | -0.55478 | 0.97118 | -0.55623 | 4.1059
69 | 0.00044486 | 0.00011121 | -0.00044485 | -0.00011138 | 2.3943e-09 | -1.6861e-07 | 0.00068145 | 0.00068151 | 0.00068151 | 0.97125 | -0.55478 | 0.97124 | -0.5549 | 0.18723
70 | -0.00032716 | -8.1993e-05 | 0.00032716 | 8.1577e-05 | 3.1858e-09 | -4.1569e-07 | 0.00050149 | 0.00050134 | 0.00050149 | 0.97072 | -0.5652 | 0.97073 | -0.565 | 0.13777
71 | 0.0030745 | 0.0007702 | -0.0030744 | -0.00077026 | 6.5823e-08 | -5.5575e-08 | 0.0047127 | 0.0047127 | 0.0047127 | 0.97073 | -0.565 | 0.97071 | -0.56545 | 1.2947
72 | -0.0034017 | -0.00085178 | 0.0034018 | 0.00085171 | 1.106e-07 | -6.3339e-08 | 0.0052141 | 0.005214 | 0.0052141 | 0.97073 | -0.565 | 0.97077 | -0.56431 | 1.4324
73 | 0.0021055 | 0.00052743 | -0.0021055 | -0.00052745 | 8.8962e-09 | -2.2459e-08 | 0.0032275 | 0.0032275 | 0.0032275 | 0.97071 | -0.56545 | 0.97071 | -0.56553 | 0.88668
74 | -0.0043851 | -0.0010982 | 0.0043852 | 0.0010981 | 1.4442e-07 | -1.2975e-08 | 0.0067213 | 0.0067212 | 0.0067213 | 0.97077 | -0.56431 | 0.9708 | -0.56362 | 1.8465
75 | 0.0017124 | 0.00042891 | -0.0017123 | -0.00042906 | 3.6154e-08 | -1.4984e-07 | 0.0026248 | 0.0026249 | 0.0026249 | 0.97071 | -0.56553 | 0.97068 | -0.56598 | 0.72112
76 | -0.0053536 | -0.0013408 | 0.0053537 | 0.0013409 | 5.6852e-08 | 8.5447e-09 | 0.0082056 | 0.0082055 | 0.0082056 | 0.9708 | -0.56362 | 0.97082 | -0.5634 | 2.2543
77 | 0.0017123 | 0.00042906 | -0.0017123 | -0.00042914 | 2.0095e-08 | -8.3277e-08 | 0.0026249 | 0.0026249 | 0.0026249 | 0.97068 | -0.56598 | 0.97067 | -0.56622 | 0.72113
78 | -0.0064464 | -0.0016147 | 0.0064469 | 0.0016149 | 4.7082e-07 | 1.4229e-07 | 0.0098804 | 0.0098804 | 0.0098804 | 0.97082 | -0.5634 | 0.97089 | -0.56186 | 2.7144
79 | 0.00022697 | 5.6769e-05 | -0.00022697 | -5.6883e-05 | 4.1872e-10 | -1.1403e-07 | 0.00034769 | 0.00034773 | 0.00034773 | 0.97124 | -0.5549 | 0.97124 | -0.55494 | 0.09553
80 | 0.0013229 | 0.00033128 | -0.0013229 | -0.00033155 | 3.6788e-08 | -2.7191e-07 | 0.0020269 | 0.002027 | 0.002027 | 0.97118 | -0.55623 | 0.97115 | -0.55681 | 0.55686
81 | 0.0084316 | 0.0021124 | -0.0084314 | -0.0021124 | 1.9085e-07 | 8.4411e-08 | 0.012918 | 0.012918 | 0.012918 | 0.97118 | -0.55623 | 0.97115 | -0.5567 | 3.549
82 | 0.0082003 | 0.0020544 | -0.0081983 | -0.0020536 | 2.0153e-06 | 8.6867e-07 | 0.012564 | 0.012564 | 0.012564 | 0.97115 | -0.5567 | 0.97089 | -0.56186 | 3.4518
83 | 0.0017514 | 0.0004387 | -0.0017513 | -0.00043892 | 5.6424e-08 | -2.2215e-07 | 0.0026841 | 0.0026842 | 0.0026842 | 0.97089 | -0.56186 | 0.97086 | -0.56254 | 0.73742
84 | -0.0053536 | -0.0013417 | 0.0053539 | 0.0013418 | 2.8859e-07 | 2.5814e-08 | 0.007969 | 0.007969 | 0.007969 | 0.99966 | -0.0066247 | 0.99971 | -0.0054932 | 2.1893
85 | 0.010825 | 0.0027133 | -0.010822 | -0.002712 | 2.6473e-06 | 1.3715e-06 | 0.016517 | 0.016517 | 0.016517 | 0.97519 | -0.4771 | 0.97493 | -0.48224 | 4.5377
86 | -0.054836 | -0.013782 | 0.054975 | 0.01387 | 0.0001388 | 8.8169e-05 | 0.083687 | 0.083686 | 0.083687 | 0.97519 | -0.4771 | 0.97788 | -0.42423 | 22.9908
87 | 0.006361 | 0.0015934 | -0.006359 | -0.0015928 | 2.0482e-06 | 5.8775e-07 | 0.0097059 | 0.0097061 | 0.0097061 | 0.97519 | -0.4771 | 0.97484 | -0.48386 | 2.6665
88 | 0.0060518 | 0.0015165 | -0.0060508 | -0.0015162 | 1.0607e-06 | 2.6552e-07 | 0.0092367 | 0.0092369 | 0.0092369 | 0.97493 | -0.48224 | 0.97474 | -0.48592 | 2.5376
89 | -0.054975 | -0.01387 | 0.055064 | 0.013927 | 8.9321e-05 | 5.6738e-05 | 0.083686 | 0.083686 | 0.083686 | 0.97788 | -0.42423 | 0.97962 | -0.39036 | 22.9908
90 | 0.0042839 | 0.0010728 | -0.0042836 | -0.0010728 | 3.489e-07 | -4.7985e-08 | 0.0065387 | 0.0065388 | 0.0065388 | 0.97484 | -0.48386 | 0.97476 | -0.48558 | 1.7964
91 | 0.0060508 | 0.0015162 | -0.0060495 | -0.0015159 | 1.3022e-06 | 3.2623e-07 | 0.0092369 | 0.0092371 | 0.0092371 | 0.97474 | -0.48592 | 0.97451 | -0.49043 | 2.5377
92 | -0.05711 | -0.014439 | 0.057188 | 0.014489 | 7.7716e-05 | 4.9392e-05 | 0.086795 | 0.086794 | 0.086795 | 0.97962 | -0.39036 | 0.98107 | -0.36203 | 23.8447
93 | 0.0027676 | 0.00069341 | -0.0027675 | -0.00069352 | 9.0726e-08 | -1.1089e-07 | 0.0042248 | 0.0042248 | 0.0042248 | 0.97476 | -0.48558 | 0.97472 | -0.48626 | 1.1607
94 | 0.001516 | 0.0003794 | -0.0015159 | -0.00037984 | 7.9607e-08 | -4.4316e-07 | 0.002314 | 0.0023142 | 0.0023142 | 0.97476 | -0.48558 | 0.9747 | -0.48668 | 0.63578
95 | -0.084315 | -0.021507 | 0.084459 | 0.021599 | 0.00014433 | 9.2066e-05 | 0.12688 | 0.12688 | 0.12688 | 0.98987 | -0.19231 | 0.99173 | -0.15693 | 34.8569
96 | 0.074925 | 0.019154 | -0.074794 | -0.019071 | 0.00013044 | 8.3132e-05 | 0.11276 | 0.11276 | 0.11276 | 0.98987 | -0.19231 | 0.98799 | -0.22837 | 30.9791
97 | 0.074794 | 0.019071 | -0.074736 | -0.019034 | 5.7774e-05 | 3.682e-05 | 0.11276 | 0.11276 | 0.11276 | 0.98799 | -0.22837 | 0.98716 | -0.24438 | 30.9791
98 | 0.074736 | 0.019034 | -0.074703 | -0.019012 | 3.3755e-05 | 2.1513e-05 | 0.11276 | 0.11276 | 0.11276 | 0.98716 | -0.24438 | 0.98667 | -0.25375 | 30.9791
99 | 0.071987 | 0.018332 | -0.071953 | -0.01831 | 3.3881e-05 | 2.1586e-05 | 0.10867 | 0.10867 | 0.10867 | 0.98667 | -0.25375 | 0.98617 | -0.26351 | 29.8541
100 | 0.071401 | 0.018172 | -0.071395 | -0.018168 | 6.2064e-06 | 3.9539e-06 | 0.10784 | 0.10784 | 0.10784 | 0.98617 | -0.26351 | 0.98607 | -0.26532 | 29.6252
101 | 0.0047275 | 0.0011845 | -0.0047272 | -0.0011845 | 2.5899e-07 | 6.2638e-10 | 0.0072184 | 0.0072185 | 0.0072185 | 0.97451 | -0.49043 | 0.97445 | -0.49159 | 1.9831
102 | 0.0047272 | 0.0011845 | -0.0047266 | -0.0011845 | 6.4157e-07 | 1.6484e-09 | 0.0072185 | 0.0072187 | 0.0072187 | 0.97445 | -0.49159 | 0.97431 | -0.49443 | 1.9831
103 | 0.0041946 | 0.0010512 | -0.0041945 | -0.0010512 | 9.6726e-08 | -1.6368e-08 | 0.0064061 | 0.0064062 | 0.0064062 | 0.97431 | -0.49443 | 0.97428 | -0.49492 | 1.7599
104 | 0.0019328 | 0.00048439 | -0.0019328 | -0.0004844 | 3.3254e-09 | -1.0545e-08 | 0.0029519 | 0.0029519 | 0.0029519 | 0.97428 | -0.49492 | 0.97428 | -0.49495 | 0.81096
105 | -0.070821 | -0.018011 | 0.070854 | 0.018032 | 3.3119e-05 | 2.1098e-05 | 0.10702 | 0.10702 | 0.10702 | 0.98557 | -0.27502 | 0.98607 | -0.26532 | 29.4009
106 | 0.069027 | 0.017562 | -0.068981 | -0.017532 | 4.6224e-05 | 2.9439e-05 | 0.10431 | 0.10431 | 0.10431 | 0.98557 | -0.27502 | 0.98485 | -0.28892 | 28.6571
107 | 0.068059 | 0.017301 | -0.068006 | -0.017268 | 5.2942e-05 | 3.3714e-05 | 0.10292 | 0.10292 | 0.10292 | 0.98485 | -0.28892 | 0.98401 | -0.30509 | 28.2745
108 | 0.0009218 | 0.00023082 | -0.00092178 | -0.00023102 | 1.2193e-08 | -2.055e-07 | 0.0013927 | 0.0013928 | 0.0013928 | 0.98485 | -0.28892 | 0.98483 | -0.2892 | 0.38262
109 | 0.067046 | 0.017027 | -0.067021 | -0.017011 | 2.4779e-05 | 1.5777e-05 | 0.10147 | 0.10147 | 0.10147 | 0.98401 | -0.30509 | 0.98361 | -0.31277 | 27.8755
110 | 0.065888 | 0.016727 | -0.065871 | -0.016716 | 1.6911e-05 | 1.0766e-05 | 0.099752 | 0.099752 | 0.099752 | 0.98361 | -0.31277 | 0.98334 | -0.31811 | 27.4044
111 | 0.064739 | 0.016433 | -0.064719 | -0.01642 | 1.9474e-05 | 1.2395e-05 | 0.098039 | 0.098039 | 0.098039 | 0.98334 | -0.31811 | 0.98301 | -0.32436 | 26.9338
112 | 0.0014214 | 0.00035616 | -0.0014214 | -0.00035624 | 1.2188e-08 | -7.8236e-08 | 0.0021699 | 0.00217 | 0.00217 | 0.97472 | -0.48626 | 0.97471 | -0.48644 | 0.59614
113 | 0.00075796 | 0.00018988 | -0.00075796 | -0.00018996 | 3.4835e-09 | -8.4243e-08 | 0.0011571 | 0.0011571 | 0.0011571 | 0.9747 | -0.48668 | 0.9747 | -0.48678 | 0.31789
114 | -0.059039 | -0.014953 | 0.059043 | 0.014955 | 4.4039e-06 | 2.8e-06 | 0.089602 | 0.089602 | 0.089602 | 0.98107 | -0.36203 | 0.98115 | -0.36047 | 24.6159
115 | 0.063601 | 0.01614 | -0.063553 | -0.01611 | 4.7804e-05 | 3.0421e-05 | 0.096346 | 0.096346 | 0.096346 | 0.98301 | -0.32436 | 0.98221 | -0.34 | 26.4688
116 | 0.062704 | 0.015897 | -0.062643 | -0.015858 | 6.1627e-05 | 3.9211e-05 | 0.09506 | 0.09506 | 0.09506 | 0.98221 | -0.34 | 0.98115 | -0.36047 | 26.1155
117 | 0.011849 | 0.0029699 | -0.011848 | -0.0029695 | 7.2488e-07 | 3.9127e-07 | 0.018149 | 0.018149 | 0.018149 | 0.97149 | -0.55004 | 0.97142 | -0.55133 | 4.986

## res_trafo
| p_hv_mw | q_hv_mvar | p_lv_mw | q_lv_mvar | pl_mw | ql_mvar | i_hv_ka | i_lv_ka | vm_hv_pu | va_hv_degree | vm_lv_pu | va_lv_degree | loading_percent
0 | -1.2729e-15 | -1.3162e-15 | 0.00165 | 1.2699e-07 | 0.00165 | 1.2699e-07 | 5.2857e-17 | 0.0023815 | 0.99998 | 149.9956 | 1 | 0 | 0.2619

## res_ext_grid
| p_mw | q_mvar
0 | 0.33326 | 0.085097

## res_load
| p_mw | q_mvar
0 | 0.011655 | 0.002921
1 | 0.0054431 | 0.0013642
2 | 0.0573 | 0.014361
3 | 0.00050473 | 0.0001265
4 | 0.0019143 | 0.00047977
5 | 0.041844 | 0.010487
6 | 0.0031711 | 0.00079474
7 | 0.0015875 | 0.00039786
8 | 0.0011191 | 0.00028048
9 | 0.00088521 | 0.00022186
10 | 0.0020451 | 0.00051255
11 | 0.00075763 | 0.00018988
12 | 0.015184 | 0.0038055
13 | 0.042452 | 0.010639
14 | 0.034356 | 0.0086103
15 | 0.00028597 | 7.167e-05
16 | 0.00038181 | 9.5691e-05
17 | 0.0015018 | 0.00037639
18 | 0.0019356 | 0.0004851
19 | 0.0040316 | 0.0010104
20 | 0.0014382 | 0.00036045
21 | 0.0027463 | 0.00068828
22 | 0.0048085 | 0.0012051
23 | 0.00022914 | 5.7428e-05
24 | 0.00023627 | 5.9215e-05
25 | 0.0017394 | 0.00043594
26 | 0.00023742 | 5.9503e-05
27 | 0.00021787 | 5.4604e-05
28 | 0.00023292 | 5.8376e-05
29 | 0.00023605 | 5.9161e-05
30 | 0.00022314 | 5.5924e-05
31 | 0.00023493 | 5.8879e-05
32 | 0.00032716 | 8.1993e-05
33 | 0.00096889 | 0.00024283
34 | 0.00098331 | 0.00024644
35 | 0.00039318 | 9.854e-05
36 | 0.00096841 | 0.00024271
37 | 0.0010927 | 0.00027387
38 | 0.00021789 | 5.4608e-05
39 | 0.00022697 | 5.6883e-05
40 | 0.0013229 | 0.00033155
41 | 0.00023113 | 5.7926e-05
42 | 0.0053536 | 0.0013417
43 | 0.0026056 | 0.00065302
44 | 0.0020327 | 0.00050946
45 | 0.0017123 | 0.00042914
46 | 0.0017513 | 0.00043892
47 | 0.0011135 | 0.00027907
48 | 0.0047701 | 0.0011955
49 | 0.0020751 | 0.00052006
50 | 0.0020464 | 0.00051287
51 | 0.0093901 | 0.0023534
52 | 0.0014375 | 0.00036027
53 | 0.0027154 | 0.00068055
54 | 0.00037088 | 9.2952e-05
55 | 0.00055217 | 0.00013839
56 | 0.001322 | 0.00033133
57 | 0.00053202 | 0.00013334
58 | 0.0022617 | 0.00056683
59 | 0.0019328 | 0.0004844
60 | 0.0017933 | 0.00044944
61 | 0.00054115 | 0.00013562
62 | 0.00096044 | 0.00024071
63 | 0.00092178 | 0.00023102
64 | 0.0011336 | 0.00028411
65 | 0.0011321 | 0.00028373
66 | 0.0013461 | 0.00033736
67 | 0.00075796 | 0.00018996
68 | 0.0014214 | 0.00035624
69 | 0.00075796 | 0.00018996
70 | 0.001851 | 0.00046391
71 | 0.00070628 | 0.00017701
72 | 0.0011181 | 0.00028023
73 | 0.00084906 | 0.00021279
74 | 0.003599 | 0.000902
75 | 0.0019628 | 0.00049191
76 | 0.0020774 | 0.00052063
77 | 0.011848 | 0.0029695

## dtypes
| element | column | dtype
0 | bus | name | object
1 | bus | vn_kv | float64
2 | bus | type | object
3 | bus | zone | object
4 | bus | in_service | bool
5 | load | name | object
6 | load | bus | uint32
7 | load | p_mw | float64
8 | load | q_mvar | float64
9 | load | const_z_percent | float64
10 | load | const_i_percent | float64
11 | load | sn_mva | float64
12 | load | scaling | float64
13 | load | in_service | bool
14 | load | type | object
15 | ext_grid | name | object
16 | ext_grid | bus | uint32
17 | ext_grid | vm_pu | float64
18 | ext_grid | va_degree | float64
19 | ext_grid | slack_weight | float64
20 | ext_grid | in_service | bool
21 | line | name | object
22 | line | std_type | object
23 | line | from_bus | uint32
24 | line | to_bus | uint32
25 | line | length_km | float64
26 | line | r_ohm_per_km | float64
27 | line | x_ohm_per_km | float64
28 | line | c_nf_per_km | float64
29 | line | g_us_per_km | float64
30 | line | max_i_ka | float64
31 | line | df | float64
32 | line | parallel | uint32
33 | line | type | object
34 | line | in_service | bool
35 | trafo | name | object
36 | trafo | std_type | object
37 | trafo | hv_bus | uint32
38 | trafo | lv_bus | uint32
39 | trafo | sn_mva | float64
40 | trafo | vn_hv_kv | float64
41 | trafo | vn_lv_kv | float64
42 | trafo | vk_percent | float64
43 | trafo | vkr_percent | float64
44 | trafo | pfe_kw | float64
45 | trafo | i0_percent | float64
46 | trafo | shift_degree | float64
47 | trafo | tap_side | object
48 | trafo | tap_neutral | int32
49 | trafo | tap_min | int32
50 | trafo | tap_max | int32
51 | trafo | tap_step_percent | float64
52 | trafo | tap_step_degree | float64
53 | trafo | tap_pos | int32
54 | trafo | tap_phase_shifter | bool
55 | trafo | parallel | uint32
56 | trafo | df | float64
57 | trafo | in_service | bool
58 | line_geodata | coords | object
59 | bus_geodata | x | float64
60 | bus_geodata | y | float64
61 | bus_geodata | coords | object
62 | res_bus | vm_pu | float64
63 | res_bus | va_degree | float64
64 | res_bus | p_mw | float64
65 | res_bus | q_mvar | float64
66 | res_line | p_from_mw | float64
67 | res_line | q_from_mvar | float64
68 | res_line | p_to_mw | float64
69 | res_line | q_to_mvar | float64
70 | res_line | pl_mw | float64
71 | res_line | ql_mvar | float64
72 | res_line | i_from_ka | float64
73 | res_line | i_to_ka | float64
74 | res_line | i_ka | float64
75 | res_line | vm_from_pu | float64
76 | res_line | va_from_degree | float64
77 | res_line | vm_to_pu | float64
78 | res_line | va_to_degree | float64
79 | res_line | loading_percent | float64
80 | res_trafo | p_hv_mw | float64
81 | res_trafo | q_hv_mvar | float64
82 | res_trafo | p_lv_mw | float64
83 | res_trafo | q_lv_mvar | float64
84 | res_trafo | pl_mw | float64
85 | res_trafo | ql_mvar | float64
86 | res_trafo | i_hv_ka | float64
87 | res_trafo | i_lv_ka | float64
88 | res_trafo | vm_hv_pu | float64
89 | res_trafo | va_hv_degree | float64
90 | res_trafo | vm_lv_pu | float64
91 | res_trafo | va_lv_degree | float64
92 | res_trafo | loading_percent | float64
93 | res_ext_grid | p_mw | float64
94 | res_ext_grid | q_mvar | float64
95 | res_load | p_mw | float64
96 | res_load | q_mvar | float64

## parameters
| version | format_version | converged | OPF_converged | name | f_hz | sn_mva
0 | 2.14.6 | 2.14.0 | TRUE | FALSE |  | 50 | 1