## bus
| name | vn_kv | type | zone | in_service
0 | bus_LV_12-2_1_3_node_41 | 0.4 | n |  | TRUE
1 | bus_LV_12-2_1_3_node_42 | 0.4 | n |  | TRUE
2 | bus_LV_12-2_1_3_node_43 | 0.4 | n |  | TRUE
3 | bus_LV_12-2_1_3_node_44 | 0.4 | n |  | TRUE
4 | bus_LV_12-2_1_3_node_127 | 0.4 | n |  | TRUE
5 | bus_LV_12-2_1_3_node_88 | 0.4 | n |  | TRUE
6 | bus_LV_12-2_1_3_node_80 | 0.4 | n |  | TRUE
7 | bus_LV_12-2_1_3_node_81 | 0.4 | n |  | TRUE
8 | bus_LV_12-2_1_3_node_82 | 0.4 | n |  | TRUE
9 | bus_LV_12-2_1_3_node_83 | 0.4 | n |  | TRUE
10 | bus_LV_12-2_1_3_node_84 | 0.4 | n |  | TRUE
11 | bus_LV_12-2_1_3_node_160 | 0.4 | n |  | TRUE
12 | bus_LV_12-2_1_3_node_132 | 0.4 | n |  | TRUE
13 | bus_LV_12-2_1_3_node_154 | 0.4 | n |  | TRUE
14 | bus_LV_12-2_1_3_node_130 | 0.4 | n |  | TRUE
15 | bus_LV_12-2_1_3_node_85 | 0.4 | n |  | TRUE
16 | bus_LV_12-2_1_3_node_86 | 0.4 | n |  | TRUE
17 | bus_LV_12-2_1_3_node_87 | 0.4 | n |  | TRUE
18 | bus_LV_12-2_1_3_node_89 | 0.4 | n |  | TRUE
19 | bus_LV_12-2_1_3_node_90 | 0.4 | n |  | TRUE
20 | bus_LV_12-2_1_3_node_91 | 0.4 | n |  | TRUE
21 | bus_LV_12-2_1_3_node_122 | 0.4 | n |  | TRUE
22 | bus_LV_12-2_1_3_node_116 | 0.4 | n |  | TRUE
23 | bus_LV_12-2_1_3_node_109 | 0.4 | n |  | TRUE
24 | bus_LV_12-2_1_3_node_120 | 0.4 | n |  | TRUE
25 | bus_LV_12-2_1_3_node_117 | 0.4 | n |  | TRUE
26 | bus_LV_12-2_1_3_node_108 | 0.4 | n |  | TRUE
27 | bus_LV_12-2_1_3_node_128 | 0.4 | n |  | TRUE
28 | bus_LV_12-2_1_3_node_138 | 0.4 | n |  | TRUE
29 | bus_LV_12-2_1_3_node_118 | 0.4 | n |  | TRUE
30 | bus_LV_12-2_1_3_node_119 | 0.4 | n |  | TRUE
31 | bus_LV_12-2_1_3_node_121 | 0.4 | n |  | TRUE
32 | bus_LV_12-2_1_3_node_131 | 0.4 | n |  | TRUE
33 | bus_LV_12-2_1_3_node_129 | 0.4 | n |  | TRUE
34 | bus_LV_12-2_1_3_node_173 | 0.4 | n |  | TRUE
35 | bus_LV_12-2_1_3_node_133 | 0.4 | n |  | TRUE
36 | bus_LV_12-2_1_3_node_157 | 0.4 | n |  | TRUE
37 | bus_LV_12-2_1_3_node_174 | 0.4 | n |  | TRUE
38 | bus_LV_12-2_1_3_node_158 | 0.4 | n |  | TRUE
39 | bus_LV_12-2_1_3_node_140 | 0.4 | n |  | TRUE
40 | bus_LV_12-2_1_3_node_141 | 0.4 | n |  | TRUE
41 | bus_LV_12-2_1_3_node_142 | 0.4 | n |  | TRUE
42 | bus_LV_12-2_1_3_node_143 | 0.4 | n |  | TRUE
43 | bus_LV_12-2_1_3_node_144 | 0.4 | n |  | TRUE
44 | bus_LV_12-2_1_3_node_145 | 0.4 | n |  | TRUE
45 | bus_LV_12-2_1_3_node_146 | 0.4 | n |  | TRUE
46 | bus_LV_12-2_1_3_node_164 | 0.4 | n |  | TRUE
47 | bus_LV_12-2_1_3_node_161 | 0.4 | n |  | TRUE
48 | bus_LV_12-2_1_3_node_180 | 0.4 | n |  | TRUE
49 | bus_LV_12-2_1_3_node_169 | 0.4 | n |  | TRUE
50 | bus_LV_12-2_1_3_node_175 | 0.4 | n |  | TRUE
51 | bus_LV_12-2_1_3_node_162 | 0.4 | n |  | TRUE
52 | bus_LV_12-2_1_3_node_181 | 0.4 | n |  | TRUE
53 | bus_LV_12-2_1_3_node_167 | 0.4 | n |  | TRUE
54 | bus_LV_12-2_1_3_node_147 | 0.4 | n |  | TRUE
55 | bus_LV_12-2_1_3_node_148 | 0.4 | n |  | TRUE
56 | bus_LV_12-2_1_3_node_149 | 0.4 | n |  | TRUE
57 | bus_LV_12-2_1_3_node_159 | 0.4 | n |  | TRUE
58 | bus_LV_12-2_1_3_node_150 | 0.4 | n |  | TRUE
59 | bus_LV_12-2_1_3_node_151 | 0.4 | n |  | TRUE
60 | bus_LV_12-2_1_3_node_152 | 0.4 | n |  | TRUE
61 | bus_LV_12-2_1_3_node_153 | 0.4 | n |  | TRUE
62 | bus_LV_12-2_1_3_node_206 | 0.4 | n |  | TRUE
63 | bus_LV_12-2_1_3_node_207 | 0.4 | n |  | TRUE
64 | bus_LV_12-2_1_3_node_163 | 0.4 | n |  | TRUE
65 | bus_LV_12-2_1_3_node_165 | 0.4 | n |  | TRUE
66 | bus_LV_12-2_1_3_node_166 | 0.4 | n |  | TRUE
67 | bus_LV_12-2_1_3_node_168 | 0.4 | n |  | TRUE
68 | bus_LV_12-2_1_3_node_171 | 0.4 | n |  | TRUE
69 | bus_LV_12-2_1_3_node_172 | 0.4 | n |  | TRUE
70 | bus_LV_12-2_1_3_node_170 | 0.4 | n |  | TRUE
71 | bus_LV_12-2_1_3_node_179 | 0.4 | n |  | TRUE
72 | bus_LV_12-2_1_3_node_176 | 0.4 | n |  | TRUE
73 | bus_LV_12-2_1_3_node_205 | 0.4 | n |  | TRUE
74 | bus_LV_12-2_1_3_node_208 | 0.4 | n |  | TRUE
75 | bus_LV_12-2_1_3_node_235 | 0.4 | n |  | TRUE
76 | bus_LV_12-2_1_3_node_250 | 0.4 | n |  | TRUE
77 | bus_LV_12-2_1_3_node_238 | 0.4 | n |  | TRUE
78 | bus_LV_12-2_1_3_node_177 | 0.4 | n |  | TRUE
79 | bus_LV_12-2_1_3_node_204 | 0.4 | n |  | TRUE
80 | bus_LV_12-2_1_3_node_234 | 0.4 | n |  | TRUE
81 | bus_LV_12-2_1_3_node_248 | 0.4 | n |  | TRUE
82 | bus_LV_12-2_1_3_node_178 | 0.4 | n |  | TRUE
83 | bus_LV_12-2_1_3_node_187 | 0.4 | n |  | TRUE
84 | bus_LV_12-2_1_3_node_239 | 0.4 | n |  | TRUE
85 | bus_LV_12-2_1_3_node_266 | 0.4 | n |  | TRUE
86 | bus_LV_12-2_1_3_node_265 | 0.4 | n |  | TRUE
87 | bus_LV_12-2_1_3_node_182 | 0.4 | n |  | TRUE
88 | bus_LV_12-2_1_3_node_183 | 0.4 | n |  | TRUE
89 | bus_LV_12-2_1_3_node_184 | 0.4 | n |  | TRUE
90 | bus_LV_12-2_1_3_node_185 | 0.4 | n |  | TRUE
91 | bus_LV_12-2_1_3_node_186 | 0.4 | n |  | TRUE
92 | bus_LV_12-2_1_3_node_202 | 0.4 | n |  | TRUE
93 | bus_LV_12-2_1_3_node_214 | 0.4 | n |  | TRUE
94 | bus_LV_12-2_1_3_node_188 | 0.4 | n |  | TRUE
95 | bus_LV_12-2_1_3_node_189 | 0.4 | n |  | TRUE
96 | bus_LV_12-2_1_3_node_190 | 0.4 | n |  | TRUE
97 | bus_LV_12-2_1_3_node_232 | 0.4 | n |  | TRUE
98 | bus_LV_12-2_1_3_node_229 | 0.4 | n |  | TRUE
99 | bus_LV_12-2_1_3_node_244 | 0.4 | n |  | TRUE
100 | bus_LV_12-2_1_3_node_230 | 0.4 | n |  | TRUE
101 | bus_LV_12-2_1_3_node_216 | 0.4 | n |  | TRUE
102 | bus_LV_12-2_1_3_node_212 | 0.4 | n |  | TRUE
103 | bus_LV_12-2_1_3_node_213 | 0.4 | n |  | TRUE
104 | bus_LV_12-2_1_3_node_215 | 0.4 | n |  | TRUE
105 | bus_LV_12-2_1_3_node_247 | 0.4 | n |  | TRUE
106 | bus_LV_12-2_1_3_node_217 | 0.4 | n |  | TRUE
107 | bus_LV_12-2_1_3_node_231 | 0.4 | n |  | TRUE
108 | bus_LV_12-2_1_3_node_218 | 0.4 | n |  | TRUE
109 | bus_LV_12-2_1_3_node_219 | 0.4 | n |  | TRUE
110 | bus_LV_12-2_1_3_node_220 | 0.4 | n |  | TRUE
111 | bus_LV_12-2_1_3_node_255 | 0.4 | n |  | TRUE
112 | bus_LV_12-2_1_3_node_253 | 0.4 | n |  | TRUE
113 | bus_LV_12-2_1_3_node_221 | 0.4 | n |  | TRUE
114 | bus_LV_12-2_1_3_node_222 | 0.4 | n |  | TRUE
115 | bus_LV_12-2_1_3_node_223 | 0.4 | n |  | TRUE
116 | bus_LV_12-2_1_3_node_224 | 0.4 | n |  | TRUE
117 | bus_LV_12-2_1_3_node_225 | 0.4 | n |  | TRUE
118 | bus_LV_12-2_1_3_node_233 | 0.4 | n |  | TRUE
119 | bus_LV_12-2_1_3_node_262 | 0.4 | n |  | TRUE
120 | bus_LV_12-2_1_3_node_227 | 0.4 | n |  | TRUE
121 | bus_LV_12-2_1_3_node_246 | 0.4 | n |  | TRUE
122 | bus_LV_12-2_1_3_node_258 | 0.4 | n |  | TRUE
123 | bus_LV_12-2_1_3_node_259 | 0.4 | n |  | TRUE
124 | bus_LV_12-2_1_3_node_260 | 0.4 | n |  | TRUE
125 | bus_LV_12-2_1_3_node_261 | 0.4 | n |  | TRUE
126 | bus_LV_12-2_1_3_node_226 | 0.4 | n |  | TRUE
127 | bus_LV_12-2_1_3_node_245 | 0.4 | n |  | TRUE
128 | bus_LV_12-2_1_3_node_252 | 0.4 | n |  | TRUE
129 | bus_LV_12-2_1_3_node_237 | 0.4 | n |  | TRUE
130 | bus_LV_12-2_1_3_node_242 | 0.4 | n |  | TRUE
131 | bus_LV_12-2_1_3_node_243 | 0.4 | n |  | TRUE
132 | bus_LV_12-2_1_3_node_240 | 0.4 | n |  | TRUE
133 | bus_LV_12-2_1_3_node_257 | 0.4 | n |  | TRUE
134 | bus_LV_12-2_1_3_node_256 | 0.4 | n |  | TRUE
135 | bus_LV_12-2_1_3_node_254 | 0.4 | n |  | TRUE
136 | bus_LV_12-2_1_3_node_249 | 0.4 | n |  | TRUE
137 | bus_LV_12-2_1_3_node_251 | 0.4 | n |  | TRUE
138 | bus_LV_12-2_1_3_node_267 | 0.4 | n |  | TRUE
139 | bus_MV_349_1_node_22 | 20 | n |  | TRUE

## load
| name | bus | p_mw | q_mvar | const_z_percent | const_i_percent | sn_mva | scaling | in_service | type
0 | LV_12-2_1_3_load_41 | 0 | 0.0020415 | 0.00051164 | 0 | 0 |  | 1 | TRUE | wye
1 | LV_12-2_1_3_load_42 | 1 | 0.0019637 | 0.00049214 | 0 | 0 |  | 1 | TRUE | wye
2 | LV_12-2_1_3_load_43 | 2 | 0.0026491 | 0.00066392 | 0 | 0 |  | 1 | TRUE | wye
3 | LV_12-2_1_3_load_44 | 3 | 0.0032443 | 0.00081311 | 0 | 0 |  | 1 | TRUE | wye
4 | LV_12-2_1_3_load_127 | 4 | 0.0038072 | 0.00095418 | 0 | 0 |  | 1 | TRUE | wye
5 | LV_12-2_1_3_load_88 | 5 | 0.003331 | 0.00083483 | 0 | 0 |  | 1 | TRUE | wye
6 | LV_12-2_1_3_load_80 | 6 | 0.00043889 | 0.00011 | 0 | 0 |  | 1 | TRUE | wye
7 | LV_12-2_1_3_load_81 | 7 | 0.0012976 | 0.0003252 | 0 | 0 |  | 1 | TRUE | wye
8 | LV_12-2_1_3_load_82 | 8 | 0.00043916 | 0.00011006 | 0 | 0 |  | 1 | TRUE | wye
9 | LV_12-2_1_3_load_83 | 9 | 0.0050311 | 0.0012609 | 0 | 0 |  | 1 | TRUE | wye
10 | LV_12-2_1_3_load_84 | 10 | 0.0025924 | 0.00064972 | 0 | 0 |  | 1 | TRUE | wye
11 | LV_12-2_1_3_load_160 | 11 | 0.00098437 | 0.00024671 | 0 | 0 |  | 1 | TRUE | wye
12 | LV_12-2_1_3_load_132 | 12 | 0.00043889 | 0.00011 | 0 | 0 |  | 1 | TRUE | wye
13 | LV_12-2_1_3_load_154 | 13 | 0.00056948 | 0.00014272 | 0 | 0 |  | 1 | TRUE | wye
14 | LV_12-2_1_3_load_85 | 15 | 0.0039147 | 0.00098111 | 0 | 0 |  | 1 | TRUE | wye
15 | LV_12-2_1_3_load_89 | 18 | 0.0036832 | 0.00092309 | 0 | 0 |  | 1 | TRUE | wye
16 | LV_12-2_1_3_load_90 | 19 | 0.0009238 | 0.00023153 | 0 | 0 |  | 1 | TRUE | wye
17 | LV_12-2_1_3_load_122 | 21 | 0.0013751 | 0.00034464 | 0 | 0 |  | 1 | TRUE | wye
18 | LV_12-2_1_3_load_116 | 22 | 0.001065 | 0.00026691 | 0 | 0 |  | 1 | TRUE | wye
19 | LV_12-2_1_3_load_109 | 23 | 0.0010888 | 0.00027288 | 0 | 0 |  | 1 | TRUE | wye
20 | LV_12-2_1_3_load_120 | 24 | 0.0013263 | 0.0003324 | 0 | 0 |  | 1 | TRUE | wye
21 | LV_12-2_1_3_load_117 | 25 | 0.0023312 | 0.00058426 | 0 | 0 |  | 1 | TRUE | wye
22 | LV_12-2_1_3_load_108 | 26 | 0.0011362 | 0.00028476 | 0 | 0 |  | 1 | TRUE | wye
23 | LV_12-2_1_3_load_128 | 27 | 0.00057503 | 0.00014412 | 0 | 0 |  | 1 | TRUE | wye
24 | LV_12-2_1_3_load_138 | 28 | 0.00084945 | 0.00021289 | 0 | 0 |  | 1 | TRUE | wye
25 | LV_12-2_1_3_load_118 | 29 | 0.0017008 | 0.00042626 | 0 | 0 |  | 1 | TRUE | wye
26 | LV_12-2_1_3_load_119 | 30 | 0.002769 | 0.00069397 | 0 | 0 |  | 1 | TRUE | wye
27 | LV_12-2_1_3_load_131 | 32 | 0.0044231 | 0.0011085 | 0 | 0 |  | 1 | TRUE | wye
28 | LV_12-2_1_3_load_129 | 33 | 0.0019392 | 0.000486 | 0 | 0 |  | 1 | TRUE | wye
29 | LV_12-2_1_3_load_173 | 34 | 0.00082541 | 0.00020687 | 0 | 0 |  | 1 | TRUE | wye
30 | LV_12-2_1_3_load_133 | 35 | 0.0019953 | 0.00050008 | 0 | 0 |  | 1 | TRUE | wye
31 | LV_12-2_1_3_load_157 | 36 | 0.0027802 | 0.0006968 | 0 | 0 |  | 1 | TRUE | wye
32 | LV_12-2_1_3_load_174 | 37 | 0.0014793 | 0.00037076 | 0 | 0 |  | 1 | TRUE | wye
33 | LV_12-2_1_3_load_158 | 38 | 0.0013763 | 0.00034494 | 0 | 0 |  | 1 | TRUE | wye
34 | LV_12-2_1_3_load_140 | 39 | 0.0023619 | 0.00059195 | 0 | 0 |  | 1 | TRUE | wye
35 | LV_12-2_1_3_load_144 | 43 | 0.00089943 | 0.00022542 | 0 | 0 |  | 1 | TRUE | wye
36 | LV_12-2_1_3_load_145 | 44 | 0.0053531 | 0.0013416 | 0 | 0 |  | 1 | TRUE | wye
37 | LV_12-2_1_3_load_146 | 45 | 0.0074115 | 0.0018575 | 0 | 0 |  | 1 | TRUE | wye
38 | LV_12-2_1_3_load_164 | 46 | 0.0015332 | 0.00038425 | 0 | 0 |  | 1 | TRUE | wye
39 | LV_12-2_1_3_load_161 | 47 | 0.00096079 | 0.0002408 | 0 | 0 |  | 1 | TRUE | wye
40 | LV_12-2_1_3_load_180 | 48 | 0.0010001 | 0.00025066 | 0 | 0 |  | 1 | TRUE | wye
41 | LV_12-2_1_3_load_175 | 50 | 0.00092457 | 0.00023172 | 0 | 0 |  | 1 | TRUE | wye
42 | LV_12-2_1_3_load_162 | 51 | 0.0012802 | 0.00032086 | 0 | 0 |  | 1 | TRUE | wye
43 | LV_12-2_1_3_load_181 | 52 | 0.00099939 | 0.00025047 | 0 | 0 |  | 1 | TRUE | wye
44 | LV_12-2_1_3_load_147 | 54 | 0.0032768 | 0.00082125 | 0 | 0 |  | 1 | TRUE | wye
45 | LV_12-2_1_3_load_148 | 55 | 0.0018324 | 0.00045925 | 0 | 0 |  | 1 | TRUE | wye
46 | LV_12-2_1_3_load_149 | 56 | 0.0017329 | 0.00043431 | 0 | 0 |  | 1 | TRUE | wye
47 | LV_12-2_1_3_load_159 | 57 | 0.0022864 | 0.00057303 | 0 | 0 |  | 1 | TRUE | wye
48 | LV_12-2_1_3_load_150 | 58 | 0.00055295 | 0.00013858 | 0 | 0 |  | 1 | TRUE | wye
49 | LV_12-2_1_3_load_151 | 59 | 0.00099056 | 0.00024826 | 0 | 0 |  | 1 | TRUE | wye
50 | LV_12-2_1_3_load_153 | 61 | 0.0012079 | 0.00030272 | 0 | 0 |  | 1 | TRUE | wye
51 | LV_12-2_1_3_load_206 | 62 | 0.0041357 | 0.0010365 | 0 | 0 |  | 1 | TRUE | wye
52 | LV_12-2_1_3_load_207 | 63 | 0.0093117 | 0.0023337 | 0 | 0 |  | 1 | TRUE | wye
53 | LV_12-2_1_3_load_163 | 64 | 0.0011713 | 0.00029355 | 0 | 0 |  | 1 | TRUE | wye
54 | LV_12-2_1_3_load_165 | 65 | 0.0012565 | 0.00031491 | 0 | 0 |  | 1 | TRUE | wye
55 | LV_12-2_1_3_load_166 | 66 | 0.0015855 | 0.00039737 | 0 | 0 |  | 1 | TRUE | wye
56 | LV_12-2_1_3_load_179 | 71 | 0.0011477 | 0.00028764 | 0 | 0 |  | 1 | TRUE | wye
57 | LV_12-2_1_3_load_176 | 72 | 0.001143 | 0.00028647 | 0 | 0 |  | 1 | TRUE | wye
58 | LV_12-2_1_3_load_205 | 73 | 0.0023763 | 0.00059557 | 0 | 0 |  | 1 | TRUE | wye
59 | LV_12-2_1_3_load_208 | 74 | 0.0016968 | 0.00042527 | 0 | 0 |  | 1 | TRUE | wye
60 | LV_12-2_1_3_load_235 | 75 | 0.0009393 | 0.00023541 | 0 | 0 |  | 1 | TRUE | wye
61 | LV_12-2_1_3_load_250 | 76 | 0.0039501 | 0.00098998 | 0 | 0 |  | 1 | TRUE | wye
62 | LV_12-2_1_3_load_238 | 77 | 0.0017146 | 0.00042971 | 0 | 0 |  | 1 | TRUE | wye
63 | LV_12-2_1_3_load_177 | 78 | 0.0059509 | 0.0014914 | 0 | 0 |  | 1 | TRUE | wye
64 | LV_12-2_1_3_load_234 | 80 | 0.00067796 | 0.00016991 | 0 | 0 |  | 1 | TRUE | wye
65 | LV_12-2_1_3_load_248 | 81 | 0.00092326 | 0.00023139 | 0 | 0 |  | 1 | TRUE | wye
66 | LV_12-2_1_3_load_178 | 82 | 0.0011183 | 0.00028028 | 0 | 0 |  | 1 | TRUE | wye
67 | LV_12-2_1_3_load_187 | 83 | 0.0014923 | 0.000374 | 0 | 0 |  | 1 | TRUE | wye
68 | LV_12-2_1_3_load_239 | 84 | 0.0012661 | 0.00031731 | 0 | 0 |  | 1 | TRUE | wye
69 | LV_12-2_1_3_load_266 | 85 | 0.00099939 | 0.00025047 | 0 | 0 |  | 1 | TRUE | wye
70 | LV_12-2_1_3_load_265 | 86 | 0.0043225 | 0.0010833 | 0 | 0 |  | 1 | TRUE | wye
71 | LV_12-2_1_3_load_182 | 87 | 0.0014968 | 0.00037514 | 0 | 0 |  | 1 | TRUE | wye
72 | LV_12-2_1_3_load_183 | 88 | 0.0015209 | 0.00038116 | 0 | 0 |  | 1 | TRUE | wye
73 | LV_12-2_1_3_load_186 | 91 | 0.0013028 | 0.00032652 | 0 | 0 |  | 1 | TRUE | wye
74 | LV_12-2_1_3_load_202 | 92 | 0.0014848 | 0.00037213 | 0 | 0 |  | 1 | TRUE | wye
75 | LV_12-2_1_3_load_188 | 94 | 0.0011892 | 0.00029805 | 0 | 0 |  | 1 | TRUE | wye
76 | LV_12-2_1_3_load_189 | 95 | 0.0012999 | 0.00032578 | 0 | 0 |  | 1 | TRUE | wye
77 | LV_12-2_1_3_load_232 | 97 | 0.0023449 | 0.00058769 | 0 | 0 |  | 1 | TRUE | wye
78 | LV_12-2_1_3_load_229 | 98 | 0.0010718 | 0.00026863 | 0 | 0 |  | 1 | TRUE | wye
79 | LV_12-2_1_3_load_244 | 99 | 0.0019534 | 0.00048956 | 0 | 0 |  | 1 | TRUE | wye
80 | LV_12-2_1_3_load_230 | 100 | 0.0016195 | 0.0004059 | 0 | 0 |  | 1 | TRUE | wye
81 | LV_12-2_1_3_load_212 | 102 | 0.0011734 | 0.00029407 | 0 | 0 |  | 1 | TRUE | wye
82 | LV_12-2_1_3_load_213 | 103 | 0.0012634 | 0.00031664 | 0 | 0 |  | 1 | TRUE | wye
83 | LV_12-2_1_3_load_215 | 104 | 0.0011214 | 0.00028104 | 0 | 0 |  | 1 | TRUE | wye
84 | LV_12-2_1_3_load_247 | 105 | 0.0015211 | 0.00038123 | 0 | 0 |  | 1 | TRUE | wye
85 | LV_12-2_1_3_load_217 | 106 | 0.0017416 | 0.00043649 | 0 | 0 |  | 1 | TRUE | wye
86 | LV_12-2_1_3_load_231 | 107 | 0.0015542 | 0.00038951 | 0 | 0 |  | 1 | TRUE | wye
87 | LV_12-2_1_3_load_219 | 109 | 0.00082173 | 0.00020594 | 0 | 0 |  | 1 | TRUE | wye
88 | LV_12-2_1_3_load_220 | 110 | 0.0015238 | 0.00038189 | 0 | 0 |  | 1 | TRUE | wye
89 | LV_12-2_1_3_load_255 | 111 | 0.0014814 | 0.00037127 | 0 | 0 |  | 1 | TRUE | wye
90 | LV_12-2_1_3_load_253 | 112 | 0.0011863 | 0.00029731 | 0 | 0 |  | 1 | TRUE | wye
91 | LV_12-2_1_3_load_221 | 113 | 0.0012172 | 0.00030505 | 0 | 0 |  | 1 | TRUE | wye
92 | LV_12-2_1_3_load_222 | 114 | 0.0014655 | 0.00036729 | 0 | 0 |  | 1 | TRUE | wye
93 | LV_12-2_1_3_load_223 | 115 | 0.0012417 | 0.0003112 | 0 | 0 |  | 1 | TRUE | wye
94 | LV_12-2_1_3_load_225 | 117 | 0.0013334 | 0.00033418 | 0 | 0 |  | 1 | TRUE | wye
95 | LV_12-2_1_3_load_227 | 120 | 0.0016926 | 0.00042421 | 0 | 0 |  | 1 | TRUE | wye
96 | LV_12-2_1_3_load_258 | 122 | 0.0039041 | 0.00097846 | 0 | 0 |  | 1 | TRUE | wye
97 | LV_12-2_1_3_load_261 | 125 | 0.0039951 | 0.0010013 | 0 | 0 |  | 1 | TRUE | wye
98 | LV_12-2_1_3_load_226 | 126 | 0.00096167 | 0.00024102 | 0 | 0 |  | 1 | TRUE | wye
99 | LV_12-2_1_3_load_245 | 127 | 0.0013752 | 0.00034466 | 0 | 0 |  | 1 | TRUE | wye
100 | LV_12-2_1_3_load_252 | 128 | 0.0019115 | 0.00047908 | 0 | 0 |  | 1 | TRUE | wye
101 | LV_12-2_1_3_load_237 | 129 | 0.0017218 | 0.00043152 | 0 | 0 |  | 1 | TRUE | wye
102 | LV_12-2_1_3_load_243 | 131 | 0.001333 | 0.00033408 | 0 | 0 |  | 1 | TRUE | wye
103 | LV_12-2_1_3_load_240 | 132 | 0.00090423 | 0.00022662 | 0 | 0 |  | 1 | TRUE | wye
104 | LV_12-2_1_3_load_257 | 133 | 0.00063268 | 0.00015856 | 0 | 0 |  | 1 | TRUE | wye
105 | LV_12-2_1_3_load_256 | 134 | 0.002856 | 0.00071577 | 0 | 0 |  | 1 | TRUE | wye
106 | LV_12-2_1_3_load_254 | 135 | 0.0012146 | 0.00030441 | 0 | 0 |  | 1 | TRUE | wye
107 | LV_12-2_1_3_load_249 | 136 | 0.0025122 | 0.00062963 | 0 | 0 |  | 1 | TRUE | wye
108 | LV_12-2_1_3_load_251 | 137 | 0.0011422 | 0.00028627 | 0 | 0 |  | 1 | TRUE | wye
109 | LV_12-2_1_3_load_267 | 138 | 0.0029651 | 0.00074311 | 0 | 0 |  | 1 | TRUE | wye

## ext_grid
| name | bus | vm_pu | va_degree | slack_weight | in_service
0 |  | 52 | 1 | 0 | 1 | TRUE

## line
| name | std_type | from_bus | to_bus | length_km | r_ohm_per_km | x_ohm_per_km | c_nf_per_km | g_us_per_km | max_i_ka | df | parallel | type | in_service
0 | LV_12-2_1_3_line_0 |  | 0 | 1 | 0.014168 | 0.125 | 0.08 | 261 | 0 | 0.364 | 1 | 1 | cs | TRUE
1 | LV_12-2_1_3_line_1 |  | 0 | 2 | 0.0041334 | 0.125 | 0.08 | 261 | 0 | 0.364 | 1 | 1 | cs | TRUE
2 | LV_12-2_1_3_line_2 |  | 1 | 3 | 0.0012043 | 0.125 | 0.08 | 261 | 0 | 0.364 | 1 | 1 | cs | TRUE
3 | LV_12-2_1_3_line_3 |  | 3 | 4 | 0.018818 | 0.125 | 0.08 | 261 | 0 | 0.364 | 1 | 1 | cs | TRUE
4 | LV_12-2_1_3_line_4 |  | 4 | 5 | 0.008723 | 0.125 | 0.08 | 261 | 0 | 0.364 | 1 | 1 | cs | TRUE
5 | LV_12-2_1_3_line_5 |  | 5 | 16 | 0.0058732 | 0.125 | 0.08 | 261 | 0 | 0.364 | 1 | 1 | cs | TRUE
6 | LV_12-2_1_3_line_6 |  | 6 | 7 | 0.020735 | 0.125 | 0.08 | 261 | 0 | 0.364 | 1 | 1 | cs | TRUE
7 | LV_12-2_1_3_line_7 |  | 6 | 8 | 0.0076945 | 0.125 | 0.08 | 261 | 0 | 0.364 | 1 | 1 | cs | TRUE
8 | LV_12-2_1_3_line_8 |  | 7 | 9 | 0.0075471 | 0.125 | 0.08 | 261 | 0 | 0.364 | 1 | 1 | cs | TRUE
9 | LV_12-2_1_3_line_9 |  | 8 | 10 | 0.0012589 | 0.125 | 0.08 | 261 | 0 | 0.364 | 1 | 1 | cs | TRUE
10 | LV_12-2_1_3_line_10 |  | 9 | 11 | 0.015079 | 0.125 | 0.08 | 261 | 0 | 0.364 | 1 | 1 | cs | TRUE
11 | LV_12-2_1_3_line_11 |  | 10 | 12 | 0.0064357 | 0.125 | 0.08 | 261 | 0 | 0.364 | 1 | 1 | cs | TRUE
12 | LV_12-2_1_3_line_12 |  | 11 | 13 | 0.013607 | 0.125 | 0.08 | 261 | 0 | 0.364 | 1 | 1 | cs | TRUE
13 | LV_12-2_1_3_line_13 |  | 12 | 14 | 0.015415 | 0.125 | 0.08 | 261 | 0 | 0.364 | 1 | 1 | cs | TRUE
14 | LV_12-2_1_3_line_14 |  | 13 | 60 | 0.0057454 | 0.125 | 0.08 | 261 | 0 | 0.364 | 1 | 1 | cs | TRUE
15 | LV_12-2_1_3_line_15 |  | 14 | 35 | 0.019619 | 0.125 | 0.08 | 261 | 0 | 0.364 | 1 | 1 | cs | TRUE
16 | LV_12-2_1_3_line_16 |  | 14 | 33 | 0.020179 | 0.125 | 0.08 | 261 | 0 | 0.364 | 1 | 1 | cs | TRUE
17 | LV_12-2_1_3_line_17 |  | 15 | 16 | 0.0049966 | 0.125 | 0.08 | 261 | 0 | 0.364 | 1 | 1 | cs | TRUE
18 | LV_12-2_1_3_line_18 |  | 15 | 17 | 0.028208 | 0.125 | 0.08 | 261 | 0 | 0.364 | 1 | 1 | cs | TRUE
19 | LV_12-2_1_3_line_19 |  | 16 | 18 | 0.019129 | 0.125 | 0.08 | 261 | 0 | 0.364 | 1 | 1 | cs | TRUE
20 | LV_12-2_1_3_line_20 |  | 17 | 19 | 0.041024 | 0.125 | 0.08 | 261 | 0 | 0.364 | 1 | 1 | cs | TRUE
21 | LV_12-2_1_3_line_21 |  | 17 | 20 | 0.011037 | 0.125 | 0.08 | 261 | 0 | 0.364 | 1 | 1 | cs | TRUE
22 | LV_12-2_1_3_line_22 |  | 18 | 21 | 0.0020063 | 0.125 | 0.08 | 261 | 0 | 0.364 | 1 | 1 | cs | TRUE
23 | LV_12-2_1_3_line_23 |  | 19 | 22 | 0.015836 | 0.125 | 0.08 | 261 | 0 | 0.364 | 1 | 1 | cs | TRUE
24 | LV_12-2_1_3_line_24 |  | 20 | 23 | 0.012622 | 0.125 | 0.08 | 261 | 0 | 0.364 | 1 | 1 | cs | TRUE
25 | LV_12-2_1_3_line_25 |  | 21 | 24 | 0.0073004 | 0.125 | 0.08 | 261 | 0 | 0.364 | 1 | 1 | cs | TRUE
26 | LV_12-2_1_3_line_26 |  | 22 | 25 | 0.026154 | 0.125 | 0.08 | 261 | 0 | 0.364 | 1 | 1 | cs | TRUE
27 | LV_12-2_1_3_line_27 |  | 23 | 26 | 0.0062627 | 0.125 | 0.08 | 261 | 0 | 0.364 | 1 | 1 | cs | TRUE
28 | LV_12-2_1_3_line_28 |  | 24 | 29 | 0.01525 | 0.125 | 0.08 | 261 | 0 | 0.364 | 1 | 1 | cs | TRUE
29 | LV_12-2_1_3_line_29 |  | 25 | 27 | 0.0056769 | 0.125 | 0.08 | 261 | 0 | 0.364 | 1 | 1 | cs | TRUE
30 | LV_12-2_1_3_line_30 |  | 27 | 28 | 0.035992 | 0.125 | 0.08 | 261 | 0 | 0.364 | 1 | 1 | cs | TRUE
31 | LV_12-2_1_3_line_31 |  | 29 | 30 | 0.014213 | 0.125 | 0.08 | 261 | 0 | 0.364 | 1 | 1 | cs | TRUE
32 | LV_12-2_1_3_line_32 |  | 30 | 31 | 0.013095 | 0.125 | 0.08 | 261 | 0 | 0.364 | 1 | 1 | cs | TRUE
33 | LV_12-2_1_3_line_33 |  | 31 | 32 | 0.015511 | 0.125 | 0.08 | 261 | 0 | 0.364 | 1 | 1 | cs | TRUE
34 | LV_12-2_1_3_line_34 |  | 31 | 33 | 0.010101 | 0.125 | 0.08 | 261 | 0 | 0.364 | 1 | 1 | cs | TRUE
35 | LV_12-2_1_3_line_35 |  | 32 | 34 | 0.01245 | 0.125 | 0.08 | 261 | 0 | 0.364 | 1 | 1 | cs | TRUE
36 | LV_12-2_1_3_line_36 |  | 34 | 37 | 0.010164 | 0.125 | 0.08 | 261 | 0 | 0.364 | 1 | 1 | cs | TRUE
37 | LV_12-2_1_3_line_37 |  | 35 | 36 | 0.010757 | 0.125 | 0.08 | 261 | 0 | 0.364 | 1 | 1 | cs | TRUE
38 | LV_12-2_1_3_line_38 |  | 36 | 38 | 0.0097725 | 0.125 | 0.08 | 261 | 0 | 0.364 | 1 | 1 | cs | TRUE
39 | LV_12-2_1_3_line_39 |  | 37 | 50 | 0.015018 | 0.125 | 0.08 | 261 | 0 | 0.364 | 1 | 1 | cs | TRUE
40 | LV_12-2_1_3_line_40 |  | 38 | 57 | 0.00039424 | 0.125 | 0.08 | 261 | 0 | 0.364 | 1 | 1 | cs | TRUE
41 | LV_12-2_1_3_line_41 |  | 39 | 40 | 0.026874 | 0.125 | 0.08 | 261 | 0 | 0.364 | 1 | 1 | cs | TRUE
42 | LV_12-2_1_3_line_42 |  | 39 | 41 | 0.017118 | 0.125 | 0.08 | 261 | 0 | 0.364 | 1 | 1 | cs | TRUE
43 | LV_12-2_1_3_line_43 |  | 40 | 42 | 0.007013 | 0.125 | 0.08 | 261 | 0 | 0.364 | 1 | 1 | cs | TRUE
44 | LV_12-2_1_3_line_44 |  | 40 | 43 | 0.042827 | 0.125 | 0.08 | 261 | 0 | 0.364 | 1 | 1 | cs | TRUE
45 | LV_12-2_1_3_line_45 |  | 41 | 44 | 0.021168 | 0.125 | 0.08 | 261 | 0 | 0.364 | 1 | 2 | cs | TRUE
46 | LV_12-2_1_3_line_46 |  | 41 | 45 | 0.0078732 | 0.125 | 0.08 | 261 | 0 | 0.364 | 1 | 2 | cs | TRUE
47 | LV_12-2_1_3_line_47 |  | 42 | 46 | 0.018102 | 0.125 | 0.08 | 261 | 0 | 0.364 | 1 | 1 | cs | TRUE
48 | LV_12-2_1_3_line_48 |  | 42 | 47 | 0.013725 | 0.125 | 0.08 | 261 | 0 | 0.364 | 1 | 1 | cs | TRUE
49 | LV_12-2_1_3_line_49 |  | 44 | 48 | 0.01998 | 0.125 | 0.08 | 261 | 0 | 0.364 | 1 | 2 | cs | TRUE
50 | LV_12-2_1_3_line_50 |  | 45 | 49 | 0.023462 | 0.125 | 0.08 | 261 | 0 | 0.364 | 1 | 2 | cs | TRUE
51 | LV_12-2_1_3_line_51 |  | 46 | 50 | 0.015799 | 0.125 | 0.08 | 261 | 0 | 0.364 | 1 | 1 | cs | TRUE
52 | LV_12-2_1_3_line_52 |  | 47 | 51 | 0.029994 | 0.125 | 0.08 | 261 | 0 | 0.364 | 1 | 1 | cs | TRUE
53 | LV_12-2_1_3_line_53 |  | 48 | 52 | 0.0075099 | 0.125 | 0.08 | 261 | 0 | 0.364 | 1 | 2 | cs | TRUE
54 | LV_12-2_1_3_line_54 |  | 49 | 53 | 0.004838 | 0.125 | 0.08 | 261 | 0 | 0.364 | 1 | 1 | cs | TRUE
55 | LV_12-2_1_3_line_55 |  | 51 | 64 | 0.057587 | 0.125 | 0.08 | 261 | 0 | 0.364 | 1 | 1 | cs | TRUE
56 | LV_12-2_1_3_line_56 |  | 52 | 85 | 0.0075071 | 0.125 | 0.08 | 261 | 0 | 0.364 | 1 | 1 | cs | TRUE
57 | LV_12-2_1_3_line_57 |  | 53 | 68 | 0.023839 | 0.125 | 0.08 | 261 | 0 | 0.364 | 1 | 1 | cs | TRUE
58 | LV_12-2_1_3_line_58 |  | 54 | 55 | 0.02259 | 0.125 | 0.08 | 261 | 0 | 0.364 | 1 | 1 | cs | TRUE
59 | LV_12-2_1_3_line_59 |  | 55 | 56 | 0.023713 | 0.125 | 0.08 | 261 | 0 | 0.364 | 1 | 1 | cs | TRUE
60 | LV_12-2_1_3_line_60 |  | 56 | 57 | 0.020325 | 0.125 | 0.08 | 261 | 0 | 0.364 | 1 | 1 | cs | TRUE
61 | LV_12-2_1_3_line_61 |  | 58 | 59 | 0.014457 | 0.125 | 0.08 | 261 | 0 | 0.364 | 1 | 1 | cs | TRUE
62 | LV_12-2_1_3_line_62 |  | 58 | 60 | 0.013664 | 0.125 | 0.08 | 261 | 0 | 0.364 | 1 | 1 | cs | TRUE
63 | LV_12-2_1_3_line_63 |  | 59 | 61 | 0.0017173 | 0.125 | 0.08 | 261 | 0 | 0.364 | 1 | 1 | cs | TRUE
64 | LV_12-2_1_3_line_64 |  | 62 | 63 | 0.0033747 | 0.125 | 0.08 | 261 | 0 | 0.364 | 1 | 1 | cs | TRUE
65 | LV_12-2_1_3_line_65 |  | 63 | 74 | 0.036201 | 0.125 | 0.08 | 261 | 0 | 0.364 | 1 | 1 | cs | TRUE
66 | LV_12-2_1_3_line_66 |  | 65 | 66 | 0.025861 | 0.125 | 0.08 | 261 | 0 | 0.364 | 1 | 1 | cs | TRUE
67 | LV_12-2_1_3_line_67 |  | 66 | 67 | 0.001613 | 0.125 | 0.08 | 261 | 0 | 0.364 | 1 | 1 | cs | TRUE
68 | LV_12-2_1_3_line_68 |  | 67 | 69 | 0.019705 | 0.125 | 0.08 | 261 | 0 | 0.364 | 1 | 1 | cs | TRUE
69 | LV_12-2_1_3_line_69 |  | 67 | 70 | 0.0057 | 0.125 | 0.08 | 261 | 0 | 0.364 | 1 | 1 | cs | TRUE
70 | LV_12-2_1_3_line_70 |  | 68 | 73 | 0.024935 | 0.125 | 0.08 | 261 | 0 | 0.364 | 1 | 1 | cs | TRUE
71 | LV_12-2_1_3_line_71 |  | 68 | 74 | 0.022841 | 0.125 | 0.08 | 261 | 0 | 0.364 | 1 | 1 | cs | TRUE
72 | LV_12-2_1_3_line_72 |  | 69 | 75 | 0.027686 | 0.125 | 0.08 | 261 | 0 | 0.364 | 1 | 1 | cs | TRUE
73 | LV_12-2_1_3_line_73 |  | 69 | 76 | 0.058126 | 0.125 | 0.08 | 261 | 0 | 0.364 | 1 | 1 | cs | TRUE
74 | LV_12-2_1_3_line_74 |  | 70 | 71 | 0.016539 | 0.125 | 0.08 | 261 | 0 | 0.364 | 1 | 1 | cs | TRUE
75 | LV_12-2_1_3_line_75 |  | 70 | 72 | 0.018346 | 0.125 | 0.08 | 261 | 0 | 0.364 | 1 | 1 | cs | TRUE
76 | LV_12-2_1_3_line_76 |  | 71 | 77 | 0.05351 | 0.125 | 0.08 | 261 | 0 | 0.364 | 1 | 1 | cs | TRUE
77 | LV_12-2_1_3_line_77 |  | 72 | 78 | 0.014804 | 0.125 | 0.08 | 261 | 0 | 0.364 | 1 | 1 | cs | TRUE
78 | LV_12-2_1_3_line_78 |  | 73 | 79 | 0.039671 | 0.125 | 0.08 | 261 | 0 | 0.364 | 1 | 1 | cs | TRUE
79 | LV_12-2_1_3_line_79 |  | 75 | 80 | 0.036175 | 0.125 | 0.08 | 261 | 0 | 0.364 | 1 | 1 | cs | TRUE
80 | LV_12-2_1_3_line_80 |  | 76 | 81 | 0.0093656 | 0.125 | 0.08 | 261 | 0 | 0.364 | 1 | 1 | cs | TRUE
81 | LV_12-2_1_3_line_81 |  | 77 | 84 | 0.043369 | 0.125 | 0.08 | 261 | 0 | 0.364 | 1 | 1 | cs | TRUE
82 | LV_12-2_1_3_line_82 |  | 78 | 82 | 0.015616 | 0.125 | 0.08 | 261 | 0 | 0.364 | 1 | 1 | cs | TRUE
83 | LV_12-2_1_3_line_83 |  | 79 | 83 | 0.015886 | 0.125 | 0.08 | 261 | 0 | 0.364 | 1 | 1 | cs | TRUE
84 | LV_12-2_1_3_line_84 |  | 79 | 82 | 0.011769 | 0.125 | 0.08 | 261 | 0 | 0.364 | 1 | 1 | cs | TRUE
85 | LV_12-2_1_3_line_85 |  | 81 | 136 | 0.0175 | 0.125 | 0.08 | 261 | 0 | 0.364 | 1 | 1 | cs | TRUE
86 | LV_12-2_1_3_line_86 |  | 83 | 89 | 0.011516 | 0.125 | 0.08 | 261 | 0 | 0.364 | 1 | 1 | cs | TRUE
87 | LV_12-2_1_3_line_87 |  | 85 | 86 | 0.024759 | 0.125 | 0.08 | 261 | 0 | 0.364 | 1 | 1 | cs | TRUE
88 | LV_12-2_1_3_line_88 |  | 86 | 138 | 0.013238 | 0.125 | 0.08 | 261 | 0 | 0.364 | 1 | 1 | cs | TRUE
89 | LV_12-2_1_3_line_89 |  | 87 | 88 | 0.025707 | 0.125 | 0.08 | 261 | 0 | 0.364 | 1 | 1 | cs | TRUE
90 | LV_12-2_1_3_line_90 |  | 87 | 89 | 0.006031 | 0.125 | 0.08 | 261 | 0 | 0.364 | 1 | 1 | cs | TRUE
91 | LV_12-2_1_3_line_91 |  | 88 | 90 | 0.015936 | 0.125 | 0.08 | 261 | 0 | 0.364 | 1 | 1 | cs | TRUE
92 | LV_12-2_1_3_line_92 |  | 89 | 91 | 0.024448 | 0.125 | 0.08 | 261 | 0 | 0.364 | 1 | 1 | cs | TRUE
93 | LV_12-2_1_3_line_93 |  | 90 | 92 | 0.018459 | 0.125 | 0.08 | 261 | 0 | 0.364 | 1 | 1 | cs | TRUE
94 | LV_12-2_1_3_line_94 |  | 92 | 93 | 0.015243 | 0.125 | 0.08 | 261 | 0 | 0.364 | 1 | 1 | cs | TRUE
95 | LV_12-2_1_3_line_95 |  | 93 | 101 | 0.002298 | 0.125 | 0.08 | 261 | 0 | 0.364 | 1 | 1 | cs | TRUE
96 | LV_12-2_1_3_line_96 |  | 93 | 102 | 0.037861 | 0.125 | 0.08 | 261 | 0 | 0.364 | 1 | 1 | cs | TRUE
97 | LV_12-2_1_3_line_97 |  | 94 | 95 | 0.053086 | 0.125 | 0.08 | 261 | 0 | 0.364 | 1 | 1 | cs | TRUE
98 | LV_12-2_1_3_line_98 |  | 95 | 96 | 0.01348 | 0.125 | 0.08 | 261 | 0 | 0.364 | 1 | 1 | cs | TRUE
99 | LV_12-2_1_3_line_99 |  | 96 | 97 | 0.014346 | 0.125 | 0.08 | 261 | 0 | 0.364 | 1 | 1 | cs | TRUE
100 | LV_12-2_1_3_line_100 |  | 96 | 98 | 0.020247 | 0.125 | 0.08 | 261 | 0 | 0.364 | 1 | 1 | cs | TRUE
101 | LV_12-2_1_3_line_101 |  | 97 | 99 | 0.022326 | 0.125 | 0.08 | 261 | 0 | 0.364 | 1 | 1 | cs | TRUE
102 | LV_12-2_1_3_line_102 |  | 98 | 100 | 0.0026565 | 0.125 | 0.08 | 261 | 0 | 0.364 | 1 | 1 | cs | TRUE
103 | LV_12-2_1_3_line_103 |  | 99 | 127 | 0.033135 | 0.125 | 0.08 | 261 | 0 | 0.364 | 1 | 1 | cs | TRUE
104 | LV_12-2_1_3_line_104 |  | 100 | 107 | 0.023762 | 0.125 | 0.08 | 261 | 0 | 0.364 | 1 | 1 | cs | TRUE
105 | LV_12-2_1_3_line_105 |  | 101 | 106 | 0.017604 | 0.125 | 0.08 | 261 | 0 | 0.364 | 1 | 1 | cs | TRUE
106 | LV_12-2_1_3_line_106 |  | 102 | 103 | 0.010598 | 0.125 | 0.08 | 261 | 0 | 0.364 | 1 | 1 | cs | TRUE
107 | LV_12-2_1_3_line_107 |  | 103 | 104 | 0.0039408 | 0.125 | 0.08 | 261 | 0 | 0.364 | 1 | 1 | cs | TRUE
108 | LV_12-2_1_3_line_108 |  | 104 | 105 | 0.016191 | 0.125 | 0.08 | 261 | 0 | 0.364 | 1 | 1 | cs | TRUE
109 | LV_12-2_1_3_line_109 |  | 105 | 107 | 0.011093 | 0.125 | 0.08 | 261 | 0 | 0.364 | 1 | 1 | cs | TRUE
110 | LV_12-2_1_3_line_110 |  | 108 | 109 | 0.026008 | 0.125 | 0.08 | 261 | 0 | 0.364 | 1 | 1 | cs | TRUE
111 | LV_12-2_1_3_line_111 |  | 108 | 110 | 0.017763 | 0.125 | 0.08 | 261 | 0 | 0.364 | 1 | 1 | cs | TRUE
112 | LV_12-2_1_3_line_112 |  | 110 | 111 | 0.032673 | 0.125 | 0.08 | 261 | 0 | 0.364 | 1 | 1 | cs | TRUE
113 | LV_12-2_1_3_line_113 |  | 111 | 112 | 0.026274 | 0.125 | 0.08 | 261 | 0 | 0.364 | 1 | 1 | cs | TRUE
114 | LV_12-2_1_3_line_114 |  | 112 | 135 | 0.030067 | 0.125 | 0.08 | 261 | 0 | 0.364 | 1 | 1 | cs | TRUE
115 | LV_12-2_1_3_line_115 |  | 113 | 114 | 0.033778 | 0.125 | 0.08 | 261 | 0 | 0.364 | 1 | 1 | cs | TRUE
116 | LV_12-2_1_3_line_116 |  | 113 | 115 | 0.023514 | 0.125 | 0.08 | 261 | 0 | 0.364 | 1 | 1 | cs | TRUE
117 | LV_12-2_1_3_line_117 |  | 114 | 116 | 0.025005 | 0.125 | 0.08 | 261 | 0 | 0.364 | 1 | 1 | cs | TRUE
118 | LV_12-2_1_3_line_118 |  | 115 | 117 | 0.022462 | 0.125 | 0.08 | 261 | 0 | 0.364 | 1 | 1 | cs | TRUE
119 | LV_12-2_1_3_line_119 |  | 116 | 118 | 0.034561 | 0.125 | 0.08 | 261 | 0 | 0.364 | 1 | 1 | cs | TRUE
120 | LV_12-2_1_3_line_120 |  | 116 | 119 | 0.34595 | 0.125 | 0.08 | 261 | 0 | 0.364 | 1 | 1 | cs | TRUE
121 | LV_12-2_1_3_line_121 |  | 117 | 120 | 0.026962 | 0.125 | 0.08 | 261 | 0 | 0.364 | 1 | 1 | cs | TRUE
122 | LV_12-2_1_3_line_122 |  | 118 | 121 | 0.036114 | 0.125 | 0.08 | 261 | 0 | 0.364 | 1 | 1 | cs | TRUE
123 | LV_12-2_1_3_line_123 |  | 119 | 125 | 0.049051 | 0.125 | 0.08 | 261 | 0 | 0.364 | 1 | 1 | cs | TRUE
124 | LV_12-2_1_3_line_124 |  | 120 | 126 | 0.024672 | 0.125 | 0.08 | 261 | 0 | 0.364 | 1 | 1 | cs | TRUE
125 | LV_12-2_1_3_line_125 |  | 121 | 128 | 0.021114 | 0.125 | 0.08 | 261 | 0 | 0.364 | 1 | 1 | cs | TRUE
126 | LV_12-2_1_3_line_126 |  | 121 | 127 | 0.017953 | 0.125 | 0.08 | 261 | 0 | 0.364 | 1 | 1 | cs | TRUE
127 | LV_12-2_1_3_line_127 |  | 122 | 123 | 0.087021 | 0.125 | 0.08 | 261 | 0 | 0.364 | 1 | 1 | cs | TRUE
128 | LV_12-2_1_3_line_128 |  | 123 | 124 | 0.067281 | 0.125 | 0.08 | 261 | 0 | 0.364 | 1 | 1 | cs | TRUE
129 | LV_12-2_1_3_line_129 |  | 124 | 125 | 0.078382 | 0.125 | 0.08 | 261 | 0 | 0.364 | 1 | 1 | cs | TRUE
130 | LV_12-2_1_3_line_130 |  | 128 | 135 | 0.02562 | 0.125 | 0.08 | 261 | 0 | 0.364 | 1 | 1 | cs | TRUE
131 | LV_12-2_1_3_line_131 |  | 129 | 130 | 0.044126 | 0.125 | 0.08 | 261 | 0 | 0.364 | 1 | 1 | cs | TRUE
132 | LV_12-2_1_3_line_132 |  | 130 | 131 | 0.0021694 | 0.125 | 0.08 | 261 | 0 | 0.364 | 1 | 1 | cs | TRUE
133 | LV_12-2_1_3_line_133 |  | 130 | 132 | 0.015095 | 0.125 | 0.08 | 261 | 0 | 0.364 | 1 | 1 | cs | TRUE
134 | LV_12-2_1_3_line_134 |  | 131 | 133 | 0.021217 | 0.125 | 0.08 | 261 | 0 | 0.364 | 1 | 1 | cs | TRUE
135 | LV_12-2_1_3_line_135 |  | 133 | 134 | 0.03625 | 0.125 | 0.08 | 261 | 0 | 0.364 | 1 | 1 | cs | TRUE
136 | LV_12-2_1_3_line_136 |  | 134 | 137 | 0.0049821 | 0.125 | 0.08 | 261 | 0 | 0.364 | 1 | 1 | cs | TRUE
137 | LV_12-2_1_3_line_137 |  | 136 | 137 | 0.023797 | 0.125 | 0.08 | 261 | 0 | 0.364 | 1 | 1 | cs | TRUE

## trafo
| name | std_type | hv_bus | lv_bus | sn_mva | vn_hv_kv | vn_lv_kv | vk_percent | vkr_percent | pfe_kw | i0_percent | shift_degree | tap_side | tap_neutral | tap_min | tap_max | tap_step_percent | tap_step_degree | tap_pos | tap_phase_shifter | parallel | df | in_service
0 | LV_12-2_1_3_trafo_181 | 0.63 MVA 20/0.4 kV | 139 | 52 | 0.63 | 20 | 0.4 | 6 | 1.206 | 1.65 | 0.2619 | 150 | hv | 0 | -2 | 2 | 2.5 | 0 | 0 | FALSE | 1 | 1 | TRUE

## line_geodata
| x0 | y0 | x1 | y1 | x2 | y2 | x3 | y3 | x4 | y4 | x5 | y5 | x6 | y6 | x7 | y7
0 | 2680058.0236 | 1232807.263 | 2680057.112 | 1232793.1242
1 | 2680058.0236 | 1232807.263 | 2680058.1053 | 1232808.5298 | 2680058.0374 | 1232811.3929
2 | 2680057.0345 | 1232791.9224 | 2680057.112 | 1232793.1242
3 | 2680057.0345 | 1232791.9224 | 2680056.9278 | 1232790.268 | 2680052.973 | 1232773.5699
4 | 2680049.2008 | 1232765.7047 | 2680052.973 | 1232773.5699 | 2680052.973 | 1232773.5699
5 | 2680046.661 | 1232760.4091 | 2680049.2008 | 1232765.7047
6 | 2680108.7506 | 1232644.9272 | 2680116.523 | 1232625.7044
7 | 2680105.8663 | 1232652.0607 | 2680108.7506 | 1232644.9272
8 | 2680119.3521 | 1232618.7076 | 2680116.523 | 1232625.7044
9 | 2680105.8663 | 1232652.0607 | 2680105.3944 | 1232653.2278
10 | 2680119.3521 | 1232618.7076 | 2680125.0045 | 1232604.7282
11 | 2680102.9819 | 1232659.1942 | 2680105.3944 | 1232653.2278
12 | 2680130.1052 | 1232592.1132 | 2680125.0045 | 1232604.7282
13 | 2680097.2035 | 1232673.4853 | 2680102.9819 | 1232659.1942
14 | 2680132.2589 | 1232586.7867 | 2680130.1052 | 1232592.1132
15 | 2680097.2035 | 1232673.4853 | 2680116.2367 | 1232678.2451
16 | 2680097.2035 | 1232673.4853 | 2680090.6252 | 1232692.5624
17 | 2680046.661 | 1232760.4091 | 2680042.7952 | 1232757.2433
18 | 2680020.9717 | 1232739.371 | 2680042.7952 | 1232757.2433
19 | 2680046.661 | 1232760.4091 | 2680056.6862 | 1232744.1175
20 | 2680020.9717 | 1232739.371 | 2680039.8434 | 1232708.8929 | 2680041.8203 | 1232704.1095
21 | 2680012.5033 | 1232732.2632 | 2680020.9717 | 1232739.371
22 | 2680056.6862 | 1232744.1175 | 2680057.7377 | 1232742.4089
23 | 2680041.8203 | 1232704.1095 | 2680047.8692 | 1232689.4738
24 | 2680012.5033 | 1232732.2632 | 2680005.2684 | 1232742.6054
25 | 2680061.5637 | 1232736.1914 | 2680057.7377 | 1232742.4089
26 | 2680062.1065 | 1232667.7489 | 2680054.4548 | 1232679.8918 | 2680049.6824 | 1232685.0867 | 2680047.8692 | 1232689.4738
27 | 2680005.2684 | 1232742.6054 | 2680001.6785 | 1232747.737
28 | 2680061.5637 | 1232736.1914 | 2680063.8631 | 1232732.4548 | 2680070.4184 | 1232723.7927
29 | 2680065.133 | 1232662.9461 | 2680062.1065 | 1232667.7489
30 | 2680065.133 | 1232662.9461 | 2680037.0444 | 1232640.4422
31 | 2680070.4184 | 1232723.7927 | 2680078.9957 | 1232712.459
32 | 2680086.6892 | 1232701.8633 | 2680081.3637 | 1232709.33 | 2680078.9957 | 1232712.459
33 | 2680086.6892 | 1232701.8633 | 2680093.537 | 1232705.6137 | 2680099.9353 | 1232709.9041
34 | 2680086.6892 | 1232701.8633 | 2680090.4027 | 1232693.2073 | 2680090.6252 | 1232692.5624
35 | 2680099.9353 | 1232709.9041 | 2680110.2757 | 1232716.838
36 | 2680110.2757 | 1232716.838 | 2680118.7178 | 1232722.4989
37 | 2680116.2367 | 1232678.2451 | 2680122.0329 | 1232679.1127 | 2680126.721 | 1232677.7014
38 | 2680133.2149 | 1232670.4465 | 2680130.9472 | 1232673.3733 | 2680126.8761 | 1232677.6547 | 2680126.721 | 1232677.7014
39 | 2680131.1911 | 1232730.863 | 2680118.7178 | 1232722.4989
40 | 2680133.2149 | 1232670.4465 | 2680133.4564 | 1232670.1348
41 | 2680154.3107 | 1232762.3942 | 2680156.1219 | 1232766.7772 | 2680159.2604 | 1232769.8772 | 2680167.7802 | 1232785.4146
42 | 2680176.3504 | 1232800.2064 | 2680174.6101 | 1232797.8702 | 2680167.7802 | 1232785.4146
43 | 2680152.5319 | 1232755.6099 | 2680154.3107 | 1232762.3942
44 | 2680112.0751 | 1232760.557 | 2680121.59 | 1232764.1766 | 2680154.3107 | 1232762.3942
45 | 2680176.3504 | 1232800.2064 | 2680190.8346 | 1232788.527 | 2680192.9253 | 1232787.0471
46 | 2680176.3504 | 1232800.2064 | 2680181.0545 | 1232806.5198
47 | 2680152.5319 | 1232755.6099 | 2680145.3172 | 1232740.3355 | 2680144.3127 | 1232739.6619
48 | 2680152.5319 | 1232755.6099 | 2680163.2144 | 1232746.9921
49 | 2680208.8243 | 1232774.9769 | 2680203.1663 | 1232779.7984 | 2680192.9253 | 1232787.0471
50 | 2680193.7753 | 1232825.9147 | 2680189.581 | 1232816.3293 | 2680181.4971 | 1232807.1139 | 2680181.0545 | 1232806.5198
51 | 2680131.1911 | 1232730.863 | 2680144.3127 | 1232739.6619
52 | 2680186.559 | 1232728.1592 | 2680163.2144 | 1232746.9921
53 | 2680208.8243 | 1232774.9769 | 2680214.5403 | 1232770.106
54 | 2680193.7753 | 1232825.9147 | 2680198.3114 | 1232824.1969
55 | 2680186.559 | 1232728.1592 | 2680208.5172 | 1232710.4449 | 2680231.4118 | 1232692.0409
56 | 2680220.2541 | 1232765.2368 | 2680214.5403 | 1232770.106
57 | 2680198.3114 | 1232824.1969 | 2680200.3985 | 1232830.018 | 2680203.5124 | 1232838.2991 | 2680204.4645 | 1232843.4933 | 2680204.735 | 1232847.0105
58 | 2680174.2649 | 1232617.4653 | 2680160.4289 | 1232635.3227
59 | 2680160.4289 | 1232635.3227 | 2680145.9051 | 1232654.0678
60 | 2680133.4564 | 1232670.1348 | 2680145.9051 | 1232654.0678
61 | 2680139.4909 | 1232575.1938 | 2680147.1431 | 1232562.9276
62 | 2680132.2589 | 1232586.7867 | 2680139.4909 | 1232575.1938
63 | 2680148.052 | 1232561.4706 | 2680147.1431 | 1232562.9276
64 | 2680163.7332 | 1232893.0064 | 2680166.1191 | 1232890.6196
65 | 2680166.1191 | 1232890.6196 | 2680170.5715 | 1232886.1657 | 2680181.7435 | 1232875.2643 | 2680192.376 | 1232865.711
66 | 2680240.0901 | 1232807.7434 | 2680264.1519 | 1232798.2673
67 | 2680265.6526 | 1232797.6763 | 2680264.1519 | 1232798.2673
68 | 2680265.6526 | 1232797.6763 | 2680284.1468 | 1232790.7323
69 | 2680267.7314 | 1232802.9858 | 2680265.6526 | 1232797.6763
70 | 2680204.735 | 1232847.0105 | 2680214.7371 | 1232843.1316 | 2680223.2281 | 1232841.256 | 2680228.6204 | 1232842.396
71 | 2680204.735 | 1232847.0105 | 2680200.8852 | 1232856.7875 | 2680193.1184 | 1232865.044 | 2680192.376 | 1232865.711
72 | 2680284.1468 | 1232790.7323 | 2680310.0112 | 1232780.8543
73 | 2680284.1468 | 1232790.7323 | 2680282.5084 | 1232787.0187 | 2680280.2464 | 1232779.016 | 2680279.6143 | 1232773.6815 | 2680280.5595 | 1232768.1794 | 2680284.231 | 1232762.6473 | 2680290.9734 | 1232758.4911 | 2680308.8887 | 1232749.0811
74 | 2680267.7314 | 1232802.9858 | 2680283.0367 | 1232796.7174
75 | 2680267.7314 | 1232802.9858 | 2680267.037 | 1232821.3191
76 | 2680333.348 | 1232778.5808 | 2680315.7753 | 1232784.0437 | 2680291.0692 | 1232793.4276 | 2680283.0367 | 1232796.7174
77 | 2680265.8441 | 1232836.0568 | 2680266.7191 | 1232829.7128 | 2680267.037 | 1232821.3191
78 | 2680262.1022 | 1232863.1848 | 2680253.8441 | 1232856.2351 | 2680230.8692 | 1232842.8714 | 2680228.6204 | 1232842.396
79 | 2680344.8904 | 1232771.6502 | 2680336.2495 | 1232772.9127 | 2680317.523 | 1232777.9854 | 2680310.0112 | 1232780.8543
80 | 2680317.1802 | 1232744.7261 | 2680308.8887 | 1232749.0811
81 | 2680333.348 | 1232778.5808 | 2680336.3749 | 1232777.6399 | 2680357.5145 | 1232776.1023 | 2680372.1056 | 1232778.9348 | 2680375.7787 | 1232780.8448
82 | 2680265.8441 | 1232836.0568 | 2680263.7104 | 1232851.5259
83 | 2680262.1022 | 1232863.1848 | 2680265.5602 | 1232868.4128 | 2680267.7128 | 1232873.8568 | 2680267.9795 | 1232877.6109
84 | 2680262.1022 | 1232863.1848 | 2680263.7104 | 1232851.5259
85 | 2680317.1802 | 1232744.7261 | 2680332.6727 | 1232736.5887
86 | 2680266.7515 | 1232888.9654 | 2680268.26 | 1232881.5584 | 2680267.9795 | 1232877.6109
87 | 2680239.0989 | 1232749.1781 | 2680220.2541 | 1232765.2368
88 | 2680249.1743 | 1232740.5921 | 2680239.0989 | 1232749.1781
89 | 2680263.6423 | 1232894.1331 | 2680260.7329 | 1232898.9688 | 2680253.912 | 1232908.9503 | 2680250.2903 | 1232916.055
90 | 2680266.7515 | 1232888.9654 | 2680263.6423 | 1232894.1331
91 | 2680243.9492 | 1232930.6642 | 2680248.4517 | 1232919.6618 | 2680250.2903 | 1232916.055
92 | 2680266.7515 | 1232888.9654 | 2680274.3348 | 1232883.0859 | 2680283.4253 | 1232871.3398
93 | 2680243.9492 | 1232930.6642 | 2680259.869 | 1232940.0081
94 | 2680273.0147 | 1232947.7239 | 2680259.869 | 1232940.0081
95 | 2680273.0147 | 1232947.7239 | 2680275.0289 | 1232948.8408
96 | 2680273.0147 | 1232947.7239 | 2680290.8997 | 1232919.1456 | 2680293.4109 | 1232915.8449
97 | 2680339.3711 | 1232838.2086 | 2680326.5144 | 1232826.4737 | 2680301.661 | 1232852.0724
98 | 2680349.3278 | 1232847.2964 | 2680339.3711 | 1232838.2086
99 | 2680349.3278 | 1232847.2964 | 2680359.5619 | 1232837.2433
100 | 2680349.3278 | 1232847.2964 | 2680336.265 | 1232862.7655
101 | 2680379.0103 | 1232828.2734 | 2680379.0103 | 1232828.2734 | 2680371.5426 | 1232828.9507 | 2680365.3051 | 1232831.6015 | 2680359.5619 | 1232837.2433
102 | 2680336.265 | 1232862.7655 | 2680334.5511 | 1232864.7951
103 | 2680379.0103 | 1232828.2734 | 2680388.8602 | 1232832.8542 | 2680406.5926 | 1232846.3302
104 | 2680334.5511 | 1232864.7951 | 2680319.2202 | 1232882.9502
105 | 2680275.0289 | 1232948.8408 | 2680290.229 | 1232957.7215
106 | 2680299.8276 | 1232907.4106 | 2680293.4109 | 1232915.8449
107 | 2680302.2137 | 1232904.2743 | 2680299.8276 | 1232907.4106
108 | 2680312.0631 | 1232891.4257 | 2680311.3131 | 1232892.3139 | 2680302.2137 | 1232904.2743
109 | 2680312.0631 | 1232891.4257 | 2680319.2202 | 1232882.9502
110 | 2680330.3367 | 1232981.1546 | 2680350.5368 | 1232997.5372
111 | 2680330.3367 | 1232981.1546 | 2680340.8144 | 1232966.8109
112 | 2680360.0868 | 1232940.4271 | 2680340.8144 | 1232966.8109
113 | 2680375.5847 | 1232919.2105 | 2680360.0868 | 1232940.4271
114 | 2680375.5847 | 1232919.2105 | 2680393.32 | 1232894.9311
115 | 2680439.3488 | 1232895.0874 | 2680458.3756 | 1232867.1775
116 | 2680439.3488 | 1232895.0874 | 2680426.1038 | 1232914.5161
117 | 2680472.4605 | 1232846.5168 | 2680458.3756 | 1232867.1775
118 | 2680413.4511 | 1232933.0758 | 2680426.1038 | 1232914.5161
119 | 2680442.8779 | 1232828.504 | 2680472.4605 | 1232846.5168
120 | 2680472.4605 | 1232846.5168 | 2680817.4976 | 1232871.6257
121 | 2680413.4511 | 1232933.0758 | 2680398.2638 | 1232955.3537
122 | 2680442.8779 | 1232828.504 | 2680420.8863 | 1232857.193
123 | 2680817.4976 | 1232871.6257 | 2680843.015 | 1232871.6615 | 2680866.3549 | 1232874.6736
124 | 2680384.3666 | 1232975.739 | 2680398.2638 | 1232955.3537
125 | 2680420.8863 | 1232857.193 | 2680408.4319 | 1232874.2431
126 | 2680420.8863 | 1232857.193 | 2680406.5926 | 1232846.3302
127 | 2680904.2207 | 1232831.5774 | 2680840.6882 | 1232772.1105
128 | 2680944.0737 | 1232877.6407 | 2680947.7521 | 1232869.4296 | 2680944.2587 | 1232862.3994 | 2680918.5872 | 1232843.0921 | 2680904.2207 | 1232831.5774
129 | 2680944.0737 | 1232877.6407 | 2680933.087 | 1232880.3931 | 2680920.4166 | 1232880.5652 | 2680877.0144 | 1232876.0492 | 2680866.3549 | 1232874.6736
130 | 2680393.32 | 1232894.9311 | 2680408.4319 | 1232874.2431
131 | 2680408.2807 | 1232690.8853 | 2680410.1535 | 1232698.5381 | 2680408.227 | 1232710.5203 | 2680407.0952 | 1232718.0547 | 2680408.2158 | 1232722.5396 | 2680411.8757 | 1232729.6273 | 2680413.8751 | 1232732.9669
132 | 2680408.2807 | 1232690.8853 | 2680406.474 | 1232692.0862
133 | 2680408.2807 | 1232690.8853 | 2680420.6609 | 1232682.2495
134 | 2680406.474 | 1232692.0862 | 2680388.8046 | 1232703.8316
135 | 2680388.8046 | 1232703.8316 | 2680378.8552 | 1232710.4453 | 2680357.898 | 1232722.7512
136 | 2680353.6018 | 1232725.274 | 2680357.898 | 1232722.7512
137 | 2680353.6018 | 1232725.274 | 2680348.4076 | 1232728.3239 | 2680332.6727 | 1232736.5887

## bus_geodata
| x | y | coords
0 | 2680058.0236 | 1232807.263
1 | 2680057.112 | 1232793.1242
2 | 2680058.0374 | 1232811.3929
3 | 2680057.0345 | 1232791.9224
4 | 2680052.973 | 1232773.5699
5 | 2680049.2008 | 1232765.7047
6 | 2680108.7506 | 1232644.9272
7 | 2680116.523 | 1232625.7044
8 | 2680105.8663 | 1232652.0607
9 | 2680119.3521 | 1232618.7076
10 | 2680105.3944 | 1232653.2278
11 | 2680125.0045 | 1232604.7282
12 | 2680102.9819 | 1232659.1942
13 | 2680130.1052 | 1232592.1132
14 | 2680097.2035 | 1232673.4853
15 | 2680042.7952 | 1232757.2433
16 | 2680046.661 | 1232760.4091
17 | 2680020.9717 | 1232739.371
18 | 2680056.6862 | 1232744.1175
19 | 2680041.8203 | 1232704.1095
20 | 2680012.5033 | 1232732.2632
21 | 2680057.7377 | 1232742.4089
22 | 2680047.8692 | 1232689.4738
23 | 2680005.2684 | 1232742.6054
24 | 2680061.5637 | 1232736.1914
25 | 2680062.1065 | 1232667.7489
26 | 2680001.6785 | 1232747.737
27 | 2680065.133 | 1232662.9461
28 | 2680037.0444 | 1232640.4422
29 | 2680070.4184 | 1232723.7927
30 | 2680078.9957 | 1232712.459
31 | 2680086.6892 | 1232701.8633
32 | 2680099.9353 | 1232709.9041
33 | 2680090.6252 | 1232692.5624
34 | 2680110.2757 | 1232716.838
35 | 2680116.2367 | 1232678.2451
36 | 2680126.721 | 1232677.7014
37 | 2680118.7178 | 1232722.4989
38 | 2680133.2149 | 1232670.4465
39 | 2680167.7802 | 1232785.4146
40 | 2680154.3107 | 1232762.3942
41 | 2680176.3504 | 1232800.2064
42 | 2680152.5319 | 1232755.6099
43 | 2680112.0751 | 1232760.557
44 | 2680192.9253 | 1232787.0471
45 | 2680181.0545 | 1232806.5198
46 | 2680144.3127 | 1232739.6619
47 | 2680163.2144 | 1232746.9921
48 | 2680208.8243 | 1232774.9769
49 | 2680193.7753 | 1232825.9147
50 | 2680131.1911 | 1232730.863
51 | 2680186.559 | 1232728.1592
52 | 2680214.5403 | 1232770.106
53 | 2680198.3114 | 1232824.1969
54 | 2680174.2649 | 1232617.4653
55 | 2680160.4289 | 1232635.3227
56 | 2680145.9051 | 1232654.0678
57 | 2680133.4564 | 1232670.1348
58 | 2680139.4909 | 1232575.1938
59 | 2680147.1431 | 1232562.9276
60 | 2680132.2589 | 1232586.7867
61 | 2680148.052 | 1232561.4706
62 | 2680163.7332 | 1232893.0064
63 | 2680166.1191 | 1232890.6196
64 | 2680231.4119 | 1232692.0409
65 | 2680240.0901 | 1232807.7434
66 | 2680264.1519 | 1232798.2673
67 | 2680265.6526 | 1232797.6763
68 | 2680204.735 | 1232847.0105
69 | 2680284.1468 | 1232790.7323
70 | 2680267.7314 | 1232802.9858
71 | 2680283.0367 | 1232796.7174
72 | 2680267.037 | 1232821.3191
73 | 2680228.6204 | 1232842.396
74 | 2680192.376 | 1232865.711
75 | 2680310.0112 | 1232780.8543
76 | 2680308.8887 | 1232749.0811
77 | 2680333.348 | 1232778.5808
78 | 2680265.8441 | 1232836.0568
79 | 2680262.1022 | 1232863.1848
80 | 2680344.8904 | 1232771.6502
81 | 2680317.1802 | 1232744.7261
82 | 2680263.7104 | 1232851.5259
83 | 2680267.9795 | 1232877.6109
84 | 2680375.7787 | 1232780.8448
85 | 2680220.2541 | 1232765.2368
86 | 2680239.0989 | 1232749.1781
87 | 2680263.6423 | 1232894.1331
88 | 2680250.2903 | 1232916.055
89 | 2680266.7515 | 1232888.9654
90 | 2680243.9492 | 1232930.6642
91 | 2680283.4253 | 1232871.3398
92 | 2680259.869 | 1232940.0081
93 | 2680273.0147 | 1232947.7239
94 | 2680301.661 | 1232852.0724
95 | 2680339.3711 | 1232838.2086
96 | 2680349.3278 | 1232847.2964
97 | 2680359.5619 | 1232837.2433
98 | 2680336.265 | 1232862.7655
99 | 2680379.0103 | 1232828.2734
100 | 2680334.5511 | 1232864.7951
101 | 2680275.0289 | 1232948.8408
102 | 2680293.4109 | 1232915.8449
103 | 2680299.8276 | 1232907.4106
104 | 2680302.2137 | 1232904.2743
105 | 2680312.0631 | 1232891.4257
106 | 2680290.229 | 1232957.7215
107 | 2680319.2202 | 1232882.9502
108 | 2680330.3367 | 1232981.1546
109 | 2680350.5368 | 1232997.5372
110 | 2680340.8144 | 1232966.8109
111 | 2680360.0868 | 1232940.4271
112 | 2680375.5847 | 1232919.2105
113 | 2680439.3488 | 1232895.0874
114 | 2680458.3756 | 1232867.1775
115 | 2680426.1038 | 1232914.5161
116 | 2680472.4605 | 1232846.5168
117 | 2680413.4511 | 1232933.0758
118 | 2680442.8779 | 1232828.504
119 | 2680817.4976 | 1232871.6257
120 | 2680398.2638 | 1232955.3537
121 | 2680420.8863 | 1232857.193
122 | 2680840.6882 | 1232772.1105
123 | 2680904.2207 | 1232831.5774
124 | 2680944.0737 | 1232877.6407
125 | 2680866.3549 | 1232874.6736
126 | 2680384.3666 | 1232975.739
127 | 2680406.5926 | 1232846.3302
128 | 2680408.4319 | 1232874.2431
129 | 2680413.8751 | 1232732.9669
130 | 2680408.2807 | 1232690.8853
131 | 2680406.474 | 1232692.0862
132 | 2680420.6609 | 1232682.2495
133 | 2680388.8046 | 1232703.8316
134 | 2680357.898 | 1232722.7512
135 | 2680393.32 | 1232894.9311
136 | 2680332.6727 | 1232736.5887
137 | 2680353.6018 | 1232725.274
138 | 2680249.1743 | 1232740.5921
139 | 2680214.5403 | 1232770.106

## line_std_types
| c_nf_per_km | r_ohm_per_km | x_ohm_per_km | max_i_ka | type | q_mm2 | alpha | voltage_rating
NAYY 4x50 SE | 210 | 0.642 | 0.083 | 0.142 | cs | 50 | 0.00403 | LV
NAYY 4x120 SE | 264 | 0.225 | 0.08 | 0.242 | cs | 120 | 0.00403 | LV
NAYY 4x150 SE | 261 | 0.208 | 0.08 | 0.27 | cs | 150 | 0.00403 | LV
NA2XS2Y 1x95 RM/25 12/20 kV | 216 | 0.313 | 0.132 | 0.252 | cs | 95 | 0.00403 | MV
NA2XS2Y 1x185 RM/25 12/20 kV | 273 | 0.161 | 0.117 | 0.362 | cs | 185 | 0.00403 | MV
NA2XS2Y 1x240 RM/25 12/20 kV | 304 | 0.122 | 0.112 | 0.421 | cs | 240 | 0.00403 | MV
NA2XS2Y 1x95 RM/25 6/10 kV | 315 | 0.313 | 0.123 | 0.249 | cs | 95 | 0.00403 | MV
NA2XS2Y 1x185 RM/25 6/10 kV | 406 | 0.161 | 0.11 | 0.358 | cs | 185 | 0.00403 | MV
NA2XS2Y 1x240 RM/25 6/10 kV | 456 | 0.122 | 0.105 | 0.416 | cs | 240 | 0.00403 | MV
NA2XS2Y 1x150 RM/25 12/20 kV | 250 | 0.206 | 0.116 | 0.319 | cs | 150 | 0.00403 | MV
NA2XS2Y 1x120 RM/25 12/20 kV | 230 | 0.253 | 0.119 | 0.283 | cs | 120 | 0.00403 | MV
NA2XS2Y 1x70 RM/25 12/20 kV | 190 | 0.443 | 0.132 | 0.22 | cs | 70 | 0.00403 | MV
NA2XS2Y 1x150 RM/25 6/10 kV | 360 | 0.206 | 0.11 | 0.315 | cs | 150 | 0.00403 | MV
NA2XS2Y 1x120 RM/25 6/10 kV | 340 | 0.253 | 0.113 | 0.28 | cs | 120 | 0.00403 | MV
NA2XS2Y 1x70 RM/25 6/10 kV | 280 | 0.443 | 0.123 | 0.217 | cs | 70 | 0.00403 | MV
N2XS(FL)2Y 1x120 RM/35 64/110 kV | 112 | 0.153 | 0.166 | 0.366 | cs | 120 | 0.00393 | HV
N2XS(FL)2Y 1x185 RM/35 64/110 kV | 125 | 0.099 | 0.156 | 0.457 | cs | 185 | 0.00393 | HV
N2XS(FL)2Y 1x240 RM/35 64/110 kV | 135 | 0.075 | 0.149 | 0.526 | cs | 240 | 0.00393 | HV
N2XS(FL)2Y 1x300 RM/35 64/110 kV | 144 | 0.06 | 0.144 | 0.588 | cs | 300 | 0.00393 | HV
15-AL1/3-ST1A 0.4 | 11 | 1.8769 | 0.35 | 0.105 | ol | 16 | 0.00403 | LV
24-AL1/4-ST1A 0.4 | 11.25 | 1.2012 | 0.335 | 0.14 | ol | 24 | 0.00403 | LV
48-AL1/8-ST1A 0.4 | 12.2 | 0.5939 | 0.3 | 0.21 | ol | 48 | 0.00403 | LV
94-AL1/15-ST1A 0.4 | 13.2 | 0.306 | 0.29 | 0.35 | ol | 94 | 0.00403 | LV
34-AL1/6-ST1A 10.0 | 9.7 | 0.8342 | 0.36 | 0.17 | ol | 34 | 0.00403 | MV
48-AL1/8-ST1A 10.0 | 10.1 | 0.5939 | 0.35 | 0.21 | ol | 48 | 0.00403 | MV
70-AL1/11-ST1A 10.0 | 10.4 | 0.4132 | 0.339 | 0.29 | ol | 70 | 0.00403 | MV
94-AL1/15-ST1A 10.0 | 10.75 | 0.306 | 0.33 | 0.35 | ol | 94 | 0.00403 | MV
122-AL1/20-ST1A 10.0 | 11.1 | 0.2376 | 0.323 | 0.41 | ol | 122 | 0.00403 | MV
149-AL1/24-ST1A 10.0 | 11.25 | 0.194 | 0.315 | 0.47 | ol | 149 | 0.00403 | MV
34-AL1/6-ST1A 20.0 | 9.15 | 0.8342 | 0.382 | 0.17 | ol | 34 | 0.00403 | MV
48-AL1/8-ST1A 20.0 | 9.5 | 0.5939 | 0.372 | 0.21 | ol | 48 | 0.00403 | MV
70-AL1/11-ST1A 20.0 | 9.7 | 0.4132 | 0.36 | 0.29 | ol | 70 | 0.00403 | MV
94-AL1/15-ST1A 20.0 | 10 | 0.306 | 0.35 | 0.35 | ol | 94 | 0.00403 | MV
122-AL1/20-ST1A 20.0 | 10.3 | 0.2376 | 0.344 | 0.41 | ol | 122 | 0.00403 | MV
149-AL1/24-ST1A 20.0 | 10.5 | 0.194 | 0.337 | 0.47 | ol | 149 | 0.00403 | MV
184-AL1/30-ST1A 20.0 | 10.75 | 0.1571 | 0.33 | 0.535 | ol | 184 | 0.00403 | MV
243-AL1/39-ST1A 20.0 | 11 | 0.1188 | 0.32 | 0.645 | ol | 243 | 0.00403 | MV
48-AL1/8-ST1A 110.0 | 8 | 0.5939 | 0.46 | 0.21 | ol | 48 | 0.00403 | HV
70-AL1/11-ST1A 110.0 | 8.4 | 0.4132 | 0.45 | 0.29 | ol | 70 | 0.00403 | HV
94-AL1/15-ST1A 110.0 | 8.65 | 0.306 | 0.44 | 0.35 | ol | 94 | 0.00403 | HV
122-AL1/20-ST1A 110.0 | 8.5 | 0.2376 | 0.43 | 0.41 | ol | 122 | 0.00403 | HV
149-AL1/24-ST1A 110.0 | 8.75 | 0.194 | 0.41 | 0.47 | ol | 149 | 0.00403 | HV
184-AL1/30-ST1A 110.0 | 8.8 | 0.1571 | 0.4 | 0.535 | ol | 184 | 0.00403 | HV
243-AL1/39-ST1A 110.0 | 9 | 0.1188 | 0.39 | 0.645 | ol | 243 | 0.00403 | HV
305-AL1/39-ST1A 110.0 | 9.2 | 0.0949 | 0.38 | 0.74 | ol | 305 | 0.00403 | HV
490-AL1/64-ST1A 110.0 | 9.75 | 0.059 | 0.37 | 0.96 | ol | 490 | 0.00403 | HV
679-AL1/86-ST1A 110.0 | 9.95 | 0.042 | 0.36 | 1.15 | ol | 679 | 0.00403 | HV
490-AL1/64-ST1A 220.0 | 10 | 0.059 | 0.285 | 0.96 | ol | 490 | 0.00403 | HV
679-AL1/86-ST1A 220.0 | 11.7 | 0.042 | 0.275 | 1.15 | ol | 679 | 0.00403 | HV
490-AL1/64-ST1A 380.0 | 11 | 0.059 | 0.253 | 0.96 | ol | 490 | 0.00403 | HV
679-AL1/86-ST1A 380.0 | 14.6 | 0.042 | 0.25 | 1.15 | ol | 679 | 0.00403 | HV

## trafo_std_types
| i0_percent | pfe_kw | vkr_percent | sn_mva | vn_lv_kv | vn_hv_kv | vk_percent | shift_degree | vector_group | tap_side | tap_neutral | tap_min | tap_max | tap_step_degree | tap_step_percent | tap_phase_shifter
160 MVA 380/110 kV | 0.06 | 60 | 0.25 | 160 | 110 | 380 | 12.2 | 0 | Yy0 | hv | 0 | -9 | 9 | 0 | 1.5 | FALSE
100 MVA 220/110 kV | 0.06 | 55 | 0.26 | 100 | 110 | 220 | 12 | 0 | Yy0 | hv | 0 | -9 | 9 | 0 | 1.5 | FALSE
63 MVA 110/20 kV | 0.04 | 22 | 0.32 | 63 | 20 | 110 | 18 | 150 | YNd5 | hv | 0 | -9 | 9 | 0 | 1.5 | FALSE
40 MVA 110/20 kV | 0.05 | 18 | 0.34 | 40 | 20 | 110 | 16.2 | 150 | YNd5 | hv | 0 | -9 | 9 | 0 | 1.5 | FALSE
25 MVA 110/20 kV | 0.07 | 14 | 0.41 | 25 | 20 | 110 | 12 | 150 | YNd5 | hv | 0 | -9 | 9 | 0 | 1.5 | FALSE
63 MVA 110/10 kV | 0.04 | 22 | 0.32 | 63 | 10 | 110 | 18 | 150 | YNd5 | hv | 0 | -9 | 9 | 0 | 1.5 | FALSE
40 MVA 110/10 kV | 0.05 | 18 | 0.34 | 40 | 10 | 110 | 16.2 | 150 | YNd5 | hv | 0 | -9 | 9 | 0 | 1.5 | FALSE
25 MVA 110/10 kV | 0.07 | 14 | 0.41 | 25 | 10 | 110 | 12 | 150 | YNd5 | hv | 0 | -9 | 9 | 0 | 1.5 | FALSE
0.25 MVA 20/0.4 kV | 0.32 | 0.8 | 1.44 | 0.25 | 0.4 | 20 | 6 | 150 | Yzn5 | hv | 0 | -2 | 2 | 0 | 2.5 | FALSE
0.4 MVA 20/0.4 kV | 0.3375 | 1.35 | 1.425 | 0.4 | 0.4 | 20 | 6 | 150 | Dyn5 | hv | 0 | -2 | 2 | 0 | 2.5 | FALSE
0.63 MVA 20/0.4 kV | 0.2619 | 1.65 | 1.206 | 0.63 | 0.4 | 20 | 6 | 150 | Dyn5 | hv | 0 | -2 | 2 | 0 | 2.5 | FALSE
0.25 MVA 10/0.4 kV | 0.24 | 0.6 | 1.2 | 0.25 | 0.4 | 10 | 4 | 150 | Dyn5 | hv | 0 | -2 | 2 | 0 | 2.5 | FALSE
0.4 MVA 10/0.4 kV | 0.2375 | 0.95 | 1.325 | 0.4 | 0.4 | 10 | 4 | 150 | Dyn5 | hv | 0 | -2 | 2 | 0 | 2.5 | FALSE
0.63 MVA 10/0.4 kV | 0.1873 | 1.18 | 1.0794 | 0.63 | 0.4 | 10 | 4 | 150 | Dyn5 | hv | 0 | -2 | 2 | 0 | 2.5 | FALSE

## trafo3w_std_types
| sn_hv_mva | sn_mv_mva | sn_lv_mva | vn_hv_kv | vn_mv_kv | vn_lv_kv | vk_hv_percent | vk_mv_percent | vk_lv_percent | vkr_hv_percent | vkr_mv_percent | vkr_lv_percent | pfe_kw | i0_percent | shift_mv_degree | shift_lv_degree | vector_group | tap_side | tap_neutral | tap_min | tap_max | tap_step_percent
63/25/38 MVA 110/20/10 kV | 63 | 25 | 38 | 110 | 20 | 10 | 10.4 | 10.4 | 10.4 | 0.28 | 0.32 | 0.35 | 35 | 0.89 | 0 | 0 | YN0yn0yn0 | hv | 0 | -10 | 10 | 1.2
63/25/38 MVA 110/10/10 kV | 63 | 25 | 38 | 110 | 10 | 10 | 10.4 | 10.4 | 10.4 | 0.28 | 0.32 | 0.35 | 35 | 0.89 | 0 | 0 | YN0yn0yn0 | hv | 0 | -10 | 10 | 1.2

## fuse_std_types
| fuse_type | i_rated_a | t_avg | t_min | t_total | x_avg | x_min | x_total
HV 100A | HV 100A | 100 | 0 | [10.0, 3.64, 0.854, 0.281, 0.1, 0.0531, 0.022, 0.01] | [10.0, 4.267, 1.21, 0.403, 0.1, 0.058, 0.022, 0.01] | 0 | [300.0, 350.0, 450.0, 550.0, 700.0, 850.0, 1200.0, 1752.0] | [600.0, 700.0, 900.0, 1150.0, 1665.0, 2000.0, 3000.0, 4313.0]
HV 10A | HV 10A | 10 | 0 | [10.0, 1675.0, 0.344, 0.156, 0.1, 0.0417, 0.0171, 0.01] | [10.0, 1.3, 0.3, 0.155, 0.1, 0.0555, 0.023, 0.01] | 0 | [30.0, 32.0, 35.0, 37.0, 39.0, 50.0, 70.0, 88.0] | [60.0, 70.0, 80.0, 87.0, 94.0, 110.0, 150.0, 216.0]
HV 125A | HV 125A | 125 | 0 | [10.0, 1.82, 0.344, 0.1, 0.0467, 0.0269, 0.01] | [10.0, 2.478, 0.426, 0.1, 0.0427, 0.0211, 0.01] | 0 | [375.0, 500.0, 700.0, 925.0, 1200.0, 1500.0, 2341.0] | [750.0, 1000.0, 1500.0, 2200.0, 3000.0, 4000.0, 5765.0]
HV 160A | HV 160A | 160 | 0 | [10.0, 4.15, 1.03, 0.198, 0.1, 0.051, 0.0172, 0.01] | [10.0, 2.3, 0.734, 0.274, 0.1, 0.046, 0.0177, 0.01] | 0 | [480.0, 550.0, 700.0, 1000.0, 1260.0, 1600.0, 2500.0, 3227.0] | [960.0, 1300.0, 1700.0, 2200.0, 2996.0, 4000.0, 6000.0, 7946.0]
HV 16A | HV 16A | 16 | 0 | [10.0, 0.352, 0.164, 0.1, 0.0649, 0.0342, 0.01] | [10.0, 2.34, 0.722, 0.181, 0.1, 0.055, 0.0296, 0.01] | 0 | [48.0, 60.0, 65.0, 71.0, 80.0, 100.0, 162.0] | [96.0, 110.0, 125.0, 150.0, 168.0, 200.0, 250.0, 398.0]
HV 200A | HV 200A | 200 | 0 | [10.0, 4.267, 1.21, 0.403, 0.1, 0.058, 0.022, 0.01] | [10.0, 3.73, 1.654, 0.328, 0.1, 0.0531, 0.019, 0.01] | 0 | [600.0, 700.0, 900.0, 1150.0, 1665.0, 2000.0, 3000.0, 4313.0] | [1200.0, 1500.0, 1800.0, 2700.0, 3960.0, 5000.0, 7500.0, 10620.0]
HV 20A | HV 20A | 20 | 0 | [10.0, 1.3, 0.3, 0.155, 0.1, 0.0555, 0.023, 0.01] | [10.0, 1.3, 0.161, 0.1, 0.0611, 0.0399, 0.0141, 0.01] | 0 | [60.0, 70.0, 80.0, 87.0, 94.0, 110.0, 150.0, 216.0] | [120.0, 150.0, 200.0, 223.0, 260.0, 300.0, 450.0, 532.0]
HV 25A | HV 25A | 25 | 0 | [10.0, 2.512, 0.833, 0.299, 0.1, 0.0372, 0.0223, 0.01] | [10.0, 3.125, 0.597, 0.198, 0.1, 0.0378, 0.022, 0.01] | 0 | [75.0, 82.0, 90.0, 100.0, 124.0, 170.0, 200.0, 289.0] | [150.0, 170.0, 210.0, 250.0, 294.0, 400.0, 500.0, 711.0]
HV 31.5A | HV 31.5A | 31.5 | 0 | [10.0, 2.34, 0.722, 0.181, 0.1, 0.055, 0.0296, 0.01] | [10.0, 2.84, 0.368, 0.164, 0.1, 0.0621, 0.0378, 0.0195, 0.01] | 0 | [95.0, 110.0, 125.0, 150.0, 165.0, 200.0, 250.0, 390.0] | [189.0, 220.0, 300.0, 350.0, 393.0, 450.0, 530.0, 700.0, 960.0]
HV 40A | HV 40A | 40 | 0 | [10.0, 1.3, 0.161, 0.1, 0.0611, 0.0399, 0.0141, 0.01] | [10.0, 2.05, 0.369, 0.198, 0.1, 0.051, 0.0298, 0.01] | 0 | [120.0, 150.0, 200.0, 223.0, 260.0, 300.0, 450.0, 532.0] | [240.0, 300.0, 400.0, 450.0, 530.0, 650.0, 800.0, 1311.0]
HV 50A | HV 50A | 50 | 0 | [10.0, 3.215, 0.597, 0.198, 0.1, 0.0378, 0.022, 0.01] | [10.0, 3.64, 0.854, 0.281, 0.1, 0.0531, 0.022, 0.01] | 0 | [150.0, 170.0, 210.0, 250.0, 294.0, 400.0, 500.0, 711.0] | [300.0, 350.0, 450.0, 550.0, 700.0, 850.0, 1200.0, 1752.0]
HV 6.3A | HV 6.3A | 6.3 | 0 | [10.0, 1.39, 0.344, 0.168, 0.1, 0.056, 0.0263, 0.01] | [10.0, 1.711, 0.516, 0.198, 0.1, 0.0634, 0.0303, 0.01] | 0 | [19.0, 19.5, 20.4, 20.8, 22.0, 25.0, 32.0, 48.0] | [38.0, 40.0, 43.0, 48.0, 53.0, 60.0, 75.0, 118.0]
HV 63A | HV 63A | 63 | 0 | [10.0, 2.84, 0.368, 0.164, 0.1, 0.0621, 0.0378, 0.0195, 0.01] | [10.0, 1.82, 0.344, 0.1, 0.0467, 0.0269, 0.01] | 0 | [189.0, 220.0, 300.0, 350.0, 393.0, 450.0, 530.0, 700.0, 961.0] | [378.0, 500.0, 700.0, 934.0, 1200.0, 1500.0, 2366.0]
HV 80A | HV 80A | 80 | 0 | [10.0, 2.05, 0.369, 0.198, 0.1, 0.051, 0.0298, 0.01] | [10.0, 4.15, 1.03, 0.198, 0.1, 0.051, 0.0172, 0.01] | 0 | [240.0, 300.0, 400.0, 450.0, 530.0, 650.0, 800.0, 1311.0] | [480.0, 550.0, 700.0, 1000.0, 1260.0, 1600.0, 2500.0, 3227.0]
Siemens NH-1-100 | Siemens NH-1-100 | 100 | [5400.0, 2000.0, 400.0, 20.0, 1.0, 0.2, 0.012, 0.004] | 0 | 0 | [150.0, 190.0, 250.0, 430.0, 900.0, 1250.0, 2700.0, 3600.0] | 0 | 0
Siemens NH-1-125 | Siemens NH-1-125 | 125 | [4800.0, 120.0, 7.0, 0.1, 0.004] | 0 | 0 | [180.0, 400.0, 740.0, 2000.0, 4250.0] | 0 | 0
Siemens NH-1-16 | Siemens NH-1-16 | 16 | [4000.0, 400.0, 2.0, 0.1, 0.04, 0.01] | 0 | 0 | [26.0, 35.0, 75.0, 150.0, 200.0, 300.0] | 0 | 0
Siemens NH-1-160 | Siemens NH-1-160 | 160 | [4800.0, 120.0, 7.0, 0.1, 0.004] | 0 | 0 | [210.0, 500.0, 900.0, 2300.0, 5000.0] | 0 | 0
Siemens NH-1-25 | Siemens NH-1-25 | 25 | [4000.0, 1000.0, 10.0, 0.2, 0.02, 0.01] | 0 | 0 | [40.0, 50.0, 100.0, 210.0, 400.0, 500.0] | 0 | 0
Siemens NH-1-50 | Siemens NH-1-50 | 50 | [4000.0, 40.0, 4.0, 1.0, 0.02, 0.01] | 0 | 0 | [86.0, 200.0, 300.0, 400.0, 1000.0, 1280.0] | 0 | 0
Siemens NH-1-63 | Siemens NH-1-63 | 63 | [4000.0, 100.0, 10.0, 2.0, 0.04, 0.01] | 0 | 0 | [100.0, 200.0, 300.0, 400.0, 1000.0, 1500.0] | 0 | 0
Siemens NH-1-80 | Siemens NH-1-80 | 80 | [4800.0, 120.0, 7.0, 0.1, 0.01] | 0 | 0 | [150.58, 250.0, 450.0, 1150.0, 2470.0] | 0 | 0
Siemens NH-2-1000 | Siemens NH-2-1000 | 1000 | [4800.0, 120.0, 7.0, 0.1, 0.004] | 0 | 0 | [1900.0, 3500.0, 8400.0, 24000.0, 52000.0] | 0 | 0
Siemens NH-2-200 | Siemens NH-2-200 | 200 | [4800.0, 120.0, 7.0, 0.1, 0.004] | 0 | 0 | [280.0, 650.0, 1200.0, 3000.0, 7000.0] | 0 | 0
Siemens NH-2-224 | Siemens NH-2-224 | 224 | [4800.0, 120.0, 7.0, 0.2, 0.04, 0.004] | 0 | 0 | [400.0, 750.0, 1453.0, 3025.0, 4315.0, 7600.0] | 0 | 0
Siemens NH-2-250 | Siemens NH-2-250 | 250 | [4800.0, 120.0, 7.0, 0.1, 0.004] | 0 | 0 | [450.0, 800.0, 1650.0, 4000.0, 8500.0] | 0 | 0
Siemens NH-2-315 | Siemens NH-2-315 | 315 | [4800.0, 120.0, 7.0, 0.1, 0.004] | 0 | 0 | [550.0, 920.0, 1900.0, 5000.0, 11000.0] | 0 | 0
Siemens NH-2-355 | Siemens NH-2-355 | 355 | [4800.0, 120.0, 6.0, 0.1, 0.004] | 0 | 0 | [650.0, 1116.27, 2350.0, 5840.0, 12790.0] | 0 | 0
Siemens NH-2-400 | Siemens NH-2-400 | 400 | [4800.0, 120.0, 7.0, 0.1, 0.004] | 0 | 0 | [720.0, 1350.0, 2800.0, 6500.0, 15000.0] | 0 | 0
Siemens NH-2-425 | Siemens NH-2-425 | 425 | [4800.0, 120.0, 7.0, 0.1, 0.004] | 0 | 0 | [850.0, 1500.0, 3050.0, 7500.0, 16500.0] | 0 | 0
Siemens NH-2-630 | Siemens NH-2-630 | 630 | [4800.0, 120.0, 7.0, 0.1, 0.004] | 0 | 0 | [1200.0, 2000.0, 4800.0, 12000.0, 26000.0] | 0 | 0

## res_bus
| vm_pu | va_degree | p_mw | q_mvar
0 | 0.9826 | -0.3347 | 0.0020415 | 0.00051164
1 | 0.98266 | -0.3335 | 0.0019637 | 0.00049214
2 | 0.98259 | -0.3349 | 0.0026491 | 0.00066392
3 | 0.98267 | -0.33336 | 0.0032443 | 0.00081311
4 | 0.98284 | -0.33 | 0.0038072 | 0.00095418
5 | 0.98295 | -0.32784 | 0.003331 | 0.00083483
6 | 0.98408 | -0.30595 | 0.00043889 | 0.00011
7 | 0.98387 | -0.30992 | 0.0012976 | 0.0003252
8 | 0.98415 | -0.30441 | 0.00043916 | 0.00011006
9 | 0.98381 | -0.31119 | 0.0050311 | 0.0012609
10 | 0.98417 | -0.30415 | 0.0025924 | 0.00064972
11 | 0.98375 | -0.31236 | 0.00098437 | 0.00024671
12 | 0.98425 | -0.30252 | 0.00043889 | 0.00011
13 | 0.98371 | -0.31317 | 0.00056948 | 0.00014272
14 | 0.98446 | -0.29849 | 0 | 0
15 | 0.98299 | -0.32711 | 0.0039147 | 0.00098111
16 | 0.98305 | -0.32604 | 0 | 0
17 | 0.98278 | -0.33117 | 0 | 0
18 | 0.98356 | -0.31606 | 0.0036832 | 0.00092309
19 | 0.98257 | -0.33542 | 0.0009238 | 0.00023153
20 | 0.98276 | -0.33161 | 0 | 0
21 | 0.98362 | -0.31488 | 0.0013751 | 0.00034464
22 | 0.9825 | -0.3368 | 0.001065 | 0.00026691
23 | 0.98273 | -0.33212 | 0.0010888 | 0.00027288
24 | 0.98385 | -0.31041 | 0.0013263 | 0.0003324
25 | 0.98241 | -0.33858 | 0.0023312 | 0.00058426
26 | 0.98273 | -0.33224 | 0.0011362 | 0.00028476
27 | 0.9824 | -0.33872 | 0.00057503 | 0.00014412
28 | 0.98237 | -0.33927 | 0.00084945 | 0.00021289
29 | 0.98434 | -0.30072 | 0.0017008 | 0.00042626
30 | 0.98483 | -0.29126 | 0.002769 | 0.00069397
31 | 0.98531 | -0.2819 | 0 | 0
32 | 0.98633 | -0.262 | 0.0044231 | 0.0011085
33 | 0.98501 | -0.28767 | 0.0019392 | 0.000486
34 | 0.9872 | -0.24506 | 0.00082541 | 0.00020687
35 | 0.98418 | -0.30388 | 0.0019953 | 0.00050008
36 | 0.98405 | -0.30645 | 0.0027802 | 0.0006968
37 | 0.98792 | -0.23111 | 0.0014793 | 0.00037076
38 | 0.98395 | -0.3083 | 0.0013763 | 0.00034494
39 | 0.99416 | -0.11106 | 0.0023619 | 0.00059195
40 | 0.99205 | -0.15146 | 0 | 0
41 | 0.99554 | -0.084704 | 0 | 0
42 | 0.99151 | -0.16192 | 0 | 0
43 | 0.99202 | -0.15214 | 0.00089943 | 0.00022542
44 | 0.99745 | -0.048351 | 0.0053531 | 0.0013416
45 | 0.99514 | -0.092201 | 0.0074115 | 0.0018575
46 | 0.99016 | -0.18787 | 0.0015332 | 0.00038425
47 | 0.99146 | -0.16275 | 0.00096079 | 0.0002408
48 | 0.9993 | -0.013232 | 0.0010001 | 0.00025066
49 | 0.99405 | -0.11305 | 0 | 0
50 | 0.98901 | -0.21014 | 0.00092457 | 0.00023172
51 | 0.9914 | -0.16405 | 0.0012802 | 0.00032086
52 | 1 | 0 | -0.21492 | -0.054596
53 | 0.9936 | -0.12165 | 0 | 0
54 | 0.98364 | -0.31439 | 0.0032768 | 0.00082125
55 | 0.98371 | -0.31305 | 0.0018324 | 0.00045925
56 | 0.98382 | -0.31087 | 0.0017329 | 0.00043431
57 | 0.98395 | -0.30837 | 0.0022864 | 0.00057303
58 | 0.98366 | -0.31413 | 0.00055295 | 0.00013858
59 | 0.98363 | -0.31471 | 0.00099056 | 0.00024826
60 | 0.98369 | -0.31346 | 0 | 0
61 | 0.98363 | -0.31474 | 0.0012079 | 0.00030272
62 | 0.9906 | -0.17922 | 0.0041357 | 0.0010365
63 | 0.99061 | -0.17897 | 0.0093117 | 0.0023337
64 | 0.99133 | -0.16525 | 0.0011713 | 0.00029355
65 | 0.98462 | -0.29468 | 0.0012565 | 0.00031491
66 | 0.98465 | -0.2941 | 0.0015855 | 0.00039737
67 | 0.98466 | -0.29401 | 0 | 0
68 | 0.99138 | -0.16419 | 0 | 0
69 | 0.98434 | -0.30025 | 0 | 0
70 | 0.98476 | -0.29192 | 0 | 0
71 | 0.9847 | -0.29315 | 0.0011477 | 0.00028764
72 | 0.98518 | -0.28382 | 0.001143 | 0.00028647
73 | 0.9894 | -0.20216 | 0.0023763 | 0.00059557
74 | 0.99106 | -0.17033 | 0.0016968 | 0.00042527
75 | 0.98429 | -0.30106 | 0.0009393 | 0.00023541
76 | 0.98348 | -0.31698 | 0.0039501 | 0.00098998
77 | 0.98455 | -0.29602 | 0.0017146 | 0.00042971
78 | 0.98553 | -0.27698 | 0.0059509 | 0.0014914
79 | 0.98634 | -0.26119 | 0 | 0
80 | 0.98427 | -0.3015 | 0.00067796 | 0.00016991
81 | 0.98338 | -0.31901 | 0.00092326 | 0.00023139
82 | 0.98598 | -0.26811 | 0.0011183 | 0.00028028
83 | 0.9856 | -0.27558 | 0.0014923 | 0.000374
84 | 0.9845 | -0.297 | 0.0012661 | 0.00031731
85 | 0.99994 | -0.0010845 | 0.00099939 | 0.00025047
86 | 0.99978 | -0.0042306 | 0.0043225 | 0.0010833
87 | 0.9848 | -0.29089 | 0.0014968 | 0.00037514
88 | 0.9837 | -0.31227 | 0.0015209 | 0.00038116
89 | 0.98507 | -0.28572 | 0 | 0
90 | 0.98304 | -0.32512 | 0 | 0
91 | 0.98504 | -0.28629 | 0.0013028 | 0.00032652
92 | 0.98227 | -0.34001 | 0.0014848 | 0.00037213
93 | 0.98166 | -0.35192 | 0 | 0
94 | 0.97717 | -0.43974 | 0.0011892 | 0.00029805
95 | 0.97723 | -0.43859 | 0.0012999 | 0.00032578
96 | 0.97726 | -0.43797 | 0 | 0
97 | 0.97686 | -0.44574 | 0.0023449 | 0.00058769
98 | 0.97786 | -0.4261 | 0.0010718 | 0.00026863
99 | 0.97629 | -0.45689 | 0.0019534 | 0.00048956
100 | 0.97794 | -0.42449 | 0.0016195 | 0.0004059
101 | 0.98166 | -0.35199 | 0 | 0
102 | 0.9802 | -0.38037 | 0.0011734 | 0.00029407
103 | 0.9798 | -0.38812 | 0.0012634 | 0.00031664
104 | 0.97966 | -0.39091 | 0.0011214 | 0.00028104
105 | 0.97909 | -0.40207 | 0.0015211 | 0.00038123
106 | 0.98163 | -0.35255 | 0.0017416 | 0.00043649
107 | 0.97871 | -0.40941 | 0.0015542 | 0.00038951
108 | 0.97448 | -0.49252 | 0 | 0
109 | 0.97446 | -0.49292 | 0.00082173 | 0.00020594
110 | 0.9745 | -0.49226 | 0.0015238 | 0.00038189
111 | 0.97457 | -0.49085 | 0.0014814 | 0.00037127
112 | 0.97466 | -0.489 | 0.0011863 | 0.00029731
113 | 0.97368 | -0.50833 | 0.0012172 | 0.00030505
114 | 0.97389 | -0.50433 | 0.0014655 | 0.00036729
115 | 0.97357 | -0.5106 | 0.0012417 | 0.0003112
116 | 0.97407 | -0.50069 | 0 | 0
117 | 0.97348 | -0.51224 | 0.0013334 | 0.00033418
118 | 0.97458 | -0.49064 | 0 | 0
119 | 0.97152 | -0.55112 | 0 | 0
120 | 0.97342 | -0.51356 | 0.0016926 | 0.00042421
121 | 0.97511 | -0.48015 | 0 | 0
122 | 0.97031 | -0.5751 | 0.0039041 | 0.00097846
123 | 0.97062 | -0.56881 | 0 | 0
124 | 0.97087 | -0.56395 | 0 | 0
125 | 0.97116 | -0.55828 | 0.0039951 | 0.0010013
126 | 0.9734 | -0.514 | 0.00096167 | 0.00024102
127 | 0.97551 | -0.47226 | 0.0013752 | 0.00034466
128 | 0.97495 | -0.48331 | 0.0019115 | 0.00047908
129 | 0.98267 | -0.33287 | 0.0017218 | 0.00043152
130 | 0.98274 | -0.33149 | 0 | 0
131 | 0.98274 | -0.33139 | 0.001333 | 0.00033408
132 | 0.98273 | -0.33174 | 0.00090423 | 0.00022662
133 | 0.98282 | -0.32987 | 0.00063268 | 0.00015856
134 | 0.98297 | -0.32687 | 0.002856 | 0.00071577
135 | 0.9748 | -0.48623 | 0.0012146 | 0.00030441
136 | 0.9832 | -0.32251 | 0.0025122 | 0.00062963
137 | 0.98301 | -0.3262 | 0.0011422 | 0.00028627
138 | 0.99974 | -0.0049151 | 0.0029651 | 0.00074311
139 | 0.99998 | 149.9956 | 0 | 0

## res_line
| p_from_mw | q_from_mvar | p_to_mw | q_to_mvar | pl_mw | ql_mvar | i_from_ka | i_to_ka | i_ka | vm_from_pu | va_from_degree | vm_to_pu | va_to_degree | loading_percent
0 | -0.0046906 | -0.0011755 | 0.0046908 | 0.0011755 | 2.6807e-07 | -7.9105e-09 | 0.0071032 | 0.0071031 | 0.0071032 | 0.9826 | -0.3347 | 0.98266 | -0.3335 | 1.9514
1 | 0.0026491 | 0.00066388 | -0.0026491 | -0.00066392 | 2.4945e-08 | -3.6391e-08 | 0.0040117 | 0.0040117 | 0.0040117 | 0.9826 | -0.3347 | 0.98259 | -0.3349 | 1.1021
2 | -0.0066545 | -0.0016677 | 0.0066546 | 0.0016677 | 4.5855e-08 | 1.4091e-08 | 0.010077 | 0.010077 | 0.010077 | 0.98266 | -0.3335 | 0.98267 | -0.33336 | 2.7683
3 | -0.0098989 | -0.0024808 | 0.0099005 | 0.0024816 | 1.5855e-06 | 7.7629e-07 | 0.014989 | 0.014989 | 0.014989 | 0.98267 | -0.33336 | 0.98284 | -0.33 | 4.118
4 | -0.013708 | -0.0034357 | 0.013709 | 0.0034365 | 1.4089e-06 | 7.9113e-07 | 0.020753 | 0.020753 | 0.020753 | 0.98284 | -0.33 | 0.98295 | -0.32784 | 5.7015
5 | -0.01704 | -0.0042714 | 0.017042 | 0.0042722 | 1.4656e-06 | 8.6351e-07 | 0.025796 | 0.025796 | 0.025796 | 0.98295 | -0.32784 | 0.98305 | -0.32604 | 7.0868
6 | 0.010637 | 0.0026659 | -0.010635 | -0.0026649 | 2.0116e-06 | 1.024e-06 | 0.016084 | 0.016084 | 0.016084 | 0.98408 | -0.30595 | 0.98387 | -0.30992 | 4.4188
7 | -0.011076 | -0.0027759 | 0.011077 | 0.0027764 | 8.0934e-07 | 4.2022e-07 | 0.016748 | 0.016748 | 0.016748 | 0.98408 | -0.30595 | 0.98415 | -0.30441 | 4.6011
8 | 0.0093374 | 0.0023397 | -0.0093369 | -0.0023394 | 5.6441e-07 | 2.6538e-07 | 0.014122 | 0.014122 | 0.014122 | 0.98387 | -0.30992 | 0.98381 | -0.31119 | 3.8796
9 | -0.011516 | -0.0028864 | 0.011516 | 0.0028865 | 1.4312e-07 | 7.5601e-08 | 0.017412 | 0.017412 | 0.017412 | 0.98415 | -0.30441 | 0.98417 | -0.30415 | 4.7835
10 | 0.0043058 | 0.0010785 | -0.0043055 | -0.0010786 | 2.3981e-07 | -3.7977e-08 | 0.0065123 | 0.0065124 | 0.0065124 | 0.98381 | -0.31119 | 0.98375 | -0.31236 | 1.7891
11 | -0.014108 | -0.0035362 | 0.01411 | 0.0035368 | 1.0982e-06 | 6.2104e-07 | 0.021331 | 0.021331 | 0.021331 | 0.98417 | -0.30415 | 0.98425 | -0.30252 | 5.8603
12 | 0.0033212 | 0.00083186 | -0.003321 | -0.00083195 | 1.2877e-07 | -9.0344e-08 | 0.0050234 | 0.0050235 | 0.0050235 | 0.98375 | -0.31236 | 0.98371 | -0.31317 | 1.3801
13 | -0.014548 | -0.0036468 | 0.014551 | 0.0036484 | 2.7966e-06 | 1.5938e-06 | 0.021995 | 0.021995 | 0.021995 | 0.98425 | -0.30252 | 0.98446 | -0.29849 | 6.0426
14 | 0.0027516 | 0.00068923 | -0.0027515 | -0.00068928 | 3.7322e-08 | -4.9052e-08 | 0.004162 | 0.0041621 | 0.0041621 | 0.98371 | -0.31317 | 0.98369 | -0.31346 | 1.1434
15 | 0.015289 | 0.0038335 | -0.015285 | -0.0038312 | 3.9291e-06 | 2.2652e-06 | 0.023109 | 0.02311 | 0.02311 | 0.98446 | -0.29849 | 0.98418 | -0.30388 | 6.3488
16 | -0.02984 | -0.0074819 | 0.029855 | 0.0074915 | 1.5395e-05 | 9.596e-06 | 0.045104 | 0.045104 | 0.045104 | 0.98446 | -0.29849 | 0.98501 | -0.28767 | 12.3913
17 | -0.011888 | -0.0029784 | 0.011888 | 0.0029787 | 6.0674e-07 | 3.2497e-07 | 0.017995 | 0.017995 | 0.017995 | 0.98299 | -0.32711 | 0.98305 | -0.32604 | 4.9436
18 | 0.007973 | 0.0019973 | -0.0079715 | -0.0019966 | 1.5408e-06 | 6.2859e-07 | 0.012069 | 0.012069 | 0.012069 | 0.98299 | -0.32711 | 0.98278 | -0.33117 | 3.3157
19 | -0.02893 | -0.0072509 | 0.028944 | 0.0072595 | 1.3756e-05 | 8.5611e-06 | 0.043791 | 0.043791 | 0.043791 | 0.98305 | -0.32604 | 0.98356 | -0.31606 | 12.0304
20 | 0.0057463 | 0.0014393 | -0.0057452 | -0.0014391 | 1.1645e-06 | 2.2554e-07 | 0.0087001 | 0.0087003 | 0.0087003 | 0.98278 | -0.33117 | 0.98257 | -0.33542 | 2.3902
21 | 0.0022251 | 0.00055733 | -0.0022251 | -0.00055744 | 4.6975e-08 | -1.0979e-07 | 0.0033689 | 0.0033689 | 0.0033689 | 0.98278 | -0.33117 | 0.98276 | -0.33161 | 0.92553
22 | -0.032627 | -0.0081826 | 0.032629 | 0.0081837 | 1.8332e-06 | 1.1478e-06 | 0.049363 | 0.049363 | 0.049363 | 0.98356 | -0.31606 | 0.98362 | -0.31488 | 13.5612
23 | 0.0048214 | 0.0012076 | -0.0048211 | -0.0012075 | 3.1659e-07 | 2.048e-09 | 0.0073013 | 0.0073014 | 0.0073014 | 0.98257 | -0.33542 | 0.9825 | -0.3368 | 2.0059
24 | 0.0022251 | 0.00055744 | -0.002225 | -0.00055756 | 5.372e-08 | -1.2554e-07 | 0.0033689 | 0.003369 | 0.003369 | 0.98276 | -0.33161 | 0.98273 | -0.33212 | 0.92555
25 | -0.034004 | -0.0085284 | 0.034011 | 0.0085329 | 7.2449e-06 | 4.544e-06 | 0.051443 | 0.051443 | 0.051443 | 0.98362 | -0.31488 | 0.98385 | -0.31041 | 14.1327
26 | 0.0037561 | 0.00094063 | -0.0037557 | -0.00094076 | 3.1736e-07 | -1.2807e-07 | 0.0056884 | 0.0056885 | 0.0056885 | 0.9825 | -0.3368 | 0.98241 | -0.33858 | 1.5628
27 | 0.0011362 | 0.00028468 | -0.0011362 | -0.00028476 | 6.951e-09 | -7.49e-08 | 0.0017204 | 0.0017204 | 0.0017204 | 0.98273 | -0.33212 | 0.98273 | -0.33224 | 0.47264
28 | -0.035337 | -0.0088653 | 0.035354 | 0.0088756 | 1.6338e-05 | 1.0262e-05 | 0.053449 | 0.053449 | 0.053449 | 0.98385 | -0.31041 | 0.98434 | -0.30072 | 14.6838
29 | 0.0014245 | 0.0003565 | -0.0014245 | -0.00035657 | 9.9093e-09 | -6.5537e-08 | 0.0021575 | 0.0021575 | 0.0021575 | 0.98241 | -0.33858 | 0.9824 | -0.33872 | 0.59272
30 | 0.00084947 | 0.00021245 | -0.00084945 | -0.00021289 | 2.2342e-08 | -4.4139e-07 | 0.0012865 | 0.0012867 | 0.0012867 | 0.9824 | -0.33872 | 0.98237 | -0.33927 | 0.35348
31 | -0.037054 | -0.0093018 | 0.037071 | 0.0093124 | 1.6727e-05 | 1.0525e-05 | 0.05602 | 0.05602 | 0.05602 | 0.98434 | -0.30072 | 0.98483 | -0.29126 | 15.3901
32 | -0.03984 | -0.010006 | 0.039858 | 0.010018 | 1.7799e-05 | 1.1225e-05 | 0.060204 | 0.060204 | 0.060204 | 0.98483 | -0.29126 | 0.98531 | -0.2819 | 16.5395
33 | -0.071661 | -0.018 | 0.071729 | 0.018044 | 6.8144e-05 | 4.3415e-05 | 0.10824 | 0.10824 | 0.10824 | 0.98531 | -0.2819 | 0.98633 | -0.262 | 29.7355
34 | 0.031803 | 0.0079829 | -0.031794 | -0.0079775 | 8.7396e-06 | 5.4647e-06 | 0.048034 | 0.048034 | 0.048034 | 0.98531 | -0.2819 | 0.98501 | -0.28767 | 13.196
35 | -0.076152 | -0.019152 | 0.076214 | 0.019192 | 6.1648e-05 | 3.9295e-05 | 0.11491 | 0.11491 | 0.11491 | 0.98633 | -0.262 | 0.9872 | -0.24506 | 31.5687
36 | -0.077039 | -0.019399 | 0.077091 | 0.019431 | 5.1426e-05 | 3.2783e-05 | 0.11615 | 0.11615 | 0.11615 | 0.9872 | -0.24506 | 0.98792 | -0.23111 | 31.9105
37 | 0.013289 | 0.0033311 | -0.013288 | -0.0033302 | 1.6285e-06 | 9.0556e-07 | 0.020093 | 0.020093 | 0.020093 | 0.98418 | -0.30388 | 0.98405 | -0.30645 | 5.52
38 | 0.010507 | 0.0026334 | -0.010506 | -0.0026329 | 9.2515e-07 | 4.6796e-07 | 0.015889 | 0.015889 | 0.015889 | 0.98405 | -0.30645 | 0.98395 | -0.3083 | 4.365
39 | -0.07857 | -0.019802 | 0.078649 | 0.019852 | 7.8926e-05 | 5.032e-05 | 0.11838 | 0.11838 | 0.11838 | 0.98792 | -0.23111 | 0.98901 | -0.21014 | 32.5226
40 | 0.0091302 | 0.002288 | -0.0091301 | -0.002288 | 2.8184e-08 | 1.303e-08 | 0.013807 | 0.013807 | 0.013807 | 0.98395 | -0.3083 | 0.98395 | -0.30837 | 3.7932
41 | 0.085814 | 0.0218 | -0.085648 | -0.021693 | 0.00016653 | 0.00010623 | 0.12855 | 0.12855 | 0.12855 | 0.99416 | -0.11106 | 0.99205 | -0.15146 | 35.3152
42 | -0.088176 | -0.022391 | 0.088288 | 0.022463 | 0.00011199 | 7.1452e-05 | 0.13208 | 0.13208 | 0.13208 | 0.99416 | -0.11106 | 0.99554 | -0.084704 | 36.2864
43 | 0.084748 | 0.021468 | -0.084706 | -0.021441 | 4.255e-05 | 2.7141e-05 | 0.1272 | 0.1272 | 0.1272 | 0.99205 | -0.15146 | 0.99151 | -0.16192 | 34.9446
44 | 0.00089946 | 0.00022488 | -0.00089943 | -0.00022542 | 2.9228e-08 | -5.3424e-07 | 0.0013489 | 0.0013491 | 0.0013491 | 0.99205 | -0.15146 | 0.99202 | -0.15214 | 0.37064
45 | -0.1978 | -0.050399 | 0.19815 | 0.050621 | 0.00034762 | 0.00022192 | 0.29595 | 0.29594 | 0.29595 | 0.99554 | -0.084704 | 0.99745 | -0.048351 | 40.6518
46 | 0.10951 | 0.027936 | -0.10947 | -0.027911 | 3.9638e-05 | 2.5164e-05 | 0.16386 | 0.16386 | 0.16386 | 0.99554 | -0.084704 | 0.99514 | -0.092201 | 22.5086
47 | 0.081293 | 0.020587 | -0.081192 | -0.020523 | 0.00010116 | 6.4512e-05 | 0.12208 | 0.12208 | 0.12208 | 0.99151 | -0.16192 | 0.99016 | -0.18787 | 33.5377
48 | 0.0034127 | 0.00085413 | -0.0034125 | -0.00085422 | 1.3499e-07 | -9.0619e-08 | 0.0051212 | 0.0051212 | 0.0051212 | 0.99151 | -0.16192 | 0.99146 | -0.16275 | 1.4069
49 | -0.2035 | -0.051963 | 0.20385 | 0.052184 | 0.00034606 | 0.00022096 | 0.30393 | 0.30393 | 0.30393 | 0.99745 | -0.048351 | 0.9993 | -0.013232 | 41.7487
50 | 0.10206 | 0.026054 | -0.10196 | -0.025989 | 0.00010269 | 6.511e-05 | 0.15278 | 0.15278 | 0.15278 | 0.99514 | -0.092201 | 0.99405 | -0.11305 | 20.9864
51 | 0.079659 | 0.020138 | -0.079574 | -0.020084 | 8.4991e-05 | 5.4191e-05 | 0.11977 | 0.11977 | 0.11977 | 0.99016 | -0.18787 | 0.98901 | -0.21014 | 32.9048
52 | 0.0024517 | 0.00061342 | -0.0024516 | -0.00061371 | 1.5227e-07 | -2.8933e-07 | 0.0036793 | 0.0036794 | 0.0036794 | 0.99146 | -0.16275 | 0.9914 | -0.16405 | 1.0108
53 | -0.20485 | -0.052434 | 0.20498 | 0.052518 | 0.00013135 | 8.3867e-05 | 0.30542 | 0.30542 | 0.30542 | 0.9993 | -0.013232 | 1 | 0 | 41.9533
54 | 0.10196 | 0.025989 | -0.10192 | -0.025962 | 4.2348e-05 | 2.704e-05 | 0.15278 | 0.15278 | 0.15278 | 0.99405 | -0.11305 | 0.9936 | -0.12165 | 41.9727
55 | 0.0011713 | 0.00029285 | -0.0011713 | -0.00029355 | 6.674e-08 | -6.998e-07 | 0.0017579 | 0.0017581 | 0.0017581 | 0.9914 | -0.16405 | 0.99133 | -0.16525 | 0.483
56 | 0.0082886 | 0.0020773 | -0.0082881 | -0.0020772 | 4.2823e-07 | 1.7559e-07 | 0.012334 | 0.012334 | 0.012334 | 1 | 0 | 0.99994 | -0.0010845 | 3.3883
57 | 0.10192 | 0.025962 | -0.10171 | -0.025828 | 0.00020867 | 0.00013324 | 0.15278 | 0.15278 | 0.15278 | 0.9936 | -0.12165 | 0.99138 | -0.16419 | 41.9728
58 | -0.0032768 | -0.00082125 | 0.003277 | 0.0008211 | 2.0816e-07 | -1.5355e-07 | 0.004957 | 0.0049569 | 0.004957 | 0.98364 | -0.31439 | 0.98371 | -0.31305 | 1.3618
59 | -0.0051094 | -0.0012803 | 0.00511 | 0.0012804 | 5.3117e-07 | 3.8867e-08 | 0.0077287 | 0.0077286 | 0.0077287 | 0.98371 | -0.31305 | 0.98382 | -0.31087 | 2.1233
60 | -0.0068429 | -0.0017147 | 0.0068437 | 0.001715 | 8.1643e-07 | 2.6438e-07 | 0.01035 | 0.01035 | 0.01035 | 0.98382 | -0.31087 | 0.98395 | -0.30837 | 2.8433
61 | 0.0021985 | 0.00055081 | -0.0021984 | -0.00055096 | 5.9964e-08 | -1.4514e-07 | 0.0033257 | 0.0033257 | 0.0033257 | 0.98366 | -0.31413 | 0.98363 | -0.31471 | 0.91366
62 | -0.0027514 | -0.00068939 | 0.0027515 | 0.00068928 | 8.8762e-08 | -1.1665e-07 | 0.0041621 | 0.0041621 | 0.0041621 | 0.98366 | -0.31413 | 0.98369 | -0.31346 | 1.1434
63 | 0.0012079 | 0.0003027 | -0.0012079 | -0.00030272 | 2.15e-09 | -2.0422e-08 | 0.0018272 | 0.0018272 | 0.0018272 | 0.98363 | -0.31471 | 0.98363 | -0.31474 | 0.50199
64 | -0.0041357 | -0.0010365 | 0.0041357 | 0.0010365 | 4.884e-08 | -1.2189e-08 | 0.0062123 | 0.0062123 | 0.0062123 | 0.9906 | -0.17922 | 0.99061 | -0.17897 | 1.7067
65 | -0.013447 | -0.0033702 | 0.013453 | 0.0033733 | 5.539e-06 | 3.0787e-06 | 0.0202 | 0.020199 | 0.0202 | 0.99061 | -0.17897 | 0.99106 | -0.17033 | 5.5493
66 | -0.0012565 | -0.00031491 | 0.0012565 | 0.0003146 | 3.4966e-08 | -3.0655e-07 | 0.0018989 | 0.0018988 | 0.0018989 | 0.98462 | -0.29468 | 0.98465 | -0.2941 | 0.52168
67 | -0.0028421 | -0.00071197 | 0.0028421 | 0.00071196 | 1.1157e-08 | -1.3376e-08 | 0.0042948 | 0.0042948 | 0.0042948 | 0.98465 | -0.2941 | 0.98466 | -0.29401 | 1.1799
68 | 0.017617 | 0.0044204 | -0.017611 | -0.0044173 | 5.238e-06 | 3.1017e-06 | 0.026624 | 0.026624 | 0.026624 | 0.98466 | -0.29401 | 0.98434 | -0.30025 | 7.3144
69 | -0.020459 | -0.0051324 | 0.020461 | 0.0051336 | 2.0434e-06 | 1.2353e-06 | 0.030919 | 0.030919 | 0.030919 | 0.98466 | -0.29401 | 0.98476 | -0.29192 | 8.4942
70 | 0.086554 | 0.022027 | -0.086396 | -0.021926 | 0.00015811 | 0.00010087 | 0.13003 | 0.13003 | 0.13003 | 0.99138 | -0.16419 | 0.9894 | -0.20216 | 35.7237
71 | 0.015154 | 0.0038011 | -0.01515 | -0.0037986 | 4.432e-06 | 2.5421e-06 | 0.022747 | 0.022747 | 0.022747 | 0.99138 | -0.16419 | 0.99106 | -0.17033 | 6.2492
72 | 0.0016173 | 0.00040456 | -0.0016173 | -0.00040487 | 6.2052e-08 | -3.1221e-07 | 0.0024447 | 0.0024448 | 0.0024448 | 0.98434 | -0.30025 | 0.98429 | -0.30106 | 0.67164
73 | 0.015994 | 0.0040128 | -0.015981 | -0.0040054 | 1.2744e-05 | 7.4179e-06 | 0.02418 | 0.02418 | 0.02418 | 0.98434 | -0.30025 | 0.98348 | -0.31698 | 6.6428
74 | 0.0041291 | 0.0010337 | -0.0041288 | -0.0010337 | 2.4141e-07 | -5.5908e-08 | 0.0062388 | 0.0062388 | 0.0062388 | 0.98476 | -0.29192 | 0.9847 | -0.29315 | 1.714
75 | -0.02459 | -0.0061673 | 0.024599 | 0.0061731 | 9.4991e-06 | 5.8459e-06 | 0.037158 | 0.037158 | 0.037158 | 0.98476 | -0.29192 | 0.98518 | -0.28382 | 10.2082
76 | 0.0029811 | 0.00074609 | -0.0029807 | -0.00074651 | 4.0719e-07 | -4.2e-07 | 0.0045045 | 0.0045048 | 0.0045048 | 0.9847 | -0.29315 | 0.98455 | -0.29602 | 1.2376
77 | -0.025742 | -0.0064596 | 0.025751 | 0.0064648 | 8.3936e-06 | 5.1833e-06 | 0.038884 | 0.038884 | 0.038884 | 0.98518 | -0.28382 | 0.98553 | -0.27698 | 10.6824
78 | 0.08402 | 0.021331 | -0.083782 | -0.021179 | 0.00023791 | 0.00015175 | 0.12646 | 0.12646 | 0.12646 | 0.9894 | -0.20216 | 0.98634 | -0.26119 | 34.7419
79 | 0.00067798 | 0.00016946 | -0.00067796 | -0.00016991 | 1.4249e-08 | -4.5067e-07 | 0.0010248 | 0.0010249 | 0.0010249 | 0.98429 | -0.30106 | 0.98427 | -0.3015 | 0.28158
80 | 0.012031 | 0.0030154 | -0.01203 | -0.0030147 | 1.1638e-06 | 6.2599e-07 | 0.018203 | 0.018203 | 0.018203 | 0.98348 | -0.31698 | 0.98338 | -0.31901 | 5.0009
81 | 0.0012662 | 0.0003168 | -0.0012661 | -0.00031731 | 5.955e-08 | -5.1339e-07 | 0.0019134 | 0.0019136 | 0.0019136 | 0.98455 | -0.29602 | 0.9845 | -0.297 | 0.52572
82 | -0.031702 | -0.0079562 | 0.031715 | 0.0079646 | 1.3418e-05 | 8.3887e-06 | 0.047869 | 0.047869 | 0.047869 | 0.98553 | -0.27698 | 0.98598 | -0.26811 | 13.1509
83 | 0.050938 | 0.012927 | -0.050903 | -0.012905 | 3.5232e-05 | 2.2346e-05 | 0.076904 | 0.076904 | 0.076904 | 0.98634 | -0.26119 | 0.9856 | -0.27558 | 21.1274
84 | 0.032844 | 0.0082517 | -0.032833 | -0.0082449 | 1.0839e-05 | 6.7867e-06 | 0.049557 | 0.049557 | 0.049557 | 0.98634 | -0.26119 | 0.98598 | -0.26811 | 13.6145
85 | 0.011107 | 0.0027834 | -0.011105 | -0.0027824 | 1.8536e-06 | 9.6431e-07 | 0.016806 | 0.016806 | 0.016806 | 0.98338 | -0.31901 | 0.9832 | -0.32251 | 4.6172
86 | 0.04941 | 0.012531 | -0.049386 | -0.012516 | 2.4067e-05 | 1.5256e-05 | 0.074651 | 0.074651 | 0.074651 | 0.9856 | -0.27558 | 0.98507 | -0.28572 | 20.5085
87 | 0.0072887 | 0.0018267 | -0.0072876 | -0.0018263 | 1.0923e-06 | 3.7433e-07 | 0.010846 | 0.010846 | 0.010846 | 0.99994 | -0.0010845 | 0.99978 | -0.0042306 | 2.9798
88 | 0.0029651 | 0.000743 | -0.0029651 | -0.00074311 | 9.668e-08 | -1.1171e-07 | 0.0044131 | 0.0044132 | 0.0044132 | 0.99978 | -0.0042306 | 0.99974 | -0.0049151 | 1.2124
89 | 0.046575 | 0.011807 | -0.046527 | -0.011776 | 4.7808e-05 | 3.027e-05 | 0.070421 | 0.070421 | 0.070421 | 0.9848 | -0.29089 | 0.9837 | -0.31227 | 19.3465
90 | -0.048071 | -0.012182 | 0.048083 | 0.012189 | 1.1948e-05 | 7.5698e-06 | 0.072683 | 0.072683 | 0.072683 | 0.9848 | -0.29089 | 0.98507 | -0.28572 | 19.9678
91 | 0.045006 | 0.011395 | -0.044978 | -0.011378 | 2.7732e-05 | 1.7546e-05 | 0.068121 | 0.068121 | 0.068121 | 0.9837 | -0.31227 | 0.98304 | -0.32512 | 18.7145
92 | 0.0013029 | 0.00032624 | -0.0013028 | -0.00032652 | 3.551e-08 | -2.885e-07 | 0.001968 | 0.0019681 | 0.0019681 | 0.98507 | -0.28572 | 0.98504 | -0.28629 | 0.54069
93 | 0.044978 | 0.011378 | -0.044946 | -0.011357 | 3.2123e-05 | 2.0325e-05 | 0.068121 | 0.068121 | 0.068121 | 0.98304 | -0.32512 | 0.98227 | -0.34001 | 18.7145
94 | 0.043461 | 0.010985 | -0.043436 | -0.01097 | 2.4802e-05 | 1.5681e-05 | 0.065872 | 0.065872 | 0.065872 | 0.98227 | -0.34001 | 0.98166 | -0.35192 | 18.0966
95 | 0.0017417 | 0.00043627 | -0.0017417 | -0.00043629 | 6.0059e-09 | -2.5209e-08 | 0.00264 | 0.00264 | 0.00264 | 0.98166 | -0.35192 | 0.98166 | -0.35199 | 0.72527
96 | 0.041695 | 0.010533 | -0.041638 | -0.010497 | 5.6766e-05 | 3.5853e-05 | 0.063232 | 0.063232 | 0.063232 | 0.98166 | -0.35192 | 0.9802 | -0.38037 | 17.3714
97 | -0.0011892 | -0.00029805 | 0.0011893 | 0.00029743 | 6.5277e-08 | -6.2327e-07 | 0.0018109 | 0.0018107 | 0.0018109 | 0.97717 | -0.43974 | 0.97723 | -0.43859 | 0.49751
98 | -0.0024892 | -0.00062321 | 0.0024893 | 0.00062309 | 7.2613e-08 | -1.2242e-07 | 0.00379 | 0.00379 | 0.00379 | 0.97723 | -0.43859 | 0.97726 | -0.43797 | 1.0412
99 | 0.029725 | 0.0074749 | -0.029714 | -0.007468 | 1.1025e-05 | 6.876e-06 | 0.045269 | 0.045269 | 0.045269 | 0.97726 | -0.43797 | 0.97686 | -0.44574 | 12.4366
100 | -0.032214 | -0.008098 | 0.032232 | 0.0081094 | 1.8273e-05 | 1.1441e-05 | 0.049059 | 0.049059 | 0.049059 | 0.97726 | -0.43797 | 0.97786 | -0.4261 | 13.4777
101 | 0.027369 | 0.0068803 | -0.027354 | -0.0068713 | 1.4557e-05 | 9.037e-06 | 0.041697 | 0.041697 | 0.041697 | 0.97686 | -0.44574 | 0.97629 | -0.45689 | 11.4553
102 | -0.033304 | -0.008378 | 0.033306 | 0.0083796 | 2.5597e-06 | 1.6049e-06 | 0.05069 | 0.05069 | 0.05069 | 0.97786 | -0.4261 | 0.97794 | -0.42449 | 13.9258
103 | 0.025401 | 0.0063817 | -0.025382 | -0.0063702 | 1.8629e-05 | 1.1509e-05 | 0.03872 | 0.03872 | 0.03872 | 0.97629 | -0.45689 | 0.97551 | -0.47226 | 10.6374
104 | -0.034926 | -0.0087855 | 0.034951 | 0.0088013 | 2.5176e-05 | 1.5814e-05 | 0.053154 | 0.053154 | 0.053154 | 0.97794 | -0.42449 | 0.97871 | -0.40941 | 14.6028
105 | 0.0017417 | 0.00043629 | -0.0017416 | -0.00043649 | 4.6011e-08 | -1.9311e-07 | 0.00264 | 0.00264 | 0.00264 | 0.98166 | -0.35199 | 0.98163 | -0.35255 | 0.72529
106 | 0.040465 | 0.010203 | -0.04045 | -0.010194 | 1.5007e-05 | 9.471e-06 | 0.061451 | 0.061451 | 0.061451 | 0.9802 | -0.38037 | 0.9798 | -0.38812 | 16.882
107 | 0.039186 | 0.0098773 | -0.039181 | -0.009874 | 5.2374e-06 | 3.3023e-06 | 0.059532 | 0.059532 | 0.059532 | 0.9798 | -0.38812 | 0.97966 | -0.39091 | 16.3549
108 | 0.03806 | 0.0095929 | -0.038039 | -0.0095802 | 2.0304e-05 | 1.2791e-05 | 0.057829 | 0.057829 | 0.057829 | 0.97966 | -0.39091 | 0.97909 | -0.40207 | 15.887
109 | 0.036518 | 0.0091989 | -0.036505 | -0.0091909 | 1.2821e-05 | 8.0663e-06 | 0.055517 | 0.055517 | 0.055517 | 0.97909 | -0.40207 | 0.97871 | -0.40941 | 15.2519
110 | 0.00082174 | 0.00020563 | -0.00082173 | -0.00020594 | 1.5355e-08 | -3.1419e-07 | 0.0012547 | 0.0012548 | 0.0012548 | 0.97448 | -0.49252 | 0.97446 | -0.49292 | 0.34472
111 | -0.00082174 | -0.00020563 | 0.00082175 | 0.00020542 | 1.0485e-08 | -2.1459e-07 | 0.0012547 | 0.0012546 | 0.0012547 | 0.97448 | -0.49252 | 0.9745 | -0.49226 | 0.34469
112 | -0.0023455 | -0.0005873 | 0.0023457 | 0.000587 | 1.5714e-07 | -3.0652e-07 | 0.0035813 | 0.0035811 | 0.0035813 | 0.9745 | -0.49226 | 0.97457 | -0.49085 | 0.98387
113 | -0.003827 | -0.00095827 | 0.0038274 | 0.00095815 | 3.3637e-07 | -1.1214e-07 | 0.005843 | 0.0058429 | 0.005843 | 0.97457 | -0.49085 | 0.97466 | -0.489 | 1.6052
114 | -0.0050137 | -0.0012555 | 0.0050143 | 0.0012555 | 6.6052e-07 | 4.7956e-08 | 0.0076539 | 0.0076538 | 0.0076539 | 0.97466 | -0.489 | 0.9748 | -0.48623 | 2.1027
115 | -0.0064476 | -0.0016151 | 0.0064488 | 0.0016155 | 1.2297e-06 | 3.6682e-07 | 0.0098531 | 0.009853 | 0.0098531 | 0.97368 | -0.50833 | 0.97389 | -0.50433 | 2.7069
116 | 0.0052304 | 0.0013101 | -0.0052299 | -0.00131 | 5.6336e-07 | 6.8121e-08 | 0.007993 | 0.0079931 | 0.0079931 | 0.97368 | -0.50833 | 0.97357 | -0.5106 | 2.1959
117 | -0.0079143 | -0.0019828 | 0.0079157 | 0.0019833 | 1.3711e-06 | 5.6629e-07 | 0.012092 | 0.012092 | 0.012092 | 0.97389 | -0.50433 | 0.97407 | -0.50069 | 3.322
118 | 0.0039882 | 0.0009988 | -0.0039879 | -0.00099888 | 3.1296e-07 | -7.9e-08 | 0.0060953 | 0.0060954 | 0.0060954 | 0.97357 | -0.5106 | 0.97348 | -0.51224 | 1.6746
119 | -0.01584 | -0.0039712 | 0.015847 | 0.0039756 | 7.5887e-06 | 4.4263e-06 | 0.024198 | 0.024198 | 0.024198 | 0.97407 | -0.50069 | 0.97458 | -0.49064 | 6.6477
120 | 0.0079241 | 0.0019879 | -0.0079051 | -0.00198 | 1.9014e-05 | 7.8741e-06 | 0.012106 | 0.012107 | 0.012107 | 0.97407 | -0.50069 | 0.97152 | -0.55112 | 3.3262
121 | 0.0026545 | 0.0006647 | -0.0026543 | -0.00066493 | 1.6644e-07 | -2.2867e-07 | 0.0040573 | 0.0040574 | 0.0040574 | 0.97348 | -0.51224 | 0.97342 | -0.51356 | 1.1147
122 | -0.015847 | -0.0039756 | 0.015855 | 0.0039802 | 7.9296e-06 | 4.6247e-06 | 0.024198 | 0.024197 | 0.024198 | 0.97458 | -0.49064 | 0.97511 | -0.48015 | 6.6477
123 | 0.0079051 | 0.00198 | -0.0079024 | -0.0019789 | 2.6964e-06 | 1.1185e-06 | 0.012107 | 0.012107 | 0.012107 | 0.97152 | -0.55112 | 0.97116 | -0.55828 | 3.3262
124 | 0.00096169 | 0.00024072 | -0.00096167 | -0.00024102 | 1.9994e-08 | -2.9389e-07 | 0.00147 | 0.0014701 | 0.0014701 | 0.97342 | -0.51356 | 0.9734 | -0.514 | 0.40387
125 | 0.0081426 | 0.0020398 | -0.0081413 | -0.0020392 | 1.2224e-06 | 5.19e-07 | 0.012425 | 0.012425 | 0.012425 | 0.97511 | -0.48015 | 0.97495 | -0.48331 | 3.4135
126 | -0.023998 | -0.00602 | 0.024007 | 0.0060256 | 9.0296e-06 | 5.5549e-06 | 0.036623 | 0.036623 | 0.036623 | 0.97511 | -0.48015 | 0.97551 | -0.47226 | 10.0612
127 | -0.0039041 | -0.00097846 | 0.0039053 | 0.00097814 | 1.1697e-06 | -3.2662e-07 | 0.0059872 | 0.0059868 | 0.0059872 | 0.97031 | -0.5751 | 0.97062 | -0.56881 | 1.6448
128 | -0.0039053 | -0.00097814 | 0.0039062 | 0.00097788 | 9.0425e-07 | -2.5307e-07 | 0.0059868 | 0.0059865 | 0.0059868 | 0.97062 | -0.56881 | 0.97087 | -0.56395 | 1.6447
129 | -0.0039062 | -0.00097788 | 0.0039072 | 0.00097759 | 1.0533e-06 | -2.9544e-07 | 0.0059865 | 0.0059861 | 0.0059865 | 0.97087 | -0.56395 | 0.97116 | -0.55828 | 1.6446
130 | 0.0062298 | 0.0015602 | -0.0062289 | -0.0015599 | 8.6849e-07 | 2.364e-07 | 0.0095078 | 0.0095079 | 0.0095079 | 0.97495 | -0.48331 | 0.9748 | -0.48623 | 2.6121
131 | -0.0017218 | -0.00043152 | 0.0017219 | 0.00043103 | 1.1247e-07 | -4.8706e-07 | 0.0026072 | 0.002607 | 0.0026072 | 0.98267 | -0.33287 | 0.98274 | -0.33149 | 0.71627
132 | -0.0026261 | -0.00065747 | 0.0026262 | 0.00065745 | 1.2862e-08 | -1.9256e-08 | 0.0039761 | 0.0039761 | 0.0039761 | 0.98274 | -0.33149 | 0.98274 | -0.33139 | 1.0923
133 | 0.00090424 | 0.00022644 | -0.00090423 | -0.00022662 | 1.0611e-08 | -1.8446e-07 | 0.0013691 | 0.0013692 | 0.0013692 | 0.98274 | -0.33149 | 0.98273 | -0.33174 | 0.37614
134 | -0.0039592 | -0.00099153 | 0.0039594 | 0.00099145 | 2.859e-07 | -8.5874e-08 | 0.0059945 | 0.0059944 | 0.0059945 | 0.98274 | -0.33139 | 0.98282 | -0.32987 | 1.6468
135 | -0.0045921 | -0.00115 | 0.0045928 | 0.00115 | 6.5703e-07 | -3.8948e-08 | 0.0069523 | 0.0069521 | 0.0069523 | 0.98282 | -0.32987 | 0.98297 | -0.32687 | 1.91
136 | -0.0074487 | -0.0018657 | 0.007449 | 0.0018658 | 2.3753e-07 | 8.886e-08 | 0.011275 | 0.011275 | 0.011275 | 0.98297 | -0.32687 | 0.98301 | -0.3262 | 3.0976
137 | 0.0085927 | 0.0021528 | -0.0085912 | -0.0021521 | 1.5091e-06 | 6.6412e-07 | 0.013004 | 0.013004 | 0.013004 | 0.9832 | -0.32251 | 0.98301 | -0.3262 | 3.5727

## res_trafo
| p_hv_mw | q_hv_mvar | p_lv_mw | q_lv_mvar | pl_mw | ql_mvar | i_hv_ka | i_lv_ka | vm_hv_pu | va_hv_degree | vm_lv_pu | va_lv_degree | loading_percent
0 | -1.2729e-15 | -1.3162e-15 | 0.00165 | 1.2699e-07 | 0.00165 | 1.2699e-07 | 5.2857e-17 | 0.0023815 | 0.99998 | 149.9956 | 1 | 0 | 0.2619

## res_ext_grid
| p_mw | q_mvar
0 | 0.21592 | 0.054846

## res_load
| p_mw | q_mvar
0 | 0.0020415 | 0.00051164
1 | 0.0019637 | 0.00049214
2 | 0.0026491 | 0.00066392
3 | 0.0032443 | 0.00081311
4 | 0.0038072 | 0.00095418
5 | 0.003331 | 0.00083483
6 | 0.00043889 | 0.00011
7 | 0.0012976 | 0.0003252
8 | 0.00043916 | 0.00011006
9 | 0.0050311 | 0.0012609
10 | 0.0025924 | 0.00064972
11 | 0.00098437 | 0.00024671
12 | 0.00043889 | 0.00011
13 | 0.00056948 | 0.00014272
14 | 0.0039147 | 0.00098111
15 | 0.0036832 | 0.00092309
16 | 0.0009238 | 0.00023153
17 | 0.0013751 | 0.00034464
18 | 0.001065 | 0.00026691
19 | 0.0010888 | 0.00027288
20 | 0.0013263 | 0.0003324
21 | 0.0023312 | 0.00058426
22 | 0.0011362 | 0.00028476
23 | 0.00057503 | 0.00014412
24 | 0.00084945 | 0.00021289
25 | 0.0017008 | 0.00042626
26 | 0.002769 | 0.00069397
27 | 0.0044231 | 0.0011085
28 | 0.0019392 | 0.000486
29 | 0.00082541 | 0.00020687
30 | 0.0019953 | 0.00050008
31 | 0.0027802 | 0.0006968
32 | 0.0014793 | 0.00037076
33 | 0.0013763 | 0.00034494
34 | 0.0023619 | 0.00059195
35 | 0.00089943 | 0.00022542
36 | 0.0053531 | 0.0013416
37 | 0.0074115 | 0.0018575
38 | 0.0015332 | 0.00038425
39 | 0.00096079 | 0.0002408
40 | 0.0010001 | 0.00025066
41 | 0.00092457 | 0.00023172
42 | 0.0012802 | 0.00032086
43 | 0.00099939 | 0.00025047
44 | 0.0032768 | 0.00082125
45 | 0.0018324 | 0.00045925
46 | 0.0017329 | 0.00043431
47 | 0.0022864 | 0.00057303
48 | 0.00055295 | 0.00013858
49 | 0.00099056 | 0.00024826
50 | 0.0012079 | 0.00030272
51 | 0.0041357 | 0.0010365
52 | 0.0093117 | 0.0023337
53 | 0.0011713 | 0.00029355
54 | 0.0012565 | 0.00031491
55 | 0.0015855 | 0.00039737
56 | 0.0011477 | 0.00028764
57 | 0.001143 | 0.00028647
58 | 0.0023763 | 0.00059557
59 | 0.0016968 | 0.00042527
60 | 0.0009393 | 0.00023541
61 | 0.0039501 | 0.00098998
62 | 0.0017146 | 0.00042971
63 | 0.0059509 | 0.0014914
64 | 0.00067796 | 0.00016991
65 | 0.00092326 | 0.00023139
66 | 0.0011183 | 0.00028028
67 | 0.0014923 | 0.000374
68 | 0.0012661 | 0.00031731
69 | 0.00099939 | 0.00025047
70 | 0.0043225 | 0.0010833
71 | 0.0014968 | 0.00037514
72 | 0.0015209 | 0.00038116
73 | 0.0013028 | 0.00032652
74 | 0.0014848 | 0.00037213
75 | 0.0011892 | 0.00029805
76 | 0.0012999 | 0.00032578
77 | 0.0023449 | 0.00058769
78 | 0.0010718 | 0.00026863
79 | 0.0019534 | 0.00048956
80 | 0.0016195 | 0.0004059
81 | 0.0011734 | 0.00029407
82 | 0.0012634 | 0.00031664
83 | 0.0011214 | 0.00028104
84 | 0.0015211 | 0.00038123
85 | 0.0017416 | 0.00043649
86 | 0.0015542 | 0.00038951
87 | 0.00082173 | 0.00020594
88 | 0.0015238 | 0.00038189
89 | 0.0014814 | 0.00037127
90 | 0.0011863 | 0.00029731
91 | 0.0012172 | 0.00030505
92 | 0.0014655 | 0.00036729
93 | 0.0012417 | 0.0003112
94 | 0.0013334 | 0.00033418
95 | 0.0016926 | 0.00042421
96 | 0.0039041 | 0.00097846
97 | 0.0039951 | 0.0010013
98 | 0.00096167 | 0.00024102
99 | 0.0013752 | 0.00034466
100 | 0.0019115 | 0.00047908
101 | 0.0017218 | 0.00043152
102 | 0.001333 | 0.00033408
103 | 0.00090423 | 0.00022662
104 | 0.00063268 | 0.00015856
105 | 0.002856 | 0.00071577
106 | 0.0012146 | 0.00030441
107 | 0.0025122 | 0.00062963
108 | 0.0011422 | 0.00028627
109 | 0.0029651 | 0.00074311

## dtypes
| element | column | dtype
0 | bus | name | object
1 | bus | vn_kv | float64
2 | bus | type | object
3 | bus | zone | object
4 | bus | in_service | bool
5 | load | name | object
6 | load | bus | uint32
7 | load | p_mw | float64
8 | load | q_mvar | float64
9 | load | const_z_percent | float64
10 | load | const_i_percent | float64
11 | load | sn_mva | float64
12 | load | scaling | float64
13 | load | in_service | bool
14 | load | type | object
15 | ext_grid | name | object
16 | ext_grid | bus | uint32
17 | ext_grid | vm_pu | float64
18 | ext_grid | va_degree | float64
19 | ext_grid | slack_weight | float64
20 | ext_grid | in_service | bool
21 | line | name | object
22 | line | std_type | object
23 | line | from_bus | uint32
24 | line | to_bus | uint32
25 | line | length_km | float64
26 | line | r_ohm_per_km | float64
27 | line | x_ohm_per_km | float64
28 | line | c_nf_per_km | float64
29 | line | g_us_per_km | float64
30 | line | max_i_ka | float64
31 | line | df | float64
32 | line | parallel | uint32
33 | line | type | object
34 | line | in_service | bool
35 | trafo | name | object
36 | trafo | std_type | object
37 | trafo | hv_bus | uint32
38 | trafo | lv_bus | uint32
39 | trafo | sn_mva | float64
40 | trafo | vn_hv_kv | float64
41 | trafo | vn_lv_kv | float64
42 | trafo | vk_percent | float64
43 | trafo | vkr_percent | float64
44 | trafo | pfe_kw | float64
45 | trafo | i0_percent | float64
46 | trafo | shift_degree | float64
47 | trafo | tap_side | object
48 | trafo | tap_neutral | int32
49 | trafo | tap_min | int32
50 | trafo | tap_max | int32
51 | trafo | tap_step_percent | float64
52 | trafo | tap_step_degree | float64
53 | trafo | tap_pos | int32
54 | trafo | tap_phase_shifter | bool
55 | trafo | parallel | uint32
56 | trafo | df | float64
57 | trafo | in_service | bool
58 | line_geodata | coords | object
59 | bus_geodata | x | float64
60 | bus_geodata | y | float64
61 | bus_geodata | coords | object
62 | res_bus | vm_pu | float64
63 | res_bus | va_degree | float64
64 | res_bus | p_mw | float64
65 | res_bus | q_mvar | float64
66 | res_line | p_from_mw | float64
67 | res_line | q_from_mvar | float64
68 | res_line | p_to_mw | float64
69 | res_line | q_to_mvar | float64
70 | res_line | pl_mw | float64
71 | res_line | ql_mvar | float64
72 | res_line | i_from_ka | float64
73 | res_line | i_to_ka | float64
74 | res_line | i_ka | float64
75 | res_line | vm_from_pu | float64
76 | res_line | va_from_degree | float64
77 | res_line | vm_to_pu | float64
78 | res_line | va_to_degree | float64
79 | res_line | loading_percent | float64
80 | res_trafo | p_hv_mw | float64
81 | res_trafo | q_hv_mvar | float64
82 | res_trafo | p_lv_mw | float64
83 | res_trafo | q_lv_mvar | float64
84 | res_trafo | pl_mw | float64
85 | res_trafo | ql_mvar | float64
86 | res_trafo | i_hv_ka | float64
87 | res_trafo | i_lv_ka | float64
88 | res_trafo | vm_hv_pu | float64
89 | res_trafo | va_hv_degree | float64
90 | res_trafo | vm_lv_pu | float64
91 | res_trafo | va_lv_degree | float64
92 | res_trafo | loading_percent | float64
93 | res_ext_grid | p_mw | float64
94 | res_ext_grid | q_mvar | float64
95 | res_load | p_mw | float64
96 | res_load | q_mvar | float64

## parameters
| version | format_version | converged | OPF_converged | name | f_hz | sn_mva
0 | 2.14.6 | 2.14.0 | TRUE | FALSE |  | 50 | 1