## bus
| name | vn_kv | type | zone | in_service
0 | bus_LV_13-1_0_4_node_0 | 0.4 | n |  | TRUE
1 | bus_LV_13-1_0_4_node_1 | 0.4 | n |  | TRUE
2 | bus_LV_13-1_0_4_node_3 | 0.4 | n |  | TRUE
3 | bus_LV_13-1_0_4_node_192 | 0.4 | n |  | TRUE
4 | bus_LV_13-1_0_4_node_191 | 0.4 | n |  | TRUE
5 | bus_LV_13-1_0_4_node_72 | 0.4 | n |  | TRUE
6 | bus_LV_13-1_0_4_node_79 | 0.4 | n |  | TRUE
7 | bus_LV_13-1_0_4_node_69 | 0.4 | n |  | TRUE
8 | bus_LV_13-1_0_4_node_14 | 0.4 | n |  | TRUE
9 | bus_LV_13-1_0_4_node_15 | 0.4 | n |  | TRUE
10 | bus_LV_13-1_0_4_node_16 | 0.4 | n |  | TRUE
11 | bus_LV_13-1_0_4_node_17 | 0.4 | n |  | TRUE
12 | bus_LV_13-1_0_4_node_74 | 0.4 | n |  | TRUE
13 | bus_LV_13-1_0_4_node_75 | 0.4 | n |  | TRUE
14 | bus_LV_13-1_0_4_node_73 | 0.4 | n |  | TRUE
15 | bus_LV_13-1_0_4_node_21 | 0.4 | n |  | TRUE
16 | bus_LV_13-1_0_4_node_22 | 0.4 | n |  | TRUE
17 | bus_LV_13-1_0_4_node_23 | 0.4 | n |  | TRUE
18 | bus_LV_13-1_0_4_node_24 | 0.4 | n |  | TRUE
19 | bus_LV_13-1_0_4_node_25 | 0.4 | n |  | TRUE
20 | bus_LV_13-1_0_4_node_44 | 0.4 | n |  | TRUE
21 | bus_LV_13-1_0_4_node_53 | 0.4 | n |  | TRUE
22 | bus_LV_13-1_0_4_node_26 | 0.4 | n |  | TRUE
23 | bus_LV_13-1_0_4_node_196 | 0.4 | n |  | TRUE
24 | bus_LV_13-1_0_4_node_50 | 0.4 | n |  | TRUE
25 | bus_LV_13-1_0_4_node_42 | 0.4 | n |  | TRUE
26 | bus_LV_13-1_0_4_node_51 | 0.4 | n |  | TRUE
27 | bus_LV_13-1_0_4_node_197 | 0.4 | n |  | TRUE
28 | bus_LV_13-1_0_4_node_27 | 0.4 | n |  | TRUE
29 | bus_LV_13-1_0_4_node_28 | 0.4 | n |  | TRUE
30 | bus_LV_13-1_0_4_node_29 | 0.4 | n |  | TRUE
31 | bus_LV_13-1_0_4_node_30 | 0.4 | n |  | TRUE
32 | bus_LV_13-1_0_4_node_31 | 0.4 | n |  | TRUE
33 | bus_LV_13-1_0_4_node_33 | 0.4 | n |  | TRUE
34 | bus_LV_13-1_0_4_node_156 | 0.4 | n |  | TRUE
35 | bus_LV_13-1_0_4_node_47 | 0.4 | n |  | TRUE
36 | bus_LV_13-1_0_4_node_195 | 0.4 | n |  | TRUE
37 | bus_LV_13-1_0_4_node_32 | 0.4 | n |  | TRUE
38 | bus_LV_13-1_0_4_node_34 | 0.4 | n |  | TRUE
39 | bus_LV_13-1_0_4_node_58 | 0.4 | n |  | TRUE
40 | bus_LV_13-1_0_4_node_154 | 0.4 | n |  | TRUE
41 | bus_LV_13-1_0_4_node_54 | 0.4 | n |  | TRUE
42 | bus_LV_13-1_0_4_node_35 | 0.4 | n |  | TRUE
43 | bus_LV_13-1_0_4_node_36 | 0.4 | n |  | TRUE
44 | bus_LV_13-1_0_4_node_56 | 0.4 | n |  | TRUE
45 | bus_LV_13-1_0_4_node_37 | 0.4 | n |  | TRUE
46 | bus_LV_13-1_0_4_node_201 | 0.4 | n |  | TRUE
47 | bus_LV_13-1_0_4_node_38 | 0.4 | n |  | TRUE
48 | bus_LV_13-1_0_4_node_200 | 0.4 | n |  | TRUE
49 | bus_LV_13-1_0_4_node_97 | 0.4 | n |  | TRUE
50 | bus_LV_13-1_0_4_node_98 | 0.4 | n |  | TRUE
51 | bus_LV_13-1_0_4_node_95 | 0.4 | n |  | TRUE
52 | bus_LV_13-1_0_4_node_99 | 0.4 | n |  | TRUE
53 | bus_LV_13-1_0_4_node_41 | 0.4 | n |  | TRUE
54 | bus_LV_13-1_0_4_node_198 | 0.4 | n |  | TRUE
55 | bus_LV_13-1_0_4_node_49 | 0.4 | n |  | TRUE
56 | bus_LV_13-1_0_4_node_48 | 0.4 | n |  | TRUE
57 | bus_LV_13-1_0_4_node_151 | 0.4 | n |  | TRUE
58 | bus_LV_13-1_0_4_node_152 | 0.4 | n |  | TRUE
59 | bus_LV_13-1_0_4_node_52 | 0.4 | n |  | TRUE
60 | bus_LV_13-1_0_4_node_199 | 0.4 | n |  | TRUE
61 | bus_LV_13-1_0_4_node_55 | 0.4 | n |  | TRUE
62 | bus_LV_13-1_0_4_node_57 | 0.4 | n |  | TRUE
63 | bus_LV_13-1_0_4_node_59 | 0.4 | n |  | TRUE
64 | bus_LV_13-1_0_4_node_60 | 0.4 | n |  | TRUE
65 | bus_LV_13-1_0_4_node_96 | 0.4 | n |  | TRUE
66 | bus_LV_13-1_0_4_node_118 | 0.4 | n |  | TRUE
67 | bus_LV_13-1_0_4_node_108 | 0.4 | n |  | TRUE
68 | bus_LV_13-1_0_4_node_85 | 0.4 | n |  | TRUE
69 | bus_LV_13-1_0_4_node_103 | 0.4 | n |  | TRUE
70 | bus_LV_13-1_0_4_node_117 | 0.4 | n |  | TRUE
71 | bus_LV_13-1_0_4_node_67 | 0.4 | n |  | TRUE
72 | bus_LV_13-1_0_4_node_68 | 0.4 | n |  | TRUE
73 | bus_LV_13-1_0_4_node_71 | 0.4 | n |  | TRUE
74 | bus_LV_13-1_0_4_node_135 | 0.4 | n |  | TRUE
75 | bus_LV_13-1_0_4_node_127 | 0.4 | n |  | TRUE
76 | bus_LV_13-1_0_4_node_134 | 0.4 | n |  | TRUE
77 | bus_LV_13-1_0_4_node_124 | 0.4 | n |  | TRUE
78 | bus_LV_13-1_0_4_node_126 | 0.4 | n |  | TRUE
79 | bus_LV_13-1_0_4_node_80 | 0.4 | n |  | TRUE
80 | bus_LV_13-1_0_4_node_81 | 0.4 | n |  | TRUE
81 | bus_LV_13-1_0_4_node_133 | 0.4 | n |  | TRUE
82 | bus_LV_13-1_0_4_node_132 | 0.4 | n |  | TRUE
83 | bus_LV_13-1_0_4_node_82 | 0.4 | n |  | TRUE
84 | bus_LV_13-1_0_4_node_83 | 0.4 | n |  | TRUE
85 | bus_LV_13-1_0_4_node_84 | 0.4 | n |  | TRUE
86 | bus_LV_13-1_0_4_node_86 | 0.4 | n |  | TRUE
87 | bus_LV_13-1_0_4_node_87 | 0.4 | n |  | TRUE
88 | bus_LV_13-1_0_4_node_116 | 0.4 | n |  | TRUE
89 | bus_LV_13-1_0_4_node_125 | 0.4 | n |  | TRUE
90 | bus_LV_13-1_0_4_node_122 | 0.4 | n |  | TRUE
91 | bus_LV_13-1_0_4_node_88 | 0.4 | n |  | TRUE
92 | bus_LV_13-1_0_4_node_93 | 0.4 | n |  | TRUE
93 | bus_LV_13-1_0_4_node_89 | 0.4 | n |  | TRUE
94 | bus_LV_13-1_0_4_node_112 | 0.4 | n |  | TRUE
95 | bus_LV_13-1_0_4_node_92 | 0.4 | n |  | TRUE
96 | bus_LV_13-1_0_4_node_90 | 0.4 | n |  | TRUE
97 | bus_LV_13-1_0_4_node_113 | 0.4 | n |  | TRUE
98 | bus_LV_13-1_0_4_node_123 | 0.4 | n |  | TRUE
99 | bus_LV_13-1_0_4_node_203 | 0.4 | n |  | TRUE
100 | bus_LV_13-1_0_4_node_110 | 0.4 | n |  | TRUE
101 | bus_LV_13-1_0_4_node_94 | 0.4 | n |  | TRUE
102 | bus_LV_13-1_0_4_node_128 | 0.4 | n |  | TRUE
103 | bus_LV_13-1_0_4_node_129 | 0.4 | n |  | TRUE
104 | bus_LV_13-1_0_4_node_100 | 0.4 | n |  | TRUE
105 | bus_LV_13-1_0_4_node_101 | 0.4 | n |  | TRUE
106 | bus_LV_13-1_0_4_node_102 | 0.4 | n |  | TRUE
107 | bus_LV_13-1_0_4_node_104 | 0.4 | n |  | TRUE
108 | bus_LV_13-1_0_4_node_105 | 0.4 | n |  | TRUE
109 | bus_LV_13-1_0_4_node_114 | 0.4 | n |  | TRUE
110 | bus_LV_13-1_0_4_node_107 | 0.4 | n |  | TRUE
111 | bus_LV_13-1_0_4_node_193 | 0.4 | n |  | TRUE
112 | bus_LV_13-1_0_4_node_172 | 0.4 | n |  | TRUE
113 | bus_LV_13-1_0_4_node_111 | 0.4 | n |  | TRUE
114 | bus_LV_13-1_0_4_node_194 | 0.4 | n |  | TRUE
115 | bus_LV_13-1_0_4_node_109 | 0.4 | n |  | TRUE
116 | bus_LV_13-1_0_4_node_115 | 0.4 | n |  | TRUE
117 | bus_LV_13-1_0_4_node_178 | 0.4 | n |  | TRUE
118 | bus_LV_13-1_0_4_node_176 | 0.4 | n |  | TRUE
119 | bus_LV_13-1_0_4_node_119 | 0.4 | n |  | TRUE
120 | bus_LV_13-1_0_4_node_120 | 0.4 | n |  | TRUE
121 | bus_LV_13-1_0_4_node_121 | 0.4 | n |  | TRUE
122 | bus_LV_13-1_0_4_node_130 | 0.4 | n |  | TRUE
123 | bus_LV_13-1_0_4_node_131 | 0.4 | n |  | TRUE
124 | bus_LV_13-1_0_4_node_153 | 0.4 | n |  | TRUE
125 | bus_LV_13-1_0_4_node_155 | 0.4 | n |  | TRUE
126 | bus_LV_13-1_0_4_node_175 | 0.4 | n |  | TRUE
127 | bus_LV_13-1_0_4_node_202 | 0.4 | n |  | TRUE
128 | bus_MV_358_0_node_0 | 20 | n |  | TRUE

## load
| name | bus | p_mw | q_mvar | const_z_percent | const_i_percent | sn_mva | scaling | in_service | type
0 | LV_13-1_0_4_load_0 | 0 | 0.00086066 | 0.0002157 | 0 | 0 |  | 1 | TRUE | wye
1 | LV_13-1_0_4_load_3 | 2 | 0.00099489 | 0.00024934 | 0 | 0 |  | 1 | TRUE | wye
2 | LV_13-1_0_4_load_192 | 3 | 0.00049993 | 0.00012529 | 0 | 0 |  | 1 | TRUE | wye
3 | LV_13-1_0_4_load_191 | 4 | 0.00045475 | 0.00011397 | 0 | 0 |  | 1 | TRUE | wye
4 | LV_13-1_0_4_load_79 | 6 | 0.001236 | 0.00030976 | 0 | 0 |  | 1 | TRUE | wye
5 | LV_13-1_0_4_load_14 | 8 | 0.0077613 | 0.0019452 | 0 | 0 |  | 1 | TRUE | wye
6 | LV_13-1_0_4_load_16 | 10 | 0.0034853 | 0.00087349 | 0 | 0 |  | 1 | TRUE | wye
7 | LV_13-1_0_4_load_17 | 11 | 0.0028153 | 0.00070559 | 0 | 0 |  | 1 | TRUE | wye
8 | LV_13-1_0_4_load_75 | 13 | 0.0031343 | 0.00078554 | 0 | 0 |  | 1 | TRUE | wye
9 | LV_13-1_0_4_load_73 | 14 | 0.0035568 | 0.00089141 | 0 | 0 |  | 1 | TRUE | wye
10 | LV_13-1_0_4_load_21 | 15 | 0.0018763 | 0.00047025 | 0 | 0 |  | 1 | TRUE | wye
11 | LV_13-1_0_4_load_22 | 16 | 0.0017983 | 0.0004507 | 0 | 0 |  | 1 | TRUE | wye
12 | LV_13-1_0_4_load_24 | 18 | 0.0018641 | 0.0004672 | 0 | 0 |  | 1 | TRUE | wye
13 | LV_13-1_0_4_load_25 | 19 | 0.0018928 | 0.00047438 | 0 | 0 |  | 1 | TRUE | wye
14 | LV_13-1_0_4_load_53 | 21 | 0.0017937 | 0.00044953 | 0 | 0 |  | 1 | TRUE | wye
15 | LV_13-1_0_4_load_26 | 22 | 0.0017417 | 0.0004365 | 0 | 0 |  | 1 | TRUE | wye
16 | LV_13-1_0_4_load_42 | 25 | 0.0018013 | 0.00045144 | 0 | 0 |  | 1 | TRUE | wye
17 | LV_13-1_0_4_load_51 | 26 | 0.0018815 | 0.00047154 | 0 | 0 |  | 1 | TRUE | wye
18 | LV_13-1_0_4_load_197 | 27 | 0.0018639 | 0.00046714 | 0 | 0 |  | 1 | TRUE | wye
19 | LV_13-1_0_4_load_27 | 28 | 0.010306 | 0.0025828 | 0 | 0 |  | 1 | TRUE | wye
20 | LV_13-1_0_4_load_30 | 31 | 0.003093 | 0.00077518 | 0 | 0 |  | 1 | TRUE | wye
21 | LV_13-1_0_4_load_33 | 33 | 0.0092116 | 0.0023086 | 0 | 0 |  | 1 | TRUE | wye
22 | LV_13-1_0_4_load_156 | 34 | 0.0061859 | 0.0015503 | 0 | 0 |  | 1 | TRUE | wye
23 | LV_13-1_0_4_load_195 | 36 | 0.0025985 | 0.00065124 | 0 | 0 |  | 1 | TRUE | wye
24 | LV_13-1_0_4_load_32 | 37 | 0.010353 | 0.0025946 | 0 | 0 |  | 1 | TRUE | wye
25 | LV_13-1_0_4_load_58 | 39 | 0.0072622 | 0.0018201 | 0 | 0 |  | 1 | TRUE | wye
26 | LV_13-1_0_4_load_54 | 41 | 0.0017956 | 0.00045003 | 0 | 0 |  | 1 | TRUE | wye
27 | LV_13-1_0_4_load_56 | 44 | 0.0022044 | 0.00055247 | 0 | 0 |  | 1 | TRUE | wye
28 | LV_13-1_0_4_load_37 | 45 | 0.0078521 | 0.0019679 | 0 | 0 |  | 1 | TRUE | wye
29 | LV_13-1_0_4_load_201 | 46 | 0.0018719 | 0.00046913 | 0 | 0 |  | 1 | TRUE | wye
30 | LV_13-1_0_4_load_38 | 47 | 0.0065959 | 0.0016531 | 0 | 0 |  | 1 | TRUE | wye
31 | LV_13-1_0_4_load_98 | 50 | 0.0073431 | 0.0018404 | 0 | 0 |  | 1 | TRUE | wye
32 | LV_13-1_0_4_load_95 | 51 | 0.0078856 | 0.0019763 | 0 | 0 |  | 1 | TRUE | wye
33 | LV_13-1_0_4_load_99 | 52 | 0.0066212 | 0.0016594 | 0 | 0 |  | 1 | TRUE | wye
34 | LV_13-1_0_4_load_41 | 53 | 0.0018801 | 0.00047119 | 0 | 0 |  | 1 | TRUE | wye
35 | LV_13-1_0_4_load_198 | 54 | 0.0017868 | 0.00044782 | 0 | 0 |  | 1 | TRUE | wye
36 | LV_13-1_0_4_load_49 | 55 | 0.0018813 | 0.0004715 | 0 | 0 |  | 1 | TRUE | wye
37 | LV_13-1_0_4_load_48 | 56 | 0.0018401 | 0.00046118 | 0 | 0 |  | 1 | TRUE | wye
38 | LV_13-1_0_4_load_151 | 57 | 0.0030583 | 0.00076648 | 0 | 0 |  | 1 | TRUE | wye
39 | LV_13-1_0_4_load_152 | 58 | 0.0010063 | 0.0002522 | 0 | 0 |  | 1 | TRUE | wye
40 | LV_13-1_0_4_load_52 | 59 | 0.0020243 | 0.00050735 | 0 | 0 |  | 1 | TRUE | wye
41 | LV_13-1_0_4_load_199 | 60 | 0.0018078 | 0.00045309 | 0 | 0 |  | 1 | TRUE | wye
42 | LV_13-1_0_4_load_55 | 61 | 0.002201 | 0.00055163 | 0 | 0 |  | 1 | TRUE | wye
43 | LV_13-1_0_4_load_60 | 64 | 0.0071708 | 0.0017972 | 0 | 0 |  | 1 | TRUE | wye
44 | LV_13-1_0_4_load_96 | 65 | 0.0069386 | 0.001739 | 0 | 0 |  | 1 | TRUE | wye
45 | LV_13-1_0_4_load_118 | 66 | 0.0072633 | 0.0018203 | 0 | 0 |  | 1 | TRUE | wye
46 | LV_13-1_0_4_load_103 | 69 | 0.01268 | 0.0031779 | 0 | 0 |  | 1 | TRUE | wye
47 | LV_13-1_0_4_load_117 | 70 | 0.0032666 | 0.0008187 | 0 | 0 |  | 1 | TRUE | wye
48 | LV_13-1_0_4_load_67 | 71 | 0.00051708 | 0.00012959 | 0 | 0 |  | 1 | TRUE | wye
49 | LV_13-1_0_4_load_68 | 72 | 0.0044712 | 0.0011206 | 0 | 0 |  | 1 | TRUE | wye
50 | LV_13-1_0_4_load_135 | 74 | 0.0006469 | 0.00016213 | 0 | 0 |  | 1 | TRUE | wye
51 | LV_13-1_0_4_load_134 | 76 | 0.0057098 | 0.001431 | 0 | 0 |  | 1 | TRUE | wye
52 | LV_13-1_0_4_load_126 | 78 | 0.0020742 | 0.00051985 | 0 | 0 |  | 1 | TRUE | wye
53 | LV_13-1_0_4_load_80 | 79 | 0.00046543 | 0.00011665 | 0 | 0 |  | 1 | TRUE | wye
54 | LV_13-1_0_4_load_81 | 80 | 0.00062152 | 0.00015577 | 0 | 0 |  | 1 | TRUE | wye
55 | LV_13-1_0_4_load_133 | 81 | 0.0006608 | 0.00016561 | 0 | 0 |  | 1 | TRUE | wye
56 | LV_13-1_0_4_load_132 | 82 | 0.00062282 | 0.00015609 | 0 | 0 |  | 1 | TRUE | wye
57 | LV_13-1_0_4_load_82 | 83 | 0.0063009 | 0.0015792 | 0 | 0 |  | 1 | TRUE | wye
58 | LV_13-1_0_4_load_83 | 84 | 0.0063143 | 0.0015825 | 0 | 0 |  | 1 | TRUE | wye
59 | LV_13-1_0_4_load_87 | 87 | 0.003552 | 0.00089021 | 0 | 0 |  | 1 | TRUE | wye
60 | LV_13-1_0_4_load_116 | 88 | 0.0063125 | 0.0015821 | 0 | 0 |  | 1 | TRUE | wye
61 | LV_13-1_0_4_load_125 | 89 | 0.0053774 | 0.0013477 | 0 | 0 |  | 1 | TRUE | wye
62 | LV_13-1_0_4_load_122 | 90 | 0.0017594 | 0.00044094 | 0 | 0 |  | 1 | TRUE | wye
63 | LV_13-1_0_4_load_112 | 94 | 0.0058385 | 0.0014633 | 0 | 0 |  | 1 | TRUE | wye
64 | LV_13-1_0_4_load_92 | 95 | 0.013686 | 0.0034301 | 0 | 0 |  | 1 | TRUE | wye
65 | LV_13-1_0_4_load_90 | 96 | 0.011035 | 0.0027655 | 0 | 0 |  | 1 | TRUE | wye
66 | LV_13-1_0_4_load_113 | 97 | 0.010891 | 0.0027294 | 0 | 0 |  | 1 | TRUE | wye
67 | LV_13-1_0_4_load_123 | 98 | 0.0021101 | 0.00052883 | 0 | 0 |  | 1 | TRUE | wye
68 | LV_13-1_0_4_load_203 | 99 | 0.0055109 | 0.0013812 | 0 | 0 |  | 1 | TRUE | wye
69 | LV_13-1_0_4_load_110 | 100 | 0.00090788 | 0.00022754 | 0 | 0 |  | 1 | TRUE | wye
70 | LV_13-1_0_4_load_94 | 101 | 0.0081312 | 0.0020379 | 0 | 0 |  | 1 | TRUE | wye
71 | LV_13-1_0_4_load_128 | 102 | 0.0055028 | 0.0013791 | 0 | 0 |  | 1 | TRUE | wye
72 | LV_13-1_0_4_load_100 | 104 | 0.012169 | 0.0030499 | 0 | 0 |  | 1 | TRUE | wye
73 | LV_13-1_0_4_load_101 | 105 | 0.012725 | 0.0031891 | 0 | 0 |  | 1 | TRUE | wye
74 | LV_13-1_0_4_load_104 | 107 | 0.012099 | 0.0030324 | 0 | 0 |  | 1 | TRUE | wye
75 | LV_13-1_0_4_load_114 | 109 | 0.010801 | 0.0027069 | 0 | 0 |  | 1 | TRUE | wye
76 | LV_13-1_0_4_load_193 | 111 | 0.0014391 | 0.00036067 | 0 | 0 |  | 1 | TRUE | wye
77 | LV_13-1_0_4_load_172 | 112 | 0.0006438 | 0.00016135 | 0 | 0 |  | 1 | TRUE | wye
78 | LV_13-1_0_4_load_194 | 114 | 0.0014407 | 0.00036107 | 0 | 0 |  | 1 | TRUE | wye
79 | LV_13-1_0_4_load_109 | 115 | 0.0058096 | 0.001456 | 0 | 0 |  | 1 | TRUE | wye
80 | LV_13-1_0_4_load_178 | 117 | 0.00053508 | 0.0001341 | 0 | 0 |  | 1 | TRUE | wye
81 | LV_13-1_0_4_load_119 | 119 | 0.0064318 | 0.001612 | 0 | 0 |  | 1 | TRUE | wye
82 | LV_13-1_0_4_load_120 | 120 | 0.0024357 | 0.00061044 | 0 | 0 |  | 1 | TRUE | wye
83 | LV_13-1_0_4_load_131 | 123 | 0.0058691 | 0.0014709 | 0 | 0 |  | 1 | TRUE | wye
84 | LV_13-1_0_4_load_153 | 124 | 0.0052241 | 0.0013093 | 0 | 0 |  | 1 | TRUE | wye
85 | LV_13-1_0_4_load_155 | 125 | 0.0030453 | 0.00076322 | 0 | 0 |  | 1 | TRUE | wye
86 | LV_13-1_0_4_load_175 | 126 | 0.00771 | 0.0019323 | 0 | 0 |  | 1 | TRUE | wye
87 | LV_13-1_0_4_load_202 | 127 | 0.0018797 | 0.00047109 | 0 | 0 |  | 1 | TRUE | wye

## ext_grid
| name | bus | vm_pu | va_degree | slack_weight | in_service
0 |  | 66 | 1 | 0 | 1 | TRUE

## line
| name | std_type | from_bus | to_bus | length_km | r_ohm_per_km | x_ohm_per_km | c_nf_per_km | g_us_per_km | max_i_ka | df | parallel | type | in_service
0 | LV_13-1_0_4_line_0 |  | 0 | 1 | 0.018098 | 0.125 | 0.08 | 261 | 0 | 0.364 | 1 | 1 | cs | TRUE
1 | LV_13-1_0_4_line_1 |  | 1 | 2 | 0.019954 | 0.125 | 0.08 | 261 | 0 | 0.364 | 1 | 1 | cs | TRUE
2 | LV_13-1_0_4_line_2 |  | 2 | 3 | 0.010196 | 0.125 | 0.08 | 261 | 0 | 0.364 | 1 | 1 | cs | TRUE
3 | LV_13-1_0_4_line_3 |  | 3 | 4 | 0.0050135 | 0.125 | 0.08 | 261 | 0 | 0.364 | 1 | 1 | cs | TRUE
4 | LV_13-1_0_4_line_4 |  | 4 | 122 | 0.046662 | 0.125 | 0.08 | 261 | 0 | 0.364 | 1 | 1 | cs | TRUE
5 | LV_13-1_0_4_line_5 |  | 5 | 6 | 0.012 | 0.125 | 0.08 | 261 | 0 | 0.364 | 1 | 1 | cs | TRUE
6 | LV_13-1_0_4_line_6 |  | 5 | 7 | 0.005912 | 0.125 | 0.08 | 261 | 0 | 0.364 | 1 | 1 | cs | TRUE
7 | LV_13-1_0_4_line_7 |  | 6 | 79 | 0.013907 | 0.125 | 0.08 | 261 | 0 | 0.364 | 1 | 1 | cs | TRUE
8 | LV_13-1_0_4_line_8 |  | 7 | 73 | 0.020139 | 0.125 | 0.08 | 261 | 0 | 0.364 | 1 | 1 | cs | TRUE
9 | LV_13-1_0_4_line_9 |  | 7 | 71 | 0.010061 | 0.125 | 0.08 | 261 | 0 | 0.364 | 1 | 1 | cs | TRUE
10 | LV_13-1_0_4_line_10 |  | 8 | 9 | 0.046986 | 0.125 | 0.08 | 261 | 0 | 0.364 | 1 | 1 | cs | TRUE
11 | LV_13-1_0_4_line_11 |  | 9 | 10 | 0.012488 | 0.125 | 0.08 | 261 | 0 | 0.364 | 1 | 1 | cs | TRUE
12 | LV_13-1_0_4_line_12 |  | 9 | 11 | 0.0032053 | 0.125 | 0.08 | 261 | 0 | 0.364 | 1 | 1 | cs | TRUE
13 | LV_13-1_0_4_line_13 |  | 11 | 12 | 0.0041993 | 0.125 | 0.08 | 261 | 0 | 0.364 | 1 | 1 | cs | TRUE
14 | LV_13-1_0_4_line_14 |  | 12 | 13 | 0.04297 | 0.125 | 0.08 | 261 | 0 | 0.364 | 1 | 1 | cs | TRUE
15 | LV_13-1_0_4_line_15 |  | 12 | 14 | 0.010918 | 0.125 | 0.08 | 261 | 0 | 0.364 | 1 | 1 | cs | TRUE
16 | LV_13-1_0_4_line_16 |  | 13 | 34 | 0.014224 | 0.125 | 0.08 | 261 | 0 | 0.364 | 1 | 1 | cs | TRUE
17 | LV_13-1_0_4_line_17 |  | 15 | 16 | 0.0055057 | 0.125 | 0.08 | 261 | 0 | 0.364 | 1 | 1 | cs | TRUE
18 | LV_13-1_0_4_line_18 |  | 15 | 17 | 0.0098084 | 0.125 | 0.08 | 261 | 0 | 0.364 | 1 | 1 | cs | TRUE
19 | LV_13-1_0_4_line_19 |  | 16 | 18 | 0.0054924 | 0.125 | 0.08 | 261 | 0 | 0.364 | 1 | 1 | cs | TRUE
20 | LV_13-1_0_4_line_20 |  | 17 | 19 | 0.0061557 | 0.125 | 0.08 | 261 | 0 | 0.364 | 1 | 1 | cs | TRUE
21 | LV_13-1_0_4_line_21 |  | 18 | 20 | 0.0097703 | 0.125 | 0.08 | 261 | 0 | 0.364 | 1 | 1 | cs | TRUE
22 | LV_13-1_0_4_line_22 |  | 19 | 21 | 0.0055235 | 0.125 | 0.08 | 261 | 0 | 0.364 | 1 | 1 | cs | TRUE
23 | LV_13-1_0_4_line_23 |  | 20 | 24 | 0.005543 | 0.125 | 0.08 | 261 | 0 | 0.364 | 1 | 1 | cs | TRUE
24 | LV_13-1_0_4_line_24 |  | 20 | 25 | 0.006811 | 0.125 | 0.08 | 261 | 0 | 0.364 | 1 | 1 | cs | TRUE
25 | LV_13-1_0_4_line_25 |  | 21 | 26 | 0.005511 | 0.125 | 0.08 | 261 | 0 | 0.364 | 1 | 1 | cs | TRUE
26 | LV_13-1_0_4_line_26 |  | 22 | 23 | 0.0084675 | 0.125 | 0.08 | 261 | 0 | 0.364 | 1 | 1 | cs | TRUE
27 | LV_13-1_0_4_line_27 |  | 23 | 27 | 0.010686 | 0.125 | 0.08 | 261 | 0 | 0.364 | 1 | 1 | cs | TRUE
28 | LV_13-1_0_4_line_28 |  | 24 | 54 | 0.013192 | 0.125 | 0.08 | 261 | 0 | 0.364 | 1 | 1 | cs | TRUE
29 | LV_13-1_0_4_line_29 |  | 24 | 55 | 0.0086254 | 0.125 | 0.08 | 261 | 0 | 0.364 | 1 | 1 | cs | TRUE
30 | LV_13-1_0_4_line_30 |  | 25 | 53 | 0.0055037 | 0.125 | 0.08 | 261 | 0 | 0.364 | 1 | 1 | cs | TRUE
31 | LV_13-1_0_4_line_31 |  | 26 | 59 | 0.0042764 | 0.125 | 0.08 | 261 | 0 | 0.364 | 1 | 1 | cs | TRUE
32 | LV_13-1_0_4_line_32 |  | 27 | 127 | 0.0054098 | 0.125 | 0.08 | 261 | 0 | 0.364 | 1 | 1 | cs | TRUE
33 | LV_13-1_0_4_line_33 |  | 28 | 29 | 0.0079332 | 0.125 | 0.08 | 261 | 0 | 0.364 | 1 | 1 | cs | TRUE
34 | LV_13-1_0_4_line_34 |  | 28 | 30 | 0.016662 | 0.125 | 0.08 | 261 | 0 | 0.364 | 1 | 1 | cs | TRUE
35 | LV_13-1_0_4_line_35 |  | 29 | 31 | 0.016297 | 0.125 | 0.08 | 261 | 0 | 0.364 | 1 | 1 | cs | TRUE
36 | LV_13-1_0_4_line_36 |  | 29 | 32 | 0.02359 | 0.125 | 0.08 | 261 | 0 | 0.364 | 1 | 1 | cs | TRUE
37 | LV_13-1_0_4_line_37 |  | 30 | 33 | 0.021524 | 0.125 | 0.08 | 261 | 0 | 0.364 | 1 | 1 | cs | TRUE
38 | LV_13-1_0_4_line_38 |  | 31 | 34 | 0.018458 | 0.125 | 0.08 | 261 | 0 | 0.364 | 1 | 1 | cs | TRUE
39 | LV_13-1_0_4_line_39 |  | 32 | 35 | 0.018181 | 0.125 | 0.08 | 261 | 0 | 0.364 | 1 | 1 | cs | TRUE
40 | LV_13-1_0_4_line_40 |  | 32 | 36 | 0.015314 | 0.125 | 0.08 | 261 | 0 | 0.364 | 1 | 1 | cs | TRUE
41 | LV_13-1_0_4_line_41 |  | 33 | 39 | 0.0015612 | 0.125 | 0.08 | 261 | 0 | 0.364 | 1 | 1 | cs | TRUE
42 | LV_13-1_0_4_line_42 |  | 34 | 40 | 0.038141 | 0.125 | 0.08 | 261 | 0 | 0.364 | 1 | 1 | cs | TRUE
43 | LV_13-1_0_4_line_43 |  | 35 | 41 | 0.014943 | 0.125 | 0.08 | 261 | 0 | 0.364 | 1 | 1 | cs | TRUE
44 | LV_13-1_0_4_line_44 |  | 37 | 38 | 0.044406 | 0.125 | 0.08 | 261 | 0 | 0.364 | 1 | 1 | cs | TRUE
45 | LV_13-1_0_4_line_45 |  | 38 | 42 | 0.033926 | 0.125 | 0.08 | 261 | 0 | 0.364 | 1 | 1 | cs | TRUE
46 | LV_13-1_0_4_line_46 |  | 38 | 43 | 0.037345 | 0.125 | 0.08 | 261 | 0 | 0.364 | 1 | 1 | cs | TRUE
47 | LV_13-1_0_4_line_47 |  | 39 | 44 | 0.024949 | 0.125 | 0.08 | 261 | 0 | 0.364 | 1 | 1 | cs | TRUE
48 | LV_13-1_0_4_line_48 |  | 40 | 125 | 0.012143 | 0.125 | 0.08 | 261 | 0 | 0.364 | 1 | 1 | cs | TRUE
49 | LV_13-1_0_4_line_49 |  | 40 | 124 | 0.0014164 | 0.125 | 0.08 | 261 | 0 | 0.364 | 1 | 1 | cs | TRUE
50 | LV_13-1_0_4_line_50 |  | 41 | 59 | 0.00034622 | 0.125 | 0.08 | 261 | 0 | 0.364 | 1 | 1 | cs | TRUE
51 | LV_13-1_0_4_line_51 |  | 42 | 45 | 0.016944 | 0.125 | 0.08 | 261 | 0 | 0.364 | 1 | 1 | cs | TRUE
52 | LV_13-1_0_4_line_52 |  | 43 | 46 | 0.013668 | 0.125 | 0.08 | 261 | 0 | 0.364 | 1 | 1 | cs | TRUE
53 | LV_13-1_0_4_line_53 |  | 44 | 61 | 0.0063719 | 0.125 | 0.08 | 261 | 0 | 0.364 | 1 | 1 | cs | TRUE
54 | LV_13-1_0_4_line_54 |  | 45 | 47 | 0.00032153 | 0.125 | 0.08 | 261 | 0 | 0.364 | 1 | 1 | cs | TRUE
55 | LV_13-1_0_4_line_55 |  | 46 | 48 | 0.0085508 | 0.125 | 0.08 | 261 | 0 | 0.364 | 1 | 1 | cs | TRUE
56 | LV_13-1_0_4_line_56 |  | 48 | 60 | 0.011564 | 0.125 | 0.08 | 261 | 0 | 0.364 | 1 | 1 | cs | TRUE
57 | LV_13-1_0_4_line_57 |  | 48 | 127 | 0.015522 | 0.125 | 0.08 | 261 | 0 | 0.364 | 1 | 1 | cs | TRUE
58 | LV_13-1_0_4_line_58 |  | 49 | 50 | 0.0143 | 0.125 | 0.08 | 261 | 0 | 0.364 | 1 | 1 | cs | TRUE
59 | LV_13-1_0_4_line_59 |  | 49 | 51 | 0.017018 | 0.125 | 0.08 | 261 | 0 | 0.364 | 1 | 1 | cs | TRUE
60 | LV_13-1_0_4_line_60 |  | 50 | 52 | 0.00221 | 0.125 | 0.08 | 261 | 0 | 0.364 | 1 | 1 | cs | TRUE
61 | LV_13-1_0_4_line_61 |  | 51 | 65 | 0.0041619 | 0.125 | 0.08 | 261 | 0 | 0.364 | 1 | 1 | cs | TRUE
62 | LV_13-1_0_4_line_62 |  | 54 | 60 | 0.0012997 | 0.125 | 0.08 | 261 | 0 | 0.364 | 1 | 1 | cs | TRUE
63 | LV_13-1_0_4_line_63 |  | 55 | 56 | 0.00091072 | 0.125 | 0.08 | 261 | 0 | 0.364 | 1 | 1 | cs | TRUE
64 | LV_13-1_0_4_line_64 |  | 57 | 58 | 0.0077922 | 0.125 | 0.08 | 261 | 0 | 0.364 | 1 | 1 | cs | TRUE
65 | LV_13-1_0_4_line_65 |  | 58 | 124 | 0.0013794 | 0.125 | 0.08 | 261 | 0 | 0.364 | 1 | 1 | cs | TRUE
66 | LV_13-1_0_4_line_66 |  | 61 | 62 | 0.00066058 | 0.125 | 0.08 | 261 | 0 | 0.364 | 1 | 1 | cs | TRUE
67 | LV_13-1_0_4_line_67 |  | 62 | 63 | 0.03718 | 0.125 | 0.08 | 261 | 0 | 0.364 | 1 | 2 | cs | TRUE
68 | LV_13-1_0_4_line_68 |  | 62 | 64 | 0.017334 | 0.125 | 0.08 | 261 | 0 | 0.364 | 1 | 1 | cs | TRUE
69 | LV_13-1_0_4_line_69 |  | 63 | 65 | 0.017244 | 0.125 | 0.08 | 261 | 0 | 0.364 | 1 | 1 | cs | TRUE
70 | LV_13-1_0_4_line_70 |  | 63 | 66 | 0.016845 | 0.125 | 0.08 | 261 | 0 | 0.364 | 1 | 2 | cs | TRUE
71 | LV_13-1_0_4_line_71 |  | 66 | 70 | 0.021645 | 0.125 | 0.08 | 261 | 0 | 0.364 | 1 | 2 | cs | TRUE
72 | LV_13-1_0_4_line_72 |  | 67 | 68 | 0.010112 | 0.125 | 0.08 | 261 | 0 | 0.364 | 1 | 1 | cs | TRUE
73 | LV_13-1_0_4_line_73 |  | 67 | 69 | 0.019968 | 0.125 | 0.08 | 261 | 0 | 0.364 | 1 | 1 | cs | TRUE
74 | LV_13-1_0_4_line_74 |  | 68 | 88 | 0.019212 | 0.125 | 0.08 | 261 | 0 | 0.364 | 1 | 1 | cs | TRUE
75 | LV_13-1_0_4_line_75 |  | 68 | 84 | 0.025597 | 0.125 | 0.08 | 261 | 0 | 0.364 | 1 | 1 | cs | TRUE
76 | LV_13-1_0_4_line_76 |  | 69 | 105 | 1.2154e-05 | 0.125 | 0.08 | 261 | 0 | 0.364 | 1 | 1 | cs | TRUE
77 | LV_13-1_0_4_line_77 |  | 70 | 119 | 0.006808 | 0.125 | 0.08 | 261 | 0 | 0.364 | 1 | 2 | cs | TRUE
78 | LV_13-1_0_4_line_78 |  | 71 | 72 | 0.015589 | 0.125 | 0.08 | 261 | 0 | 0.364 | 1 | 1 | cs | TRUE
79 | LV_13-1_0_4_line_79 |  | 73 | 74 | 0.0072153 | 0.125 | 0.08 | 261 | 0 | 0.364 | 1 | 1 | cs | TRUE
80 | LV_13-1_0_4_line_80 |  | 74 | 76 | 0.025233 | 0.125 | 0.08 | 261 | 0 | 0.364 | 1 | 1 | cs | TRUE
81 | LV_13-1_0_4_line_81 |  | 75 | 76 | 0.034677 | 0.125 | 0.08 | 261 | 0 | 0.364 | 1 | 1 | cs | TRUE
82 | LV_13-1_0_4_line_82 |  | 75 | 77 | 0.004643 | 0.125 | 0.08 | 261 | 0 | 0.364 | 1 | 1 | cs | TRUE
83 | LV_13-1_0_4_line_83 |  | 75 | 78 | 0.02563 | 0.125 | 0.08 | 261 | 0 | 0.364 | 1 | 1 | cs | TRUE
84 | LV_13-1_0_4_line_84 |  | 77 | 98 | 0.0048618 | 0.125 | 0.08 | 261 | 0 | 0.364 | 1 | 2 | cs | TRUE
85 | LV_13-1_0_4_line_85 |  | 77 | 121 | 0.01488 | 0.125 | 0.08 | 261 | 0 | 0.364 | 1 | 2 | cs | TRUE
86 | LV_13-1_0_4_line_86 |  | 79 | 80 | 0.012149 | 0.125 | 0.08 | 261 | 0 | 0.364 | 1 | 1 | cs | TRUE
87 | LV_13-1_0_4_line_87 |  | 80 | 81 | 0.014763 | 0.125 | 0.08 | 261 | 0 | 0.364 | 1 | 1 | cs | TRUE
88 | LV_13-1_0_4_line_88 |  | 81 | 82 | 0.015281 | 0.125 | 0.08 | 261 | 0 | 0.364 | 1 | 1 | cs | TRUE
89 | LV_13-1_0_4_line_89 |  | 82 | 123 | 0.0094412 | 0.125 | 0.08 | 261 | 0 | 0.364 | 1 | 1 | cs | TRUE
90 | LV_13-1_0_4_line_90 |  | 83 | 84 | 0.029739 | 0.125 | 0.08 | 261 | 0 | 0.364 | 1 | 1 | cs | TRUE
91 | LV_13-1_0_4_line_91 |  | 83 | 85 | 0.027399 | 0.125 | 0.08 | 261 | 0 | 0.364 | 1 | 2 | cs | TRUE
92 | LV_13-1_0_4_line_92 |  | 85 | 86 | 0.007603 | 0.125 | 0.08 | 261 | 0 | 0.364 | 1 | 1 | cs | TRUE
93 | LV_13-1_0_4_line_93 |  | 85 | 87 | 0.023498 | 0.125 | 0.08 | 261 | 0 | 0.364 | 1 | 2 | cs | TRUE
94 | LV_13-1_0_4_line_94 |  | 86 | 89 | 0.0077712 | 0.125 | 0.08 | 261 | 0 | 0.364 | 1 | 1 | cs | TRUE
95 | LV_13-1_0_4_line_95 |  | 87 | 90 | 0.01471 | 0.125 | 0.08 | 261 | 0 | 0.364 | 1 | 2 | cs | TRUE
96 | LV_13-1_0_4_line_96 |  | 88 | 97 | 0.012056 | 0.125 | 0.08 | 261 | 0 | 0.364 | 1 | 1 | cs | TRUE
97 | LV_13-1_0_4_line_97 |  | 90 | 98 | 0.017455 | 0.125 | 0.08 | 261 | 0 | 0.364 | 1 | 2 | cs | TRUE
98 | LV_13-1_0_4_line_98 |  | 91 | 92 | 0.047368 | 0.125 | 0.08 | 261 | 0 | 0.364 | 1 | 1 | cs | TRUE
99 | LV_13-1_0_4_line_99 |  | 91 | 93 | 0.036412 | 0.125 | 0.08 | 261 | 0 | 0.364 | 1 | 1 | cs | TRUE
100 | LV_13-1_0_4_line_100 |  | 91 | 94 | 0.0027245 | 0.125 | 0.08 | 261 | 0 | 0.364 | 1 | 1 | cs | TRUE
101 | LV_13-1_0_4_line_101 |  | 92 | 99 | 0.004969 | 0.125 | 0.08 | 261 | 0 | 0.364 | 1 | 1 | cs | TRUE
102 | LV_13-1_0_4_line_102 |  | 93 | 95 | 0.028923 | 0.125 | 0.08 | 261 | 0 | 0.364 | 1 | 1 | cs | TRUE
103 | LV_13-1_0_4_line_103 |  | 93 | 96 | 0.018939 | 0.125 | 0.08 | 261 | 0 | 0.364 | 1 | 1 | cs | TRUE
104 | LV_13-1_0_4_line_104 |  | 94 | 100 | 0.01792 | 0.125 | 0.08 | 261 | 0 | 0.364 | 1 | 1 | cs | TRUE
105 | LV_13-1_0_4_line_105 |  | 97 | 113 | 0.029162 | 0.125 | 0.08 | 261 | 0 | 0.364 | 1 | 1 | cs | TRUE
106 | LV_13-1_0_4_line_106 |  | 100 | 115 | 0.0092366 | 0.125 | 0.08 | 261 | 0 | 0.364 | 1 | 1 | cs | TRUE
107 | LV_13-1_0_4_line_107 |  | 101 | 102 | 0.027442 | 0.125 | 0.08 | 261 | 0 | 0.364 | 1 | 1 | cs | TRUE
108 | LV_13-1_0_4_line_108 |  | 102 | 103 | 0.0063309 | 0.125 | 0.08 | 261 | 0 | 0.364 | 1 | 1 | cs | TRUE
109 | LV_13-1_0_4_line_109 |  | 103 | 122 | 0.04594 | 0.125 | 0.08 | 261 | 0 | 0.364 | 1 | 1 | cs | TRUE
110 | LV_13-1_0_4_line_110 |  | 103 | 123 | 0.014803 | 0.125 | 0.08 | 261 | 0 | 0.364 | 1 | 1 | cs | TRUE
111 | LV_13-1_0_4_line_111 |  | 104 | 105 | 0.022471 | 0.125 | 0.08 | 261 | 0 | 0.364 | 1 | 1 | cs | TRUE
112 | LV_13-1_0_4_line_112 |  | 106 | 107 | 0.015342 | 0.125 | 0.08 | 261 | 0 | 0.364 | 1 | 1 | cs | TRUE
113 | LV_13-1_0_4_line_113 |  | 106 | 108 | 0.023258 | 0.125 | 0.08 | 261 | 0 | 0.364 | 1 | 1 | cs | TRUE
114 | LV_13-1_0_4_line_114 |  | 108 | 109 | 0.014514 | 0.125 | 0.08 | 261 | 0 | 0.364 | 1 | 1 | cs | TRUE
115 | LV_13-1_0_4_line_115 |  | 109 | 113 | 0.017999 | 0.125 | 0.08 | 261 | 0 | 0.364 | 1 | 1 | cs | TRUE
116 | LV_13-1_0_4_line_116 |  | 110 | 111 | 0.015427 | 0.125 | 0.08 | 261 | 0 | 0.364 | 1 | 1 | cs | TRUE
117 | LV_13-1_0_4_line_117 |  | 110 | 112 | 0.18624 | 0.125 | 0.08 | 261 | 0 | 0.364 | 1 | 1 | cs | TRUE
118 | LV_13-1_0_4_line_118 |  | 111 | 114 | 0.016809 | 0.125 | 0.08 | 261 | 0 | 0.364 | 1 | 1 | cs | TRUE
119 | LV_13-1_0_4_line_119 |  | 113 | 116 | 0.030175 | 0.125 | 0.08 | 261 | 0 | 0.364 | 1 | 1 | cs | TRUE
120 | LV_13-1_0_4_line_120 |  | 113 | 115 | 0.014386 | 0.125 | 0.08 | 261 | 0 | 0.364 | 1 | 1 | cs | TRUE
121 | LV_13-1_0_4_line_121 |  | 114 | 116 | 0.026526 | 0.125 | 0.08 | 261 | 0 | 0.364 | 1 | 1 | cs | TRUE
122 | LV_13-1_0_4_line_122 |  | 116 | 117 | 0.021511 | 0.125 | 0.08 | 261 | 0 | 0.364 | 1 | 1 | cs | TRUE
123 | LV_13-1_0_4_line_123 |  | 117 | 118 | 0.015221 | 0.125 | 0.08 | 261 | 0 | 0.364 | 1 | 1 | cs | TRUE
124 | LV_13-1_0_4_line_124 |  | 118 | 126 | 0.031794 | 0.125 | 0.08 | 261 | 0 | 0.364 | 1 | 1 | cs | TRUE
125 | LV_13-1_0_4_line_125 |  | 119 | 120 | 0.023329 | 0.125 | 0.08 | 261 | 0 | 0.364 | 1 | 2 | cs | TRUE
126 | LV_13-1_0_4_line_126 |  | 120 | 121 | 0.015278 | 0.125 | 0.08 | 261 | 0 | 0.364 | 1 | 2 | cs | TRUE

## trafo
| name | std_type | hv_bus | lv_bus | sn_mva | vn_hv_kv | vn_lv_kv | vk_percent | vkr_percent | pfe_kw | i0_percent | shift_degree | tap_side | tap_neutral | tap_min | tap_max | tap_step_percent | tap_step_degree | tap_pos | tap_phase_shifter | parallel | df | in_service
0 | LV_13-1_0_4_trafo_118 | 0.63 MVA 20/0.4 kV | 128 | 66 | 0.63 | 20 | 0.4 | 6 | 1.206 | 1.65 | 0.2619 | 150 | hv | 0 | -2 | 2 | 2.5 | 0 | 0 | FALSE | 1 | 1 | TRUE

## line_geodata
| x0 | y0 | x1 | y1 | x2 | y2 | x3 | y3 | x4 | y4
0 | 2679584.1507 | 1242268.6718 | 2679592.8452 | 1242263.5736 | 2679597.1019 | 1242256.7777
1 | 2679584.1507 | 1242268.6718 | 2679584.4417 | 1242271.7779 | 2679585.5793 | 1242282.7788 | 2679584.7815 | 1242288.4981
2 | 2679582.2799 | 1242298.3484 | 2679584.2912 | 1242292.0126 | 2679584.7815 | 1242288.4981
3 | 2679580.763 | 1242303.1269 | 2679582.2799 | 1242298.3484
4 | 2679555.9742 | 1242341.9686 | 2679559.6348 | 1242339.5938 | 2679579.0577 | 1242308.4986 | 2679580.763 | 1242303.1269
5 | 2679521.6433 | 1242224.7583 | 2679525.2491 | 1242230.9888 | 2679526.7817 | 1242235.539
6 | 2679515.7199 | 1242224.4787 | 2679521.6433 | 1242224.7583
7 | 2679526.7817 | 1242235.539 | 2679527.2994 | 1242237.0762 | 2679526.3882 | 1242248.65 | 2679526.2748 | 1242249.3159
8 | 2679515.7199 | 1242224.4787 | 2679505.2452 | 1242241.6952
9 | 2679515.7199 | 1242224.4787 | 2679515.0808 | 1242214.438
10 | 2679472.9117 | 1242186.3227 | 2679440.4412 | 1242188.5563 | 2679440.3988 | 1242202.9954
11 | 2679472.9117 | 1242186.3227 | 2679473.0382 | 1242198.8096
12 | 2679472.9117 | 1242186.3227 | 2679472.9547 | 1242183.1177
13 | 2679473.0109 | 1242178.9187 | 2679472.9547 | 1242183.1177
14 | 2679473.0109 | 1242178.9187 | 2679430.5481 | 1242178.1609 | 2679430.5427 | 1242177.6604
15 | 2679473.0109 | 1242178.9187 | 2679472.8656 | 1242168.0015
16 | 2679430.3899 | 1242163.4372 | 2679430.5427 | 1242177.6604
17 | 2679345.3864 | 1242124.8354 | 2679350.8876 | 1242124.6146
18 | 2679360.6881 | 1242124.2214 | 2679350.8876 | 1242124.6146
19 | 2679345.3864 | 1242124.8354 | 2679339.8984 | 1242125.0556
20 | 2679360.6881 | 1242124.2214 | 2679362.8172 | 1242122.1818 | 2679366.0245 | 1242122.1994
21 | 2679330.136 | 1242125.4472 | 2679339.8984 | 1242125.0556
22 | 2679371.5479 | 1242122.2297 | 2679366.0245 | 1242122.1994
23 | 2679330.3114 | 1242130.9869 | 2679330.136 | 1242125.4472
24 | 2679330.136 | 1242125.4472 | 2679330.0061 | 1242118.6375
25 | 2679371.5479 | 1242122.2297 | 2679377.0588 | 1242122.2599
26 | 2679362.3184 | 1242150.4175 | 2679361.7925 | 1242141.9663
27 | 2679362.3184 | 1242150.4175 | 2679358.7309 | 1242151.2812 | 2679351.8846 | 1242152.7187
28 | 2679330.3114 | 1242130.9869 | 2679330.8624 | 1242144.1676
29 | 2679330.3114 | 1242130.9869 | 2679321.6928 | 1242131.3308
30 | 2679329.9011 | 1242113.1348 | 2679330.0061 | 1242118.6375
31 | 2679381.3351 | 1242122.2834 | 2679377.0588 | 1242122.2599
32 | 2679351.8846 | 1242152.7187 | 2679346.5902 | 1242153.8304
33 | 2679395.6418 | 1242164.1173 | 2679395.4381 | 1242172.0478
34 | 2679395.0103 | 1242188.7041 | 2679395.4381 | 1242172.0478
35 | 2679395.6418 | 1242164.1173 | 2679411.9358 | 1242163.7984
36 | 2679395.6418 | 1242164.1173 | 2679396.479 | 1242140.545
37 | 2679395.0103 | 1242188.7041 | 2679393.8627 | 1242210.1979
38 | 2679430.3899 | 1242163.4372 | 2679411.9358 | 1242163.7984
39 | 2679396.624 | 1242122.3673 | 2679396.479 | 1242140.545
40 | 2679396.479 | 1242140.545 | 2679381.7669 | 1242144.7968
41 | 2679393.7795 | 1242211.7568 | 2679393.8627 | 1242210.1979
42 | 2679430.3899 | 1242163.4372 | 2679430.4707 | 1242143.2906 | 2679430.4986 | 1242137.2533 | 2679430.7267 | 1242125.3034
43 | 2679396.624 | 1242122.3673 | 2679381.6813 | 1242122.2853
44 | 2679321.2338 | 1242197.5352 | 2679348.3209 | 1242199.8545 | 2679349.39 | 1242182.6676
45 | 2679320.9389 | 1242231.4555 | 2679321.2338 | 1242197.5352
46 | 2679321.2338 | 1242197.5352 | 2679319.2273 | 1242186.4561 | 2679309.7772 | 1242162.1347
47 | 2679392.4493 | 1242236.6705 | 2679393.7795 | 1242211.7568
48 | 2679430.7267 | 1242125.3034 | 2679418.5499 | 1242125.0959
49 | 2679430.7267 | 1242125.3034 | 2679430.7611 | 1242123.8875
50 | 2679381.6813 | 1242122.2853 | 2679381.3351 | 1242122.2834
51 | 2679320.9389 | 1242231.4555 | 2679337.8485 | 1242232.5393
52 | 2679309.7772 | 1242162.1347 | 2679323.0785 | 1242158.9883
53 | 2679392.4493 | 1242236.6705 | 2679392.1096 | 1242243.0333
54 | 2679338.1694 | 1242232.5599 | 2679337.8485 | 1242232.5393
55 | 2679331.3997 | 1242157.02 | 2679323.0785 | 1242158.9883
56 | 2679331.3997 | 1242157.02 | 2679330.9167 | 1242145.4662
57 | 2679331.3997 | 1242157.02 | 2679346.5902 | 1242153.8304
58 | 2679352.0548 | 1242278.4716 | 2679337.7656 | 1242277.9063
59 | 2679352.0548 | 1242278.4716 | 2679369.0405 | 1242279.5163
60 | 2679337.7656 | 1242277.9063 | 2679335.5574 | 1242277.8189
61 | 2679369.0405 | 1242279.5163 | 2679373.1945 | 1242279.7719
62 | 2679330.9167 | 1242145.4662 | 2679330.8624 | 1242144.1676
63 | 2679320.7828 | 1242131.3672 | 2679321.6928 | 1242131.3308
64 | 2679430.7946 | 1242122.5085 | 2679430.9837 | 1242114.7186
65 | 2679430.7946 | 1242122.5085 | 2679430.7611 | 1242123.8875
66 | 2679392.0743 | 1242243.693 | 2679392.1096 | 1242243.0333
67 | 2679392.0743 | 1242243.693 | 2679390.4055 | 1242280.8305
68 | 2679392.0743 | 1242243.693 | 2679374.7806 | 1242242.5132
69 | 2679390.4055 | 1242280.8305 | 2679373.1945 | 1242279.7719
70 | 2679390.4055 | 1242280.8305 | 2679407.2494 | 1242280.6692
71 | 2679428.6853 | 1242278.0233 | 2679412.6802 | 1242280.6172 | 2679407.2494 | 1242280.6692
72 | 2679388.3735 | 1242337.755 | 2679389.068 | 1242327.6683
73 | 2679389.068 | 1242327.6683 | 2679369.1091 | 1242327.0715
74 | 2679388.3735 | 1242337.755 | 2679387.0546 | 1242356.9222
75 | 2679388.3735 | 1242337.755 | 2679413.9503 | 1242338.7757
76 | 2679369.0969 | 1242327.0712 | 2679369.1091 | 1242327.0715
77 | 2679428.6853 | 1242278.0233 | 2679435.4056 | 1242276.9342
78 | 2679514.0906 | 1242198.8805 | 2679515.0808 | 1242214.438
79 | 2679505.2452 | 1242241.6952 | 2679504.735 | 1242248.8924
80 | 2679508.1042 | 1242271.9605 | 2679509.4523 | 1242267.9258 | 2679508.8152 | 1242264.1368 | 2679504.0239 | 1242258.9244 | 2679504.735 | 1242248.8924
81 | 2679478.7832 | 1242286.962 | 2679493.0295 | 1242281.0819 | 2679502.7861 | 1242279.0778 | 2679506.7115 | 1242276.1283 | 2679508.1042 | 1242271.9605
82 | 2679478.7832 | 1242286.962 | 2679474.1268 | 1242286.9218
83 | 2679478.7832 | 1242286.962 | 2679479.4673 | 1242303.0493 | 2679479.4087 | 1242312.4997 | 2679479.403 | 1242312.577
84 | 2679474.1268 | 1242286.9218 | 2679474.2687 | 1242291.7815
85 | 2679473.6985 | 1242272.0499 | 2679474.1268 | 1242286.9218
86 | 2679524.2342 | 1242261.2927 | 2679526.2748 | 1242249.3159
87 | 2679521.7547 | 1242275.846 | 2679524.2342 | 1242261.2927
88 | 2679519.1882 | 1242290.9094 | 2679521.7547 | 1242275.846
89 | 2679519.1882 | 1242290.9094 | 2679518.2646 | 1242296.3308 | 2679518.0315 | 1242300.2656
90 | 2679441.8357 | 1242344.4847 | 2679433.7593 | 1242343.7109 | 2679413.9302 | 1242340.2765 | 2679413.9503 | 1242338.7757
91 | 2679469.1096 | 1242347.0976 | 2679441.8357 | 1242344.4847
92 | 2679469.1096 | 1242347.0976 | 2679476.557 | 1242348.7318
93 | 2679469.1096 | 1242347.0976 | 2679472.4816 | 1242323.8429
94 | 2679476.557 | 1242348.7318 | 2679477.1803 | 1242340.9856
95 | 2679472.4816 | 1242323.8429 | 2679472.9829 | 1242320.386 | 2679473.8985 | 1242309.2064
96 | 2679387.0546 | 1242356.9222 | 2679386.2271 | 1242368.9493
97 | 2679474.2687 | 1242291.7815 | 2679474.5466 | 1242301.2933 | 2679473.8985 | 1242309.2064
98 | 2679428.1756 | 1242403.3232 | 2679427.37 | 1242413.2417 | 2679419.74 | 1242419.0438 | 2679417.705 | 1242446.8141
99 | 2679428.1756 | 1242403.3232 | 2679452.3381 | 1242406.0596 | 2679450.2588 | 1242412.8589 | 2679454.9773 | 1242414.4676
100 | 2679428.1756 | 1242403.3232 | 2679425.4706 | 1242402.9982
101 | 2679417.705 | 1242446.8141 | 2679417.3416 | 1242451.7698
102 | 2679454.9773 | 1242414.4676 | 2679451.7028 | 1242425.8319 | 2679450.8141 | 1242430.1008 | 2679449.2795 | 1242437.43 | 2679447.868 | 1242442.4849
103 | 2679454.9773 | 1242414.4676 | 2679458.1077 | 1242404.8249 | 2679461.006 | 1242396.5148
104 | 2679425.4706 | 1242402.9982 | 2679407.6786 | 1242400.8605
105 | 2679384.2252 | 1242398.0426 | 2679386.2271 | 1242368.9493
106 | 2679398.508 | 1242399.7587 | 2679407.6786 | 1242400.8605
107 | 2679512.8212 | 1242346.5181 | 2679516.3045 | 1242334.2649 | 2679520.3412 | 1242320.1266
108 | 2679522.0793 | 1242314.039 | 2679520.3412 | 1242320.1266
109 | 2679522.0793 | 1242314.039 | 2679543.0216 | 1242337.0693 | 2679547.501 | 1242341.2879 | 2679552.0263 | 1242342.6496 | 2679555.9742 | 1242341.9686
110 | 2679522.0793 | 1242314.039 | 2679518.7849 | 1242308.8356 | 2679517.8737 | 1242302.9303 | 2679518.0315 | 1242300.2656
111 | 2679352.3322 | 1242334.551 | 2679352.9681 | 1242328.3082 | 2679366.178 | 1242326.9839 | 2679369.0969 | 1242327.0712
112 | 2679349.1589 | 1242375.7022 | 2679333.8233 | 1242375.2559
113 | 2679349.1589 | 1242375.7022 | 2679348.3129 | 1242386.3874 | 2679351.8792 | 1242392.1837 | 2679351.7118 | 1242397.9189
114 | 2679351.7118 | 1242397.9189 | 2679366.2261 | 1242397.9741
115 | 2679384.2252 | 1242398.0426 | 2679366.2261 | 1242397.9741
116 | 2679315.3999 | 1242422.3621 | 2679330.8214 | 1242422.764
117 | 2679315.3999 | 1242422.3621 | 2679129.5204 | 1242433.907
118 | 2679330.8214 | 1242422.764 | 2679347.6247 | 1242423.2019
119 | 2679374.1421 | 1242423.8929 | 2679382.5173 | 1242417.7672 | 2679384.2252 | 1242398.0426
120 | 2679384.2252 | 1242398.0426 | 2679398.508 | 1242399.7587
121 | 2679374.1421 | 1242423.8929 | 2679347.6247 | 1242423.2019
122 | 2679374.1421 | 1242423.8929 | 2679372.4738 | 1242445.3395
123 | 2679371.2934 | 1242460.5143 | 2679372.4738 | 1242445.3395
124 | 2679371.2934 | 1242460.5143 | 2679368.986 | 1242492.2248
125 | 2679458.4345 | 1242273.202 | 2679435.4056 | 1242276.9342
126 | 2679458.4345 | 1242273.202 | 2679467.7398 | 1242272.1591 | 2679473.6985 | 1242272.0499

## bus_geodata
| x | y | coords
0 | 2679597.1019 | 1242256.7777
1 | 2679584.1507 | 1242268.6718
2 | 2679584.7814 | 1242288.4981
3 | 2679582.2799 | 1242298.3484
4 | 2679580.763 | 1242303.1269
5 | 2679521.6433 | 1242224.7583
6 | 2679526.7817 | 1242235.539
7 | 2679515.7199 | 1242224.4787
8 | 2679440.3988 | 1242202.9954
9 | 2679472.9117 | 1242186.3227
10 | 2679473.0382 | 1242198.8096
11 | 2679472.9547 | 1242183.1177
12 | 2679473.0109 | 1242178.9187
13 | 2679430.5427 | 1242177.6604
14 | 2679472.8656 | 1242168.0015
15 | 2679350.8876 | 1242124.6146
16 | 2679345.3864 | 1242124.8354
17 | 2679360.6881 | 1242124.2214
18 | 2679339.8984 | 1242125.0556
19 | 2679366.0245 | 1242122.1994
20 | 2679330.136 | 1242125.4472
21 | 2679371.5479 | 1242122.2297
22 | 2679361.7925 | 1242141.9663
23 | 2679362.3184 | 1242150.4175
24 | 2679330.3114 | 1242130.9869
25 | 2679330.0061 | 1242118.6375
26 | 2679377.0588 | 1242122.2599
27 | 2679351.8846 | 1242152.7187
28 | 2679395.4381 | 1242172.0478
29 | 2679395.6418 | 1242164.1173
30 | 2679395.0103 | 1242188.7041
31 | 2679411.9358 | 1242163.7984
32 | 2679396.479 | 1242140.545
33 | 2679393.8627 | 1242210.1979
34 | 2679430.3899 | 1242163.4372
35 | 2679396.624 | 1242122.3673
36 | 2679381.7669 | 1242144.7968
37 | 2679349.39 | 1242182.6676
38 | 2679321.2338 | 1242197.5352
39 | 2679393.7795 | 1242211.7568
40 | 2679430.7267 | 1242125.3034
41 | 2679381.6813 | 1242122.2853
42 | 2679320.9389 | 1242231.4555
43 | 2679309.7772 | 1242162.1347
44 | 2679392.4493 | 1242236.6705
45 | 2679337.8485 | 1242232.5393
46 | 2679323.0785 | 1242158.9883
47 | 2679338.1694 | 1242232.5599
48 | 2679331.3997 | 1242157.02
49 | 2679352.0548 | 1242278.4716
50 | 2679337.7656 | 1242277.9063
51 | 2679369.0405 | 1242279.5163
52 | 2679335.5574 | 1242277.8189
53 | 2679329.9011 | 1242113.1348
54 | 2679330.8624 | 1242144.1676
55 | 2679321.6928 | 1242131.3308
56 | 2679320.7828 | 1242131.3672
57 | 2679430.9837 | 1242114.7186
58 | 2679430.7946 | 1242122.5085
59 | 2679381.3351 | 1242122.2834
60 | 2679330.9167 | 1242145.4662
61 | 2679392.1096 | 1242243.0333
62 | 2679392.0743 | 1242243.693
63 | 2679390.4055 | 1242280.8305
64 | 2679374.7806 | 1242242.5132
65 | 2679373.1945 | 1242279.7719
66 | 2679407.2494 | 1242280.6692
67 | 2679389.068 | 1242327.6683
68 | 2679388.3735 | 1242337.755
69 | 2679369.1091 | 1242327.0715
70 | 2679428.6853 | 1242278.0233
71 | 2679515.0808 | 1242214.438
72 | 2679514.0906 | 1242198.8805
73 | 2679505.2452 | 1242241.6952
74 | 2679504.735 | 1242248.8924
75 | 2679478.7832 | 1242286.962
76 | 2679508.1042 | 1242271.9605
77 | 2679474.1268 | 1242286.9218
78 | 2679479.403 | 1242312.577
79 | 2679526.2748 | 1242249.3159
80 | 2679524.2342 | 1242261.2927
81 | 2679521.7547 | 1242275.846
82 | 2679519.1882 | 1242290.9094
83 | 2679441.8357 | 1242344.4847
84 | 2679413.9503 | 1242338.7757
85 | 2679469.1096 | 1242347.0976
86 | 2679476.557 | 1242348.7318
87 | 2679472.4816 | 1242323.8429
88 | 2679387.0546 | 1242356.9222
89 | 2679477.1803 | 1242340.9856
90 | 2679473.8985 | 1242309.2064
91 | 2679428.1756 | 1242403.3232
92 | 2679417.705 | 1242446.8141
93 | 2679454.9773 | 1242414.4676
94 | 2679425.4706 | 1242402.9982
95 | 2679447.868 | 1242442.4849
96 | 2679461.006 | 1242396.5148
97 | 2679386.2271 | 1242368.9493
98 | 2679474.2687 | 1242291.7815
99 | 2679417.3416 | 1242451.7698
100 | 2679407.6786 | 1242400.8605
101 | 2679512.8212 | 1242346.5181
102 | 2679520.3412 | 1242320.1266
103 | 2679522.0793 | 1242314.039
104 | 2679352.3322 | 1242334.551
105 | 2679369.0969 | 1242327.0712
106 | 2679349.1589 | 1242375.7022
107 | 2679333.8233 | 1242375.2559
108 | 2679351.7118 | 1242397.9189
109 | 2679366.2261 | 1242397.9741
110 | 2679315.3999 | 1242422.3621
111 | 2679330.8214 | 1242422.764
112 | 2679129.5204 | 1242433.907
113 | 2679384.2252 | 1242398.0426
114 | 2679347.6247 | 1242423.2019
115 | 2679398.508 | 1242399.7587
116 | 2679374.1421 | 1242423.8929
117 | 2679372.4738 | 1242445.3395
118 | 2679371.2934 | 1242460.5143
119 | 2679435.4056 | 1242276.9342
120 | 2679458.4345 | 1242273.202
121 | 2679473.6985 | 1242272.0499
122 | 2679555.9742 | 1242341.9686
123 | 2679518.0315 | 1242300.2656
124 | 2679430.7611 | 1242123.8875
125 | 2679418.5499 | 1242125.0959
126 | 2679368.986 | 1242492.2248
127 | 2679346.5902 | 1242153.8304
128 | 2679390.4055 | 1242280.8305

## line_std_types
| c_nf_per_km | r_ohm_per_km | x_ohm_per_km | max_i_ka | type | q_mm2 | alpha | voltage_rating
NAYY 4x50 SE | 210 | 0.642 | 0.083 | 0.142 | cs | 50 | 0.00403 | LV
NAYY 4x120 SE | 264 | 0.225 | 0.08 | 0.242 | cs | 120 | 0.00403 | LV
NAYY 4x150 SE | 261 | 0.208 | 0.08 | 0.27 | cs | 150 | 0.00403 | LV
NA2XS2Y 1x95 RM/25 12/20 kV | 216 | 0.313 | 0.132 | 0.252 | cs | 95 | 0.00403 | MV
NA2XS2Y 1x185 RM/25 12/20 kV | 273 | 0.161 | 0.117 | 0.362 | cs | 185 | 0.00403 | MV
NA2XS2Y 1x240 RM/25 12/20 kV | 304 | 0.122 | 0.112 | 0.421 | cs | 240 | 0.00403 | MV
NA2XS2Y 1x95 RM/25 6/10 kV | 315 | 0.313 | 0.123 | 0.249 | cs | 95 | 0.00403 | MV
NA2XS2Y 1x185 RM/25 6/10 kV | 406 | 0.161 | 0.11 | 0.358 | cs | 185 | 0.00403 | MV
NA2XS2Y 1x240 RM/25 6/10 kV | 456 | 0.122 | 0.105 | 0.416 | cs | 240 | 0.00403 | MV
NA2XS2Y 1x150 RM/25 12/20 kV | 250 | 0.206 | 0.116 | 0.319 | cs | 150 | 0.00403 | MV
NA2XS2Y 1x120 RM/25 12/20 kV | 230 | 0.253 | 0.119 | 0.283 | cs | 120 | 0.00403 | MV
NA2XS2Y 1x70 RM/25 12/20 kV | 190 | 0.443 | 0.132 | 0.22 | cs | 70 | 0.00403 | MV
NA2XS2Y 1x150 RM/25 6/10 kV | 360 | 0.206 | 0.11 | 0.315 | cs | 150 | 0.00403 | MV
NA2XS2Y 1x120 RM/25 6/10 kV | 340 | 0.253 | 0.113 | 0.28 | cs | 120 | 0.00403 | MV
NA2XS2Y 1x70 RM/25 6/10 kV | 280 | 0.443 | 0.123 | 0.217 | cs | 70 | 0.00403 | MV
N2XS(FL)2Y 1x120 RM/35 64/110 kV | 112 | 0.153 | 0.166 | 0.366 | cs | 120 | 0.00393 | HV
N2XS(FL)2Y 1x185 RM/35 64/110 kV | 125 | 0.099 | 0.156 | 0.457 | cs | 185 | 0.00393 | HV
N2XS(FL)2Y 1x240 RM/35 64/110 kV | 135 | 0.075 | 0.149 | 0.526 | cs | 240 | 0.00393 | HV
N2XS(FL)2Y 1x300 RM/35 64/110 kV | 144 | 0.06 | 0.144 | 0.588 | cs | 300 | 0.00393 | HV
15-AL1/3-ST1A 0.4 | 11 | 1.8769 | 0.35 | 0.105 | ol | 16 | 0.00403 | LV
24-AL1/4-ST1A 0.4 | 11.25 | 1.2012 | 0.335 | 0.14 | ol | 24 | 0.00403 | LV
48-AL1/8-ST1A 0.4 | 12.2 | 0.5939 | 0.3 | 0.21 | ol | 48 | 0.00403 | LV
94-AL1/15-ST1A 0.4 | 13.2 | 0.306 | 0.29 | 0.35 | ol | 94 | 0.00403 | LV
34-AL1/6-ST1A 10.0 | 9.7 | 0.8342 | 0.36 | 0.17 | ol | 34 | 0.00403 | MV
48-AL1/8-ST1A 10.0 | 10.1 | 0.5939 | 0.35 | 0.21 | ol | 48 | 0.00403 | MV
70-AL1/11-ST1A 10.0 | 10.4 | 0.4132 | 0.339 | 0.29 | ol | 70 | 0.00403 | MV
94-AL1/15-ST1A 10.0 | 10.75 | 0.306 | 0.33 | 0.35 | ol | 94 | 0.00403 | MV
122-AL1/20-ST1A 10.0 | 11.1 | 0.2376 | 0.323 | 0.41 | ol | 122 | 0.00403 | MV
149-AL1/24-ST1A 10.0 | 11.25 | 0.194 | 0.315 | 0.47 | ol | 149 | 0.00403 | MV
34-AL1/6-ST1A 20.0 | 9.15 | 0.8342 | 0.382 | 0.17 | ol | 34 | 0.00403 | MV
48-AL1/8-ST1A 20.0 | 9.5 | 0.5939 | 0.372 | 0.21 | ol | 48 | 0.00403 | MV
70-AL1/11-ST1A 20.0 | 9.7 | 0.4132 | 0.36 | 0.29 | ol | 70 | 0.00403 | MV
94-AL1/15-ST1A 20.0 | 10 | 0.306 | 0.35 | 0.35 | ol | 94 | 0.00403 | MV
122-AL1/20-ST1A 20.0 | 10.3 | 0.2376 | 0.344 | 0.41 | ol | 122 | 0.00403 | MV
149-AL1/24-ST1A 20.0 | 10.5 | 0.194 | 0.337 | 0.47 | ol | 149 | 0.00403 | MV
184-AL1/30-ST1A 20.0 | 10.75 | 0.1571 | 0.33 | 0.535 | ol | 184 | 0.00403 | MV
243-AL1/39-ST1A 20.0 | 11 | 0.1188 | 0.32 | 0.645 | ol | 243 | 0.00403 | MV
48-AL1/8-ST1A 110.0 | 8 | 0.5939 | 0.46 | 0.21 | ol | 48 | 0.00403 | HV
70-AL1/11-ST1A 110.0 | 8.4 | 0.4132 | 0.45 | 0.29 | ol | 70 | 0.00403 | HV
94-AL1/15-ST1A 110.0 | 8.65 | 0.306 | 0.44 | 0.35 | ol | 94 | 0.00403 | HV
122-AL1/20-ST1A 110.0 | 8.5 | 0.2376 | 0.43 | 0.41 | ol | 122 | 0.00403 | HV
149-AL1/24-ST1A 110.0 | 8.75 | 0.194 | 0.41 | 0.47 | ol | 149 | 0.00403 | HV
184-AL1/30-ST1A 110.0 | 8.8 | 0.1571 | 0.4 | 0.535 | ol | 184 | 0.00403 | HV
243-AL1/39-ST1A 110.0 | 9 | 0.1188 | 0.39 | 0.645 | ol | 243 | 0.00403 | HV
305-AL1/39-ST1A 110.0 | 9.2 | 0.0949 | 0.38 | 0.74 | ol | 305 | 0.00403 | HV
490-AL1/64-ST1A 110.0 | 9.75 | 0.059 | 0.37 | 0.96 | ol | 490 | 0.00403 | HV
679-AL1/86-ST1A 110.0 | 9.95 | 0.042 | 0.36 | 1.15 | ol | 679 | 0.00403 | HV
490-AL1/64-ST1A 220.0 | 10 | 0.059 | 0.285 | 0.96 | ol | 490 | 0.00403 | HV
679-AL1/86-ST1A 220.0 | 11.7 | 0.042 | 0.275 | 1.15 | ol | 679 | 0.00403 | HV
490-AL1/64-ST1A 380.0 | 11 | 0.059 | 0.253 | 0.96 | ol | 490 | 0.00403 | HV
679-AL1/86-ST1A 380.0 | 14.6 | 0.042 | 0.25 | 1.15 | ol | 679 | 0.00403 | HV

## trafo_std_types
| i0_percent | pfe_kw | vkr_percent | sn_mva | vn_lv_kv | vn_hv_kv | vk_percent | shift_degree | vector_group | tap_side | tap_neutral | tap_min | tap_max | tap_step_degree | tap_step_percent | tap_phase_shifter
160 MVA 380/110 kV | 0.06 | 60 | 0.25 | 160 | 110 | 380 | 12.2 | 0 | Yy0 | hv | 0 | -9 | 9 | 0 | 1.5 | FALSE
100 MVA 220/110 kV | 0.06 | 55 | 0.26 | 100 | 110 | 220 | 12 | 0 | Yy0 | hv | 0 | -9 | 9 | 0 | 1.5 | FALSE
63 MVA 110/20 kV | 0.04 | 22 | 0.32 | 63 | 20 | 110 | 18 | 150 | YNd5 | hv | 0 | -9 | 9 | 0 | 1.5 | FALSE
40 MVA 110/20 kV | 0.05 | 18 | 0.34 | 40 | 20 | 110 | 16.2 | 150 | YNd5 | hv | 0 | -9 | 9 | 0 | 1.5 | FALSE
25 MVA 110/20 kV | 0.07 | 14 | 0.41 | 25 | 20 | 110 | 12 | 150 | YNd5 | hv | 0 | -9 | 9 | 0 | 1.5 | FALSE
63 MVA 110/10 kV | 0.04 | 22 | 0.32 | 63 | 10 | 110 | 18 | 150 | YNd5 | hv | 0 | -9 | 9 | 0 | 1.5 | FALSE
40 MVA 110/10 kV | 0.05 | 18 | 0.34 | 40 | 10 | 110 | 16.2 | 150 | YNd5 | hv | 0 | -9 | 9 | 0 | 1.5 | FALSE
25 MVA 110/10 kV | 0.07 | 14 | 0.41 | 25 | 10 | 110 | 12 | 150 | YNd5 | hv | 0 | -9 | 9 | 0 | 1.5 | FALSE
0.25 MVA 20/0.4 kV | 0.32 | 0.8 | 1.44 | 0.25 | 0.4 | 20 | 6 | 150 | Yzn5 | hv | 0 | -2 | 2 | 0 | 2.5 | FALSE
0.4 MVA 20/0.4 kV | 0.3375 | 1.35 | 1.425 | 0.4 | 0.4 | 20 | 6 | 150 | Dyn5 | hv | 0 | -2 | 2 | 0 | 2.5 | FALSE
0.63 MVA 20/0.4 kV | 0.2619 | 1.65 | 1.206 | 0.63 | 0.4 | 20 | 6 | 150 | Dyn5 | hv | 0 | -2 | 2 | 0 | 2.5 | FALSE
0.25 MVA 10/0.4 kV | 0.24 | 0.6 | 1.2 | 0.25 | 0.4 | 10 | 4 | 150 | Dyn5 | hv | 0 | -2 | 2 | 0 | 2.5 | FALSE
0.4 MVA 10/0.4 kV | 0.2375 | 0.95 | 1.325 | 0.4 | 0.4 | 10 | 4 | 150 | Dyn5 | hv | 0 | -2 | 2 | 0 | 2.5 | FALSE
0.63 MVA 10/0.4 kV | 0.1873 | 1.18 | 1.0794 | 0.63 | 0.4 | 10 | 4 | 150 | Dyn5 | hv | 0 | -2 | 2 | 0 | 2.5 | FALSE

## trafo3w_std_types
| sn_hv_mva | sn_mv_mva | sn_lv_mva | vn_hv_kv | vn_mv_kv | vn_lv_kv | vk_hv_percent | vk_mv_percent | vk_lv_percent | vkr_hv_percent | vkr_mv_percent | vkr_lv_percent | pfe_kw | i0_percent | shift_mv_degree | shift_lv_degree | vector_group | tap_side | tap_neutral | tap_min | tap_max | tap_step_percent
63/25/38 MVA 110/20/10 kV | 63 | 25 | 38 | 110 | 20 | 10 | 10.4 | 10.4 | 10.4 | 0.28 | 0.32 | 0.35 | 35 | 0.89 | 0 | 0 | YN0yn0yn0 | hv | 0 | -10 | 10 | 1.2
63/25/38 MVA 110/10/10 kV | 63 | 25 | 38 | 110 | 10 | 10 | 10.4 | 10.4 | 10.4 | 0.28 | 0.32 | 0.35 | 35 | 0.89 | 0 | 0 | YN0yn0yn0 | hv | 0 | -10 | 10 | 1.2

## fuse_std_types
| fuse_type | i_rated_a | t_avg | t_min | t_total | x_avg | x_min | x_total
HV 100A | HV 100A | 100 | 0 | [10.0, 3.64, 0.854, 0.281, 0.1, 0.0531, 0.022, 0.01] | [10.0, 4.267, 1.21, 0.403, 0.1, 0.058, 0.022, 0.01] | 0 | [300.0, 350.0, 450.0, 550.0, 700.0, 850.0, 1200.0, 1752.0] | [600.0, 700.0, 900.0, 1150.0, 1665.0, 2000.0, 3000.0, 4313.0]
HV 10A | HV 10A | 10 | 0 | [10.0, 1675.0, 0.344, 0.156, 0.1, 0.0417, 0.0171, 0.01] | [10.0, 1.3, 0.3, 0.155, 0.1, 0.0555, 0.023, 0.01] | 0 | [30.0, 32.0, 35.0, 37.0, 39.0, 50.0, 70.0, 88.0] | [60.0, 70.0, 80.0, 87.0, 94.0, 110.0, 150.0, 216.0]
HV 125A | HV 125A | 125 | 0 | [10.0, 1.82, 0.344, 0.1, 0.0467, 0.0269, 0.01] | [10.0, 2.478, 0.426, 0.1, 0.0427, 0.0211, 0.01] | 0 | [375.0, 500.0, 700.0, 925.0, 1200.0, 1500.0, 2341.0] | [750.0, 1000.0, 1500.0, 2200.0, 3000.0, 4000.0, 5765.0]
HV 160A | HV 160A | 160 | 0 | [10.0, 4.15, 1.03, 0.198, 0.1, 0.051, 0.0172, 0.01] | [10.0, 2.3, 0.734, 0.274, 0.1, 0.046, 0.0177, 0.01] | 0 | [480.0, 550.0, 700.0, 1000.0, 1260.0, 1600.0, 2500.0, 3227.0] | [960.0, 1300.0, 1700.0, 2200.0, 2996.0, 4000.0, 6000.0, 7946.0]
HV 16A | HV 16A | 16 | 0 | [10.0, 0.352, 0.164, 0.1, 0.0649, 0.0342, 0.01] | [10.0, 2.34, 0.722, 0.181, 0.1, 0.055, 0.0296, 0.01] | 0 | [48.0, 60.0, 65.0, 71.0, 80.0, 100.0, 162.0] | [96.0, 110.0, 125.0, 150.0, 168.0, 200.0, 250.0, 398.0]
HV 200A | HV 200A | 200 | 0 | [10.0, 4.267, 1.21, 0.403, 0.1, 0.058, 0.022, 0.01] | [10.0, 3.73, 1.654, 0.328, 0.1, 0.0531, 0.019, 0.01] | 0 | [600.0, 700.0, 900.0, 1150.0, 1665.0, 2000.0, 3000.0, 4313.0] | [1200.0, 1500.0, 1800.0, 2700.0, 3960.0, 5000.0, 7500.0, 10620.0]
HV 20A | HV 20A | 20 | 0 | [10.0, 1.3, 0.3, 0.155, 0.1, 0.0555, 0.023, 0.01] | [10.0, 1.3, 0.161, 0.1, 0.0611, 0.0399, 0.0141, 0.01] | 0 | [60.0, 70.0, 80.0, 87.0, 94.0, 110.0, 150.0, 216.0] | [120.0, 150.0, 200.0, 223.0, 260.0, 300.0, 450.0, 532.0]
HV 25A | HV 25A | 25 | 0 | [10.0, 2.512, 0.833, 0.299, 0.1, 0.0372, 0.0223, 0.01] | [10.0, 3.125, 0.597, 0.198, 0.1, 0.0378, 0.022, 0.01] | 0 | [75.0, 82.0, 90.0, 100.0, 124.0, 170.0, 200.0, 289.0] | [150.0, 170.0, 210.0, 250.0, 294.0, 400.0, 500.0, 711.0]
HV 31.5A | HV 31.5A | 31.5 | 0 | [10.0, 2.34, 0.722, 0.181, 0.1, 0.055, 0.0296, 0.01] | [10.0, 2.84, 0.368, 0.164, 0.1, 0.0621, 0.0378, 0.0195, 0.01] | 0 | [95.0, 110.0, 125.0, 150.0, 165.0, 200.0, 250.0, 390.0] | [189.0, 220.0, 300.0, 350.0, 393.0, 450.0, 530.0, 700.0, 960.0]
HV 40A | HV 40A | 40 | 0 | [10.0, 1.3, 0.161, 0.1, 0.0611, 0.0399, 0.0141, 0.01] | [10.0, 2.05, 0.369, 0.198, 0.1, 0.051, 0.0298, 0.01] | 0 | [120.0, 150.0, 200.0, 223.0, 260.0, 300.0, 450.0, 532.0] | [240.0, 300.0, 400.0, 450.0, 530.0, 650.0, 800.0, 1311.0]
HV 50A | HV 50A | 50 | 0 | [10.0, 3.215, 0.597, 0.198, 0.1, 0.0378, 0.022, 0.01] | [10.0, 3.64, 0.854, 0.281, 0.1, 0.0531, 0.022, 0.01] | 0 | [150.0, 170.0, 210.0, 250.0, 294.0, 400.0, 500.0, 711.0] | [300.0, 350.0, 450.0, 550.0, 700.0, 850.0, 1200.0, 1752.0]
HV 6.3A | HV 6.3A | 6.3 | 0 | [10.0, 1.39, 0.344, 0.168, 0.1, 0.056, 0.0263, 0.01] | [10.0, 1.711, 0.516, 0.198, 0.1, 0.0634, 0.0303, 0.01] | 0 | [19.0, 19.5, 20.4, 20.8, 22.0, 25.0, 32.0, 48.0] | [38.0, 40.0, 43.0, 48.0, 53.0, 60.0, 75.0, 118.0]
HV 63A | HV 63A | 63 | 0 | [10.0, 2.84, 0.368, 0.164, 0.1, 0.0621, 0.0378, 0.0195, 0.01] | [10.0, 1.82, 0.344, 0.1, 0.0467, 0.0269, 0.01] | 0 | [189.0, 220.0, 300.0, 350.0, 393.0, 450.0, 530.0, 700.0, 961.0] | [378.0, 500.0, 700.0, 934.0, 1200.0, 1500.0, 2366.0]
HV 80A | HV 80A | 80 | 0 | [10.0, 2.05, 0.369, 0.198, 0.1, 0.051, 0.0298, 0.01] | [10.0, 4.15, 1.03, 0.198, 0.1, 0.051, 0.0172, 0.01] | 0 | [240.0, 300.0, 400.0, 450.0, 530.0, 650.0, 800.0, 1311.0] | [480.0, 550.0, 700.0, 1000.0, 1260.0, 1600.0, 2500.0, 3227.0]
Siemens NH-1-100 | Siemens NH-1-100 | 100 | [5400.0, 2000.0, 400.0, 20.0, 1.0, 0.2, 0.012, 0.004] | 0 | 0 | [150.0, 190.0, 250.0, 430.0, 900.0, 1250.0, 2700.0, 3600.0] | 0 | 0
Siemens NH-1-125 | Siemens NH-1-125 | 125 | [4800.0, 120.0, 7.0, 0.1, 0.004] | 0 | 0 | [180.0, 400.0, 740.0, 2000.0, 4250.0] | 0 | 0
Siemens NH-1-16 | Siemens NH-1-16 | 16 | [4000.0, 400.0, 2.0, 0.1, 0.04, 0.01] | 0 | 0 | [26.0, 35.0, 75.0, 150.0, 200.0, 300.0] | 0 | 0
Siemens NH-1-160 | Siemens NH-1-160 | 160 | [4800.0, 120.0, 7.0, 0.1, 0.004] | 0 | 0 | [210.0, 500.0, 900.0, 2300.0, 5000.0] | 0 | 0
Siemens NH-1-25 | Siemens NH-1-25 | 25 | [4000.0, 1000.0, 10.0, 0.2, 0.02, 0.01] | 0 | 0 | [40.0, 50.0, 100.0, 210.0, 400.0, 500.0] | 0 | 0
Siemens NH-1-50 | Siemens NH-1-50 | 50 | [4000.0, 40.0, 4.0, 1.0, 0.02, 0.01] | 0 | 0 | [86.0, 200.0, 300.0, 400.0, 1000.0, 1280.0] | 0 | 0
Siemens NH-1-63 | Siemens NH-1-63 | 63 | [4000.0, 100.0, 10.0, 2.0, 0.04, 0.01] | 0 | 0 | [100.0, 200.0, 300.0, 400.0, 1000.0, 1500.0] | 0 | 0
Siemens NH-1-80 | Siemens NH-1-80 | 80 | [4800.0, 120.0, 7.0, 0.1, 0.01] | 0 | 0 | [150.58, 250.0, 450.0, 1150.0, 2470.0] | 0 | 0
Siemens NH-2-1000 | Siemens NH-2-1000 | 1000 | [4800.0, 120.0, 7.0, 0.1, 0.004] | 0 | 0 | [1900.0, 3500.0, 8400.0, 24000.0, 52000.0] | 0 | 0
Siemens NH-2-200 | Siemens NH-2-200 | 200 | [4800.0, 120.0, 7.0, 0.1, 0.004] | 0 | 0 | [280.0, 650.0, 1200.0, 3000.0, 7000.0] | 0 | 0
Siemens NH-2-224 | Siemens NH-2-224 | 224 | [4800.0, 120.0, 7.0, 0.2, 0.04, 0.004] | 0 | 0 | [400.0, 750.0, 1453.0, 3025.0, 4315.0, 7600.0] | 0 | 0
Siemens NH-2-250 | Siemens NH-2-250 | 250 | [4800.0, 120.0, 7.0, 0.1, 0.004] | 0 | 0 | [450.0, 800.0, 1650.0, 4000.0, 8500.0] | 0 | 0
Siemens NH-2-315 | Siemens NH-2-315 | 315 | [4800.0, 120.0, 7.0, 0.1, 0.004] | 0 | 0 | [550.0, 920.0, 1900.0, 5000.0, 11000.0] | 0 | 0
Siemens NH-2-355 | Siemens NH-2-355 | 355 | [4800.0, 120.0, 6.0, 0.1, 0.004] | 0 | 0 | [650.0, 1116.27, 2350.0, 5840.0, 12790.0] | 0 | 0
Siemens NH-2-400 | Siemens NH-2-400 | 400 | [4800.0, 120.0, 7.0, 0.1, 0.004] | 0 | 0 | [720.0, 1350.0, 2800.0, 6500.0, 15000.0] | 0 | 0
Siemens NH-2-425 | Siemens NH-2-425 | 425 | [4800.0, 120.0, 7.0, 0.1, 0.004] | 0 | 0 | [850.0, 1500.0, 3050.0, 7500.0, 16500.0] | 0 | 0
Siemens NH-2-630 | Siemens NH-2-630 | 630 | [4800.0, 120.0, 7.0, 0.1, 0.004] | 0 | 0 | [1200.0, 2000.0, 4800.0, 12000.0, 26000.0] | 0 | 0

## res_bus
| vm_pu | va_degree | p_mw | q_mvar
0 | 0.98711 | -0.24649 | 0.00086066 | 0.0002157
1 | 0.98713 | -0.24621 | 0 | 0
2 | 0.98714 | -0.24591 | 0.00099489 | 0.00024934
3 | 0.98716 | -0.24557 | 0.00049993 | 0.00012529
4 | 0.98717 | -0.24536 | 0.00045475 | 0.00011397
5 | 0.98934 | -0.20319 | 0 | 0
6 | 0.98905 | -0.20873 | 0.001236 | 0.00030976
7 | 0.98948 | -0.20046 | 0 | 0
8 | 0.9848 | -0.292 | 0.0077613 | 0.0019452
9 | 0.98514 | -0.28545 | 0 | 0
10 | 0.9851 | -0.28623 | 0.0034853 | 0.00087349
11 | 0.98517 | -0.2848 | 0.0028153 | 0.00070559
12 | 0.98522 | -0.28374 | 0 | 0
13 | 0.98592 | -0.27015 | 0.0031343 | 0.00078554
14 | 0.98519 | -0.28443 | 0.0035568 | 0.00089141
15 | 0.98292 | -0.32847 | 0.0018763 | 0.00047025
16 | 0.98268 | -0.33312 | 0.0017983 | 0.0004507
17 | 0.98336 | -0.31985 | 0 | 0
18 | 0.98245 | -0.33758 | 0.0018641 | 0.0004672
19 | 0.98363 | -0.31445 | 0.0018928 | 0.00047438
20 | 0.98206 | -0.3452 | 0 | 0
21 | 0.98389 | -0.30942 | 0.0017937 | 0.00044953
22 | 0.98091 | -0.36772 | 0.0017417 | 0.0004365
23 | 0.98092 | -0.36746 | 0 | 0
24 | 0.98186 | -0.34916 | 0 | 0
25 | 0.98204 | -0.34566 | 0.0018013 | 0.00045144
26 | 0.98416 | -0.30422 | 0.0018815 | 0.00047154
27 | 0.98094 | -0.36712 | 0.0018639 | 0.00046714
28 | 0.98825 | -0.22492 | 0.010306 | 0.0025828
29 | 0.9875 | -0.23952 | 0 | 0
30 | 0.98999 | -0.19127 | 0 | 0
31 | 0.98686 | -0.25187 | 0.003093 | 0.00077518
32 | 0.98617 | -0.26515 | 0 | 0
33 | 0.99224 | -0.14797 | 0.0092116 | 0.0023086
34 | 0.98619 | -0.26486 | 0.0061859 | 0.0015503
35 | 0.9852 | -0.28409 | 0 | 0
36 | 0.98614 | -0.26586 | 0.0025985 | 0.00065124
37 | 0.97923 | -0.40066 | 0.010353 | 0.0025946
38 | 0.97965 | -0.39231 | 0 | 0
39 | 0.99242 | -0.14458 | 0.0072622 | 0.0018201
40 | 0.98576 | -0.27329 | 0 | 0
41 | 0.98439 | -0.2997 | 0.0017956 | 0.00045003
42 | 0.9792 | -0.40122 | 0 | 0
43 | 0.98051 | -0.3755 | 0 | 0
44 | 0.9954 | -0.087424 | 0.0022044 | 0.00055247
45 | 0.97897 | -0.40567 | 0.0078521 | 0.0019679
46 | 0.98082 | -0.36936 | 0.0018719 | 0.00046913
47 | 0.97897 | -0.40571 | 0.0065959 | 0.0016531
48 | 0.98103 | -0.36522 | 0 | 0
49 | 0.99793 | -0.039449 | 0 | 0
50 | 0.99775 | -0.042945 | 0.0073431 | 0.0018404
51 | 0.99815 | -0.035291 | 0.0078856 | 0.0019763
52 | 0.99774 | -0.043201 | 0.0066212 | 0.0016594
53 | 0.98203 | -0.34584 | 0.0018801 | 0.00047119
54 | 0.98142 | -0.35769 | 0.0017868 | 0.00044782
55 | 0.98183 | -0.34974 | 0.0018813 | 0.0004715
56 | 0.98182 | -0.34977 | 0.0018401 | 0.00046118
57 | 0.98572 | -0.27406 | 0.0030583 | 0.00076648
58 | 0.98574 | -0.27363 | 0.0010063 | 0.0002522
59 | 0.98437 | -0.30005 | 0.0020243 | 0.00050735
60 | 0.98138 | -0.35849 | 0.0018078 | 0.00045309
61 | 0.99618 | -0.072634 | 0.002201 | 0.00055163
62 | 0.99626 | -0.071077 | 0 | 0
63 | 0.99868 | -0.02502 | 0 | 0
64 | 0.99615 | -0.07326 | 0.0071708 | 0.0017972
65 | 0.99823 | -0.0337 | 0.0069386 | 0.001739
66 | 1 | 0 | -0.38679 | -0.098766
67 | 0.97885 | -0.40545 | 0 | 0
68 | 0.9792 | -0.39855 | 0 | 0
69 | 0.97815 | -0.41911 | 0.01268 | 0.0031779
70 | 0.9979 | -0.039538 | 0.0032666 | 0.0008187
71 | 0.98943 | -0.20135 | 0.00051708 | 0.00012959
72 | 0.98937 | -0.2026 | 0.0044712 | 0.0011206
73 | 0.99005 | -0.18938 | 0 | 0
74 | 0.99026 | -0.18542 | 0.0006469 | 0.00016213
75 | 0.99217 | -0.14836 | 0 | 0
76 | 0.99099 | -0.17127 | 0.0057098 | 0.001431
77 | 0.99234 | -0.14512 | 0 | 0
78 | 0.99212 | -0.1493 | 0.0020742 | 0.00051985
79 | 0.98874 | -0.21485 | 0.00046543 | 0.00011665
80 | 0.98847 | -0.2201 | 0.00062152 | 0.00015577
81 | 0.98815 | -0.22632 | 0.0006608 | 0.00016561
82 | 0.98783 | -0.23258 | 0.00062282 | 0.00015609
83 | 0.98618 | -0.26306 | 0.0063009 | 0.0015792
84 | 0.98235 | -0.3372 | 0.0063143 | 0.0015825
85 | 0.98803 | -0.22756 | 0 | 0
86 | 0.98799 | -0.22829 | 0 | 0
87 | 0.98967 | -0.1961 | 0.003552 | 0.00089021
88 | 0.97751 | -0.43167 | 0.0063125 | 0.0015821
89 | 0.98795 | -0.22904 | 0.0053774 | 0.0013477
90 | 0.99072 | -0.17599 | 0.0017594 | 0.00044094
91 | 0.97284 | -0.52351 | 0 | 0
92 | 0.97259 | -0.52832 | 0 | 0
93 | 0.972 | -0.5401 | 0 | 0
94 | 0.97291 | -0.52199 | 0.0058385 | 0.0014633
95 | 0.97163 | -0.54741 | 0.013686 | 0.0034301
96 | 0.9718 | -0.54396 | 0.011035 | 0.0027655
97 | 0.97651 | -0.45112 | 0.010891 | 0.0027294
98 | 0.99198 | -0.15191 | 0.0021101 | 0.00052883
99 | 0.97257 | -0.52882 | 0.0055109 | 0.0013812
100 | 0.97352 | -0.51009 | 0.00090788 | 0.00022754
101 | 0.98713 | -0.24623 | 0.0081312 | 0.0020379
102 | 0.98733 | -0.24224 | 0.0055028 | 0.0013791
103 | 0.98741 | -0.2407 | 0 | 0
104 | 0.9779 | -0.4241 | 0.012169 | 0.0030499
105 | 0.97815 | -0.41912 | 0.012725 | 0.0031891
106 | 0.9736 | -0.50848 | 0 | 0
107 | 0.97343 | -0.51189 | 0.012099 | 0.0030324
108 | 0.97386 | -0.5033 | 0 | 0
109 | 0.97402 | -0.50008 | 0.010801 | 0.0027069
110 | 0.97395 | -0.50158 | 0 | 0
111 | 0.97396 | -0.5014 | 0.0014391 | 0.00036067
112 | 0.97384 | -0.5038 | 0.0006438 | 0.00016135
113 | 0.97441 | -0.49251 | 0 | 0
114 | 0.97399 | -0.50075 | 0.0014407 | 0.00036107
115 | 0.97383 | -0.50381 | 0.0058096 | 0.001456
116 | 0.97408 | -0.49903 | 0 | 0
117 | 0.97391 | -0.50229 | 0.00053508 | 0.0001341
118 | 0.9738 | -0.50445 | 0 | 0
119 | 0.99725 | -0.051814 | 0.0064318 | 0.001612
120 | 0.9951 | -0.09268 | 0.0024357 | 0.00061044
121 | 0.9937 | -0.11921 | 0 | 0
122 | 0.98729 | -0.24301 | 0 | 0
123 | 0.98763 | -0.23634 | 0.0058691 | 0.0014709
124 | 0.98575 | -0.27353 | 0.0052241 | 0.0013093
125 | 0.98573 | -0.27396 | 0.0030453 | 0.00076322
126 | 0.97357 | -0.50896 | 0.00771 | 0.0019323
127 | 0.98096 | -0.36677 | 0.0018797 | 0.00047109
128 | 0.99998 | 149.9956 | 0 | 0

## res_line
| p_from_mw | q_from_mvar | p_to_mw | q_to_mvar | pl_mw | ql_mvar | i_from_ka | i_to_ka | i_ka | vm_from_pu | va_from_degree | vm_to_pu | va_to_degree | loading_percent
0 | -0.00086066 | -0.0002157 | 0.00086068 | 0.00021548 | 1.1423e-08 | -2.2404e-07 | 0.0012974 | 0.0012973 | 0.0012974 | 0.98711 | -0.24649 | 0.98713 | -0.24621 | 0.35643
1 | -0.00086068 | -0.00021548 | 0.00086069 | 0.00021523 | 1.2593e-08 | -2.4703e-07 | 0.0012973 | 0.0012972 | 0.0012973 | 0.98713 | -0.24621 | 0.98714 | -0.24591 | 0.35641
2 | -0.0018556 | -0.00046457 | 0.0018556 | 0.00046446 | 2.9909e-08 | -1.1121e-07 | 0.0027969 | 0.0027969 | 0.0027969 | 0.98714 | -0.24591 | 0.98716 | -0.24557 | 0.76838
3 | -0.0023555 | -0.00058976 | 0.0023556 | 0.00058971 | 2.3699e-08 | -4.8928e-08 | 0.0035504 | 0.0035504 | 0.0035504 | 0.98716 | -0.24557 | 0.98717 | -0.24536 | 0.9754
4 | -0.0028103 | -0.00070368 | 0.0028106 | 0.00070328 | 3.1395e-07 | -3.9571e-07 | 0.0042359 | 0.0042357 | 0.0042359 | 0.98717 | -0.24536 | 0.98729 | -0.24301 | 1.1637
5 | 0.025964 | 0.0065212 | -0.025958 | -0.006517 | 6.8645e-06 | 4.2392e-06 | 0.039057 | 0.039057 | 0.039057 | 0.98934 | -0.20319 | 0.98905 | -0.20873 | 10.7299
6 | -0.025964 | -0.0065212 | 0.025968 | 0.0065233 | 3.3819e-06 | 2.0885e-06 | 0.039057 | 0.039057 | 0.039057 | 0.98934 | -0.20319 | 0.98948 | -0.20046 | 10.7299
7 | 0.024722 | 0.0062072 | -0.024714 | -0.0062028 | 7.216e-06 | 4.4398e-06 | 0.037197 | 0.037197 | 0.037197 | 0.98905 | -0.20873 | 0.98874 | -0.21485 | 10.2191
8 | -0.030957 | -0.0077735 | 0.030973 | 0.0077837 | 1.6371e-05 | 1.0219e-05 | 0.046559 | 0.046559 | 0.046559 | 0.98948 | -0.20046 | 0.99005 | -0.18938 | 12.7909
9 | 0.0049888 | 0.0012502 | -0.0049886 | -0.0012502 | 2.1235e-07 | 6.6807e-09 | 0.0075022 | 0.0075023 | 0.0075023 | 0.98948 | -0.20046 | 0.98943 | -0.20135 | 2.0611
10 | -0.0077613 | -0.0019452 | 0.0077637 | 0.0019461 | 2.4232e-06 | 9.5279e-07 | 0.011727 | 0.011727 | 0.011727 | 0.9848 | -0.292 | 0.98514 | -0.28545 | 3.2218
11 | 0.0034854 | 0.00087342 | -0.0034853 | -0.00087349 | 1.2979e-07 | -7.5923e-08 | 0.0052645 | 0.0052646 | 0.0052646 | 0.98514 | -0.28545 | 0.9851 | -0.28623 | 1.4463
12 | -0.011249 | -0.0028195 | 0.011249 | 0.0028197 | 3.4702e-07 | 1.8128e-07 | 0.016992 | 0.016991 | 0.016992 | 0.98514 | -0.28545 | 0.98517 | -0.2848 | 4.668
13 | -0.014065 | -0.0035253 | 0.014066 | 0.0035257 | 7.1068e-07 | 4.0136e-07 | 0.021244 | 0.021244 | 0.021244 | 0.98517 | -0.2848 | 0.98522 | -0.28374 | 5.8362
14 | -0.017622 | -0.0044171 | 0.017634 | 0.0044238 | 1.1415e-05 | 6.758e-06 | 0.026616 | 0.026616 | 0.026616 | 0.98522 | -0.28374 | 0.98592 | -0.27015 | 7.312
15 | 0.0035569 | 0.00089135 | -0.0035568 | -0.00089141 | 1.1816e-07 | -6.341e-08 | 0.0053721 | 0.0053721 | 0.0053721 | 0.98522 | -0.28374 | 0.98519 | -0.28443 | 1.4759
16 | -0.020768 | -0.0052094 | 0.020773 | 0.0052125 | 5.2411e-06 | 3.1729e-06 | 0.031346 | 0.031346 | 0.031346 | 0.98592 | -0.27015 | 0.98619 | -0.26486 | 8.6116
17 | 0.046934 | 0.011804 | -0.046923 | -0.011798 | 1.0427e-05 | 6.6038e-06 | 0.071067 | 0.071067 | 0.071067 | 0.98292 | -0.32847 | 0.98268 | -0.33312 | 19.5239
18 | -0.04881 | -0.012275 | 0.04883 | 0.012287 | 2.0091e-05 | 1.2734e-05 | 0.073907 | 0.073907 | 0.073907 | 0.98292 | -0.32847 | 0.98336 | -0.31985 | 20.3042
19 | 0.045125 | 0.011347 | -0.045115 | -0.011341 | 9.6203e-06 | 6.0874e-06 | 0.068344 | 0.068344 | 0.068344 | 0.98268 | -0.33312 | 0.98245 | -0.33758 | 18.7758
20 | -0.04883 | -0.012287 | 0.048843 | 0.012295 | 1.2609e-05 | 7.9918e-06 | 0.073907 | 0.073907 | 0.073907 | 0.98336 | -0.31985 | 0.98363 | -0.31445 | 20.3042
21 | 0.043251 | 0.010874 | -0.043235 | -0.010864 | 1.5729e-05 | 9.9427e-06 | 0.06552 | 0.06552 | 0.06552 | 0.98245 | -0.33758 | 0.98206 | -0.3452 | 18.0001
22 | -0.050736 | -0.01277 | 0.050748 | 0.012778 | 1.2208e-05 | 7.7428e-06 | 0.076771 | 0.076771 | 0.076771 | 0.98363 | -0.31445 | 0.98389 | -0.30942 | 21.0909
23 | 0.039554 | 0.0099414 | -0.039547 | -0.0099367 | 7.4687e-06 | 4.7098e-06 | 0.059942 | 0.059942 | 0.059942 | 0.98206 | -0.3452 | 0.98186 | -0.34916 | 16.4677
24 | 0.0036814 | 0.00092254 | -0.0036814 | -0.00092257 | 7.9472e-08 | -3.5314e-08 | 0.0055781 | 0.0055781 | 0.0055781 | 0.98206 | -0.3452 | 0.98204 | -0.34566 | 1.5324
25 | -0.052541 | -0.013227 | 0.052554 | 0.013235 | 1.3056e-05 | 8.2859e-06 | 0.079483 | 0.079483 | 0.079483 | 0.98389 | -0.30942 | 0.98416 | -0.30422 | 21.8361
26 | -0.0017417 | -0.0004365 | 0.0017417 | 0.00043641 | 2.2165e-08 | -9.2702e-08 | 0.0026421 | 0.002642 | 0.0026421 | 0.98091 | -0.36772 | 0.98092 | -0.36746 | 0.72585
27 | -0.0017417 | -0.00043641 | 0.0017417 | 0.00043629 | 2.7971e-08 | -1.1699e-07 | 0.002642 | 0.002642 | 0.002642 | 0.98092 | -0.36746 | 0.98094 | -0.36712 | 0.72583
28 | 0.035825 | 0.009004 | -0.03581 | -0.0089949 | 1.4588e-05 | 9.1694e-06 | 0.054302 | 0.054302 | 0.054302 | 0.98186 | -0.34916 | 0.98142 | -0.35769 | 14.9183
29 | 0.0037215 | 0.00093263 | -0.0037214 | -0.00093267 | 1.0289e-07 | -4.3237e-08 | 0.00564 | 0.00564 | 0.00564 | 0.98186 | -0.34916 | 0.98183 | -0.34974 | 1.5495
30 | 0.0018801 | 0.00047113 | -0.0018801 | -0.00047119 | 1.6749e-08 | -5.8913e-08 | 0.0028487 | 0.0028488 | 0.0028488 | 0.98204 | -0.34566 | 0.98203 | -0.34584 | 0.78263
31 | -0.054436 | -0.013707 | 0.054447 | 0.013714 | 1.0869e-05 | 6.902e-06 | 0.082328 | 0.082328 | 0.082328 | 0.98416 | -0.30422 | 0.98437 | -0.30005 | 22.6176
32 | -0.0036056 | -0.00090343 | 0.0036057 | 0.0009034 | 6.0687e-08 | -2.9455e-08 | 0.0054694 | 0.0054694 | 0.0054694 | 0.98094 | -0.36712 | 0.98096 | -0.36677 | 1.5026
33 | 0.10355 | 0.026141 | -0.10348 | -0.026095 | 7.2384e-05 | 4.6224e-05 | 0.15598 | 0.15598 | 0.15598 | 0.98825 | -0.22492 | 0.9875 | -0.23952 | 42.853
34 | -0.11386 | -0.028724 | 0.11404 | 0.028841 | 0.00018378 | 0.0001174 | 0.1715 | 0.1715 | 0.1715 | 0.98825 | -0.22492 | 0.98999 | -0.19127 | 47.1159
35 | 0.042441 | 0.010663 | -0.042416 | -0.010647 | 2.5002e-05 | 1.5793e-05 | 0.063962 | 0.063962 | 0.063962 | 0.9875 | -0.23952 | 0.98686 | -0.25187 | 17.5719
36 | 0.061038 | 0.015432 | -0.060963 | -0.015384 | 7.4912e-05 | 4.7642e-05 | 0.092023 | 0.092023 | 0.092023 | 0.9875 | -0.23952 | 0.98617 | -0.26515 | 25.2811
37 | -0.11404 | -0.028841 | 0.11428 | 0.028993 | 0.00023741 | 0.00015166 | 0.1715 | 0.1715 | 0.1715 | 0.98999 | -0.19127 | 0.99224 | -0.14797 | 47.1159
38 | 0.039323 | 0.009872 | -0.039299 | -0.0098566 | 2.4338e-05 | 1.5341e-05 | 0.059298 | 0.059298 | 0.059298 | 0.98686 | -0.25187 | 0.98619 | -0.26486 | 16.2907
39 | 0.058364 | 0.014733 | -0.058311 | -0.014699 | 5.292e-05 | 3.3637e-05 | 0.088102 | 0.088102 | 0.088102 | 0.98617 | -0.26515 | 0.9852 | -0.28409 | 24.2039
40 | 0.0025986 | 0.0006511 | -0.0025985 | -0.00065124 | 8.8288e-08 | -1.3888e-07 | 0.0039209 | 0.003921 | 0.003921 | 0.98617 | -0.26515 | 0.98614 | -0.26586 | 1.0772
41 | -0.12349 | -0.031302 | 0.12351 | 0.031314 | 2.0105e-05 | 1.2847e-05 | 0.18532 | 0.18532 | 0.18532 | 0.99224 | -0.14797 | 0.99242 | -0.14458 | 50.9109
42 | 0.012339 | 0.0030938 | -0.012334 | -0.0030911 | 4.9581e-06 | 2.6867e-06 | 0.018618 | 0.018619 | 0.018619 | 0.98619 | -0.26486 | 0.98576 | -0.27329 | 5.115
43 | 0.058311 | 0.014699 | -0.058268 | -0.014672 | 4.3495e-05 | 2.7647e-05 | 0.088102 | 0.088102 | 0.088102 | 0.9852 | -0.28409 | 0.98439 | -0.2997 | 24.204
44 | -0.010353 | -0.0025946 | 0.010357 | 0.0025967 | 4.1212e-06 | 2.0787e-06 | 0.015732 | 0.015732 | 0.015732 | 0.97923 | -0.40066 | 0.97965 | -0.39231 | 4.3219
45 | 0.014457 | 0.0036263 | -0.014451 | -0.0036228 | 6.1355e-06 | 3.4998e-06 | 0.02196 | 0.021961 | 0.021961 | 0.97965 | -0.39231 | 0.9792 | -0.40122 | 6.0331
46 | -0.024814 | -0.006223 | 0.024834 | 0.0062352 | 1.9896e-05 | 1.2263e-05 | 0.037692 | 0.037692 | 0.037692 | 0.97965 | -0.39231 | 0.98051 | -0.3755 | 10.355
47 | -0.13077 | -0.033134 | 0.13113 | 0.033365 | 0.00036017 | 0.00023018 | 0.1962 | 0.1962 | 0.1962 | 0.99242 | -0.14458 | 0.9954 | -0.087424 | 53.9024
48 | 0.0030454 | 0.00076312 | -0.0030453 | -0.00076322 | 9.6229e-08 | -9.3211e-08 | 0.004597 | 0.004597 | 0.004597 | 0.98576 | -0.27329 | 0.98573 | -0.27396 | 1.2629
49 | 0.0092889 | 0.002328 | -0.0092888 | -0.0023279 | 1.0443e-07 | 4.8776e-08 | 0.014022 | 0.014022 | 0.014022 | 0.98576 | -0.27329 | 0.98575 | -0.27353 | 3.8521
50 | 0.056472 | 0.014222 | -0.056471 | -0.014221 | 9.4662e-07 | 6.0144e-07 | 0.085388 | 0.085388 | 0.085388 | 0.98439 | -0.2997 | 0.98437 | -0.30005 | 23.4583
51 | 0.014451 | 0.0036228 | -0.014448 | -0.003621 | 3.0644e-06 | 1.7481e-06 | 0.021961 | 0.021961 | 0.021961 | 0.9792 | -0.40122 | 0.97897 | -0.40567 | 6.0332
52 | -0.024834 | -0.0062352 | 0.024841 | 0.0062397 | 7.2819e-06 | 4.488e-06 | 0.037692 | 0.037692 | 0.037692 | 0.98051 | -0.3755 | 0.98082 | -0.36936 | 10.3549
53 | -0.13334 | -0.033917 | 0.13343 | 0.033978 | 9.5101e-05 | 6.0781e-05 | 0.1995 | 0.1995 | 0.1995 | 0.9954 | -0.087424 | 0.99618 | -0.072634 | 54.8076
54 | 0.0065959 | 0.0016531 | -0.0065959 | -0.0016531 | 1.212e-08 | 3.7135e-09 | 0.010026 | 0.010026 | 0.010026 | 0.97897 | -0.40567 | 0.97897 | -0.40571 | 2.7543
55 | -0.026713 | -0.0067089 | 0.026718 | 0.0067121 | 5.2677e-06 | 3.2634e-06 | 0.040532 | 0.040532 | 0.040532 | 0.98082 | -0.36936 | 0.98103 | -0.36522 | 11.1351
56 | -0.032204 | -0.0080867 | 0.032214 | 0.0080932 | 1.0349e-05 | 6.4774e-06 | 0.048852 | 0.048852 | 0.048852 | 0.98103 | -0.36522 | 0.98138 | -0.35849 | 13.4209
57 | 0.0054858 | 0.0013746 | -0.0054854 | -0.0013745 | 4.0298e-07 | 6.1941e-08 | 0.0083206 | 0.0083207 | 0.0083207 | 0.98103 | -0.36522 | 0.98096 | -0.36677 | 2.2859
58 | 0.013967 | 0.0035011 | -0.013964 | -0.0034998 | 2.3259e-06 | 1.3018e-06 | 0.020826 | 0.020826 | 0.020826 | 0.99793 | -0.039449 | 0.99775 | -0.042945 | 5.7214
59 | -0.013967 | -0.0035011 | 0.013969 | 0.0035027 | 2.7679e-06 | 1.549e-06 | 0.020826 | 0.020826 | 0.020826 | 0.99793 | -0.039449 | 0.99815 | -0.035291 | 5.7214
60 | 0.0066213 | 0.0016594 | -0.0066212 | -0.0016594 | 8.0811e-08 | 2.2856e-08 | 0.0098747 | 0.0098747 | 0.0098747 | 0.99775 | -0.042945 | 0.99774 | -0.043201 | 2.7128
61 | -0.021855 | -0.005479 | 0.021857 | 0.00548 | 1.6568e-06 | 1.0059e-06 | 0.032582 | 0.032582 | 0.032582 | 0.99815 | -0.035291 | 0.99823 | -0.0337 | 8.951
62 | 0.034024 | 0.0085471 | -0.034022 | -0.0085462 | 1.2974e-06 | 8.1389e-07 | 0.051593 | 0.051593 | 0.051593 | 0.98142 | -0.35769 | 0.98138 | -0.35849 | 14.174
63 | 0.0018401 | 0.00046117 | -0.0018401 | -0.00046118 | 2.6562e-09 | -9.8177e-09 | 0.0027888 | 0.0027888 | 0.0027888 | 0.98183 | -0.34974 | 0.98182 | -0.34977 | 0.76616
64 | -0.0030583 | -0.00076648 | 0.0030584 | 0.00076642 | 6.2281e-08 | -5.9471e-08 | 0.0046167 | 0.0046167 | 0.0046167 | 0.98572 | -0.27406 | 0.98574 | -0.27363 | 1.2683
65 | -0.0040647 | -0.0010186 | 0.0040647 | 0.0010186 | 1.9474e-08 | -5.1211e-09 | 0.0061358 | 0.0061357 | 0.0061358 | 0.98574 | -0.27363 | 0.98575 | -0.27353 | 1.6856
66 | -0.13563 | -0.03453 | 0.13564 | 0.034536 | 1.0187e-05 | 6.511e-06 | 0.20279 | 0.20279 | 0.20279 | 0.99618 | -0.072634 | 0.99626 | -0.071077 | 55.7108
67 | -0.14281 | -0.036333 | 0.14313 | 0.036536 | 0.00031776 | 0.0002024 | 0.2135 | 0.2135 | 0.2135 | 0.99626 | -0.071077 | 0.99868 | -0.02502 | 29.3268
68 | 0.0071716 | 0.0017974 | -0.0071708 | -0.0017972 | 7.4582e-07 | 2.5164e-07 | 0.010711 | 0.010712 | 0.010712 | 0.99626 | -0.071077 | 0.99615 | -0.07326 | 2.9427
69 | 0.028807 | 0.0072264 | -0.028795 | -0.007219 | 1.1914e-05 | 7.3996e-06 | 0.042924 | 0.042925 | 0.042925 | 0.99868 | -0.02502 | 0.99823 | -0.0337 | 11.7925
70 | -0.17194 | -0.043762 | 0.17215 | 0.043895 | 0.00020767 | 0.00013247 | 0.25642 | 0.25642 | 0.25642 | 0.99868 | -0.02502 | 1 | 0 | 35.2229
71 | 0.213 | 0.054871 | -0.21259 | -0.05461 | 0.00040904 | 0.00026122 | 0.31747 | 0.31747 | 0.31747 | 1 | 0 | 0.9979 | -0.039538 | 43.6086
72 | -0.037601 | -0.0094339 | 0.037614 | 0.0094417 | 1.2391e-05 | 7.8033e-06 | 0.057164 | 0.057164 | 0.057164 | 0.97885 | -0.40545 | 0.9792 | -0.39855 | 15.7045
73 | 0.037601 | 0.0094339 | -0.037577 | -0.0094185 | 2.4469e-05 | 1.5409e-05 | 0.057164 | 0.057164 | 0.057164 | 0.97885 | -0.40545 | 0.97815 | -0.41911 | 15.7045
74 | 0.095154 | 0.024032 | -0.095003 | -0.023936 | 0.00015078 | 9.6257e-05 | 0.14466 | 0.14466 | 0.14466 | 0.9792 | -0.39855 | 0.97751 | -0.43167 | 39.743
75 | -0.13277 | -0.033474 | 0.13316 | 0.033724 | 0.00039101 | 0.00024992 | 0.20183 | 0.20183 | 0.20183 | 0.9792 | -0.39855 | 0.98235 | -0.3372 | 55.4474
76 | 0.024897 | 0.0062406 | -0.024897 | -0.0062406 | 6.5371e-09 | 4.0279e-09 | 0.037875 | 0.037875 | 0.037875 | 0.97815 | -0.41911 | 0.97815 | -0.41912 | 10.4052
77 | 0.20932 | 0.053791 | -0.2092 | -0.053711 | 0.00012474 | 7.9654e-05 | 0.3126 | 0.3126 | 0.3126 | 0.9979 | -0.039538 | 0.99725 | -0.051814 | 42.9395
78 | 0.0044715 | 0.0011206 | -0.0044712 | -0.0011206 | 2.6436e-07 | -3.1016e-08 | 0.0067246 | 0.0067247 | 0.0067247 | 0.98943 | -0.20135 | 0.98937 | -0.2026 | 1.8474
79 | -0.030973 | -0.0077837 | 0.030979 | 0.0077873 | 5.8653e-06 | 3.661e-06 | 0.046559 | 0.046559 | 0.046559 | 0.99005 | -0.18938 | 0.99026 | -0.18542 | 12.7909
80 | -0.031626 | -0.0079495 | 0.031647 | 0.0079628 | 2.1377e-05 | 1.3357e-05 | 0.047531 | 0.047531 | 0.047531 | 0.99026 | -0.18542 | 0.99099 | -0.17127 | 13.058
81 | 0.037398 | 0.0094196 | -0.037357 | -0.0093938 | 4.0932e-05 | 2.5749e-05 | 0.056104 | 0.056104 | 0.056104 | 0.99217 | -0.14836 | 0.99099 | -0.17127 | 15.4133
82 | -0.039472 | -0.0099392 | 0.039478 | 0.009943 | 6.1051e-06 | 3.8473e-06 | 0.059215 | 0.059215 | 0.059215 | 0.99217 | -0.14836 | 0.99234 | -0.14512 | 16.2679
83 | 0.0020743 | 0.00051958 | -0.0020742 | -0.00051985 | 9.3015e-08 | -2.7146e-07 | 0.0031108 | 0.003111 | 0.003111 | 0.99217 | -0.14836 | 0.99212 | -0.1493 | 0.85466
84 | 0.15994 | 0.040966 | -0.15989 | -0.040932 | 5.2571e-05 | 3.352e-05 | 0.24015 | 0.24015 | 0.24015 | 0.99234 | -0.14512 | 0.99198 | -0.15191 | 32.9871
85 | -0.19942 | -0.050909 | 0.19967 | 0.051069 | 0.00025003 | 0.00015963 | 0.29936 | 0.29936 | 0.29936 | 0.99234 | -0.14512 | 0.9937 | -0.11921 | 41.121
86 | 0.024249 | 0.0060861 | -0.024243 | -0.0060824 | 6.0687e-06 | 3.7282e-06 | 0.036497 | 0.036497 | 0.036497 | 0.98874 | -0.21485 | 0.98847 | -0.2201 | 10.0267
87 | 0.023621 | 0.0059266 | -0.023614 | -0.0059223 | 7.0011e-06 | 4.2915e-06 | 0.035561 | 0.035561 | 0.035561 | 0.98847 | -0.2201 | 0.98815 | -0.22632 | 9.7696
88 | 0.022954 | 0.0057567 | -0.022947 | -0.0057525 | 6.8467e-06 | 4.1862e-06 | 0.034566 | 0.034566 | 0.034566 | 0.98815 | -0.22632 | 0.98783 | -0.23258 | 9.4963
89 | 0.022324 | 0.0055965 | -0.02232 | -0.005594 | 4.0038e-06 | 2.4416e-06 | 0.033628 | 0.033628 | 0.033628 | 0.98783 | -0.23258 | 0.98763 | -0.23634 | 9.2385
90 | 0.13997 | 0.035625 | -0.13947 | -0.035306 | 0.00049835 | 0.00031856 | 0.21139 | 0.21139 | 0.21139 | 0.98618 | -0.26306 | 0.98235 | -0.3372 | 58.075
91 | -0.14627 | -0.037204 | 0.14652 | 0.037364 | 0.00025068 | 0.00015974 | 0.2209 | 0.2209 | 0.2209 | 0.98618 | -0.26306 | 0.98803 | -0.22756 | 30.3434
92 | 0.0053777 | 0.0013477 | -0.0053776 | -0.0013477 | 1.8702e-07 | 2.2326e-08 | 0.0080991 | 0.0080991 | 0.0080991 | 0.98803 | -0.22756 | 0.98799 | -0.22829 | 2.225
93 | -0.1519 | -0.038711 | 0.15213 | 0.038859 | 0.00023105 | 0.00014727 | 0.229 | 0.229 | 0.229 | 0.98803 | -0.22756 | 0.98967 | -0.1961 | 31.4559
94 | 0.0053776 | 0.0013477 | -0.0053774 | -0.0013477 | 1.9116e-07 | 2.2828e-08 | 0.0080991 | 0.0080992 | 0.0080992 | 0.98799 | -0.22829 | 0.98795 | -0.22904 | 2.225
95 | -0.15568 | -0.039749 | 0.15584 | 0.039845 | 0.00015146 | 9.6557e-05 | 0.23434 | 0.23434 | 0.23434 | 0.98967 | -0.1961 | 0.99072 | -0.17599 | 32.1894
96 | 0.088691 | 0.022354 | -0.088608 | -0.022301 | 8.2459e-05 | 5.2623e-05 | 0.13506 | 0.13506 | 0.13506 | 0.97751 | -0.43167 | 0.97651 | -0.45112 | 37.1031
97 | -0.15759 | -0.040286 | 0.15778 | 0.040404 | 0.00018381 | 0.00011719 | 0.23698 | 0.23698 | 0.23698 | 0.99072 | -0.17599 | 0.99198 | -0.15191 | 32.5524
98 | 0.0055123 | 0.0013814 | -0.0055111 | -0.0013812 | 1.2628e-06 | 2.202e-07 | 0.0084314 | 0.0084317 | 0.0084317 | 0.97284 | -0.52351 | 0.97259 | -0.52832 | 2.3164
99 | 0.024747 | 0.0062115 | -0.024728 | -0.0061994 | 1.9568e-05 | 1.2072e-05 | 0.037856 | 0.037856 | 0.037856 | 0.97284 | -0.52351 | 0.972 | -0.5401 | 10.4001
100 | -0.03026 | -0.0075929 | 0.030262 | 0.0075943 | 2.189e-06 | 1.3671e-06 | 0.046287 | 0.046287 | 0.046287 | 0.97284 | -0.52351 | 0.97291 | -0.52199 | 12.7163
101 | 0.0055111 | 0.0013812 | -0.0055109 | -0.0013812 | 1.3247e-07 | 2.3119e-08 | 0.0084317 | 0.0084317 | 0.0084317 | 0.97259 | -0.52832 | 0.97257 | -0.52882 | 2.3164
102 | 0.013691 | 0.0034328 | -0.013686 | -0.0034301 | 4.7651e-06 | 2.6913e-06 | 0.02096 | 0.02096 | 0.02096 | 0.972 | -0.5401 | 0.97163 | -0.54741 | 5.7583
103 | 0.011037 | 0.0027666 | -0.011035 | -0.0027655 | 2.0275e-06 | 1.0629e-06 | 0.016896 | 0.016896 | 0.016896 | 0.972 | -0.5401 | 0.9718 | -0.54396 | 4.6418
104 | -0.0361 | -0.0090575 | 0.036121 | 0.0090704 | 2.0489e-05 | 1.289e-05 | 0.055217 | 0.055217 | 0.055217 | 0.97291 | -0.52199 | 0.97352 | -0.51009 | 15.1695
105 | 0.077718 | 0.019572 | -0.077564 | -0.019474 | 0.00015346 | 9.785e-05 | 0.11846 | 0.11846 | 0.11846 | 0.97651 | -0.45112 | 0.97441 | -0.49251 | 32.544
106 | -0.037029 | -0.009298 | 0.03704 | 0.009305 | 1.1098e-05 | 6.9879e-06 | 0.056605 | 0.056605 | 0.056605 | 0.97352 | -0.51009 | 0.97383 | -0.50381 | 15.5508
107 | -0.0081312 | -0.0020379 | 0.0081327 | 0.0020385 | 1.546e-06 | 6.3858e-07 | 0.012257 | 0.012257 | 0.012257 | 0.98713 | -0.24623 | 0.98733 | -0.24224 | 3.3673
108 | -0.013636 | -0.0034176 | 0.013637 | 0.0034182 | 1.0026e-06 | 5.607e-07 | 0.02055 | 0.02055 | 0.02055 | 0.98733 | -0.24224 | 0.98741 | -0.2407 | 5.6457
109 | 0.0028109 | 0.00070289 | -0.0028106 | -0.00070328 | 3.0906e-07 | -3.8975e-07 | 0.0042355 | 0.0042357 | 0.0042357 | 0.98741 | -0.2407 | 0.98729 | -0.24301 | 1.1636
110 | -0.016447 | -0.0041211 | 0.016451 | 0.0041231 | 3.4103e-06 | 1.9932e-06 | 0.024786 | 0.024786 | 0.024786 | 0.98741 | -0.2407 | 0.98763 | -0.23634 | 6.8093
111 | -0.012169 | -0.0030499 | 0.012172 | 0.0030515 | 2.8895e-06 | 1.5673e-06 | 0.018517 | 0.018517 | 0.018517 | 0.9779 | -0.4241 | 0.97815 | -0.41912 | 5.0872
112 | 0.012101 | 0.0030335 | -0.012099 | -0.0030324 | 1.9681e-06 | 1.0689e-06 | 0.018496 | 0.018496 | 0.018496 | 0.9736 | -0.50848 | 0.97343 | -0.51189 | 5.0812
113 | -0.012101 | -0.0030335 | 0.012104 | 0.0030351 | 2.9836e-06 | 1.6202e-06 | 0.018496 | 0.018496 | 0.018496 | 0.9736 | -0.50848 | 0.97386 | -0.5033 | 5.0812
114 | -0.012104 | -0.0030351 | 0.012106 | 0.0030361 | 1.8619e-06 | 1.011e-06 | 0.018496 | 0.018495 | 0.018496 | 0.97386 | -0.5033 | 0.97402 | -0.50008 | 5.0812
115 | -0.022907 | -0.005743 | 0.022915 | 0.005748 | 8.2662e-06 | 5.0663e-06 | 0.034995 | 0.034995 | 0.034995 | 0.97402 | -0.50008 | 0.97441 | -0.49251 | 9.6141
116 | -0.00064387 | -0.00015908 | 0.00064388 | 0.00015889 | 5.5884e-09 | -1.884e-07 | 0.0009829 | 0.00098283 | 0.0009829 | 0.97395 | -0.50158 | 0.97396 | -0.5014 | 0.27003
117 | 0.00064387 | 0.00015908 | -0.0006438 | -0.00016135 | 6.7527e-08 | -2.2742e-06 | 0.0009829 | 0.00098372 | 0.00098372 | 0.97395 | -0.50158 | 0.97384 | -0.5038 | 0.27025
118 | -0.0020829 | -0.00051956 | 0.002083 | 0.00051939 | 6.3799e-08 | -1.6836e-07 | 0.0031814 | 0.0031814 | 0.0031814 | 0.97396 | -0.5014 | 0.97399 | -0.50075 | 0.87402
119 | 0.011776 | 0.0029502 | -0.011773 | -0.0029483 | 3.6595e-06 | 1.9663e-06 | 0.017983 | 0.017984 | 0.017984 | 0.97441 | -0.49251 | 0.97408 | -0.49903 | 4.9405
120 | 0.042873 | 0.010776 | -0.042849 | -0.010761 | 2.3131e-05 | 1.4625e-05 | 0.065482 | 0.065482 | 0.065482 | 0.97441 | -0.49251 | 0.97383 | -0.50381 | 17.9895
121 | -0.0035237 | -0.00088045 | 0.003524 | 0.00088031 | 2.8817e-07 | -1.4574e-07 | 0.0053824 | 0.0053822 | 0.0053824 | 0.97399 | -0.50075 | 0.97408 | -0.49903 | 1.4787
122 | 0.0082488 | 0.002068 | -0.0082476 | -0.0020674 | 1.2809e-06 | 5.5208e-07 | 0.012601 | 0.012601 | 0.012601 | 0.97408 | -0.49903 | 0.97391 | -0.50229 | 3.4619
123 | 0.0077125 | 0.0019333 | -0.0077117 | -0.001933 | 7.9257e-07 | 3.1787e-07 | 0.011784 | 0.011784 | 0.011784 | 0.97391 | -0.50229 | 0.9738 | -0.50445 | 3.2373
124 | 0.0077117 | 0.001933 | -0.00771 | -0.0019323 | 1.6556e-06 | 6.6415e-07 | 0.011784 | 0.011784 | 0.011784 | 0.9738 | -0.50445 | 0.97357 | -0.50896 | 3.2374
125 | 0.20276 | 0.052099 | -0.20236 | -0.051843 | 0.0004016 | 0.00025642 | 0.303 | 0.303 | 0.303 | 0.99725 | -0.051814 | 0.9951 | -0.09268 | 41.6213
126 | 0.19993 | 0.051233 | -0.19967 | -0.051069 | 0.00025672 | 0.0001639 | 0.29936 | 0.29936 | 0.29936 | 0.9951 | -0.09268 | 0.9937 | -0.11921 | 41.121

## res_trafo
| p_hv_mw | q_hv_mvar | p_lv_mw | q_lv_mvar | pl_mw | ql_mvar | i_hv_ka | i_lv_ka | vm_hv_pu | va_hv_degree | vm_lv_pu | va_lv_degree | loading_percent
0 | -1.2729e-15 | -1.3162e-15 | 0.00165 | 1.2699e-07 | 0.00165 | 1.2699e-07 | 5.2857e-17 | 0.0023815 | 0.99998 | 149.9956 | 1 | 0 | 0.2619

## res_ext_grid
| p_mw | q_mvar
0 | 0.39406 | 0.10059

## res_load
| p_mw | q_mvar
0 | 0.00086066 | 0.0002157
1 | 0.00099489 | 0.00024934
2 | 0.00049993 | 0.00012529
3 | 0.00045475 | 0.00011397
4 | 0.001236 | 0.00030976
5 | 0.0077613 | 0.0019452
6 | 0.0034853 | 0.00087349
7 | 0.0028153 | 0.00070559
8 | 0.0031343 | 0.00078554
9 | 0.0035568 | 0.00089141
10 | 0.0018763 | 0.00047025
11 | 0.0017983 | 0.0004507
12 | 0.0018641 | 0.0004672
13 | 0.0018928 | 0.00047438
14 | 0.0017937 | 0.00044953
15 | 0.0017417 | 0.0004365
16 | 0.0018013 | 0.00045144
17 | 0.0018815 | 0.00047154
18 | 0.0018639 | 0.00046714
19 | 0.010306 | 0.0025828
20 | 0.003093 | 0.00077518
21 | 0.0092116 | 0.0023086
22 | 0.0061859 | 0.0015503
23 | 0.0025985 | 0.00065124
24 | 0.010353 | 0.0025946
25 | 0.0072622 | 0.0018201
26 | 0.0017956 | 0.00045003
27 | 0.0022044 | 0.00055247
28 | 0.0078521 | 0.0019679
29 | 0.0018719 | 0.00046913
30 | 0.0065959 | 0.0016531
31 | 0.0073431 | 0.0018404
32 | 0.0078856 | 0.0019763
33 | 0.0066212 | 0.0016594
34 | 0.0018801 | 0.00047119
35 | 0.0017868 | 0.00044782
36 | 0.0018813 | 0.0004715
37 | 0.0018401 | 0.00046118
38 | 0.0030583 | 0.00076648
39 | 0.0010063 | 0.0002522
40 | 0.0020243 | 0.00050735
41 | 0.0018078 | 0.00045309
42 | 0.002201 | 0.00055163
43 | 0.0071708 | 0.0017972
44 | 0.0069386 | 0.001739
45 | 0.0072633 | 0.0018203
46 | 0.01268 | 0.0031779
47 | 0.0032666 | 0.0008187
48 | 0.00051708 | 0.00012959
49 | 0.0044712 | 0.0011206
50 | 0.0006469 | 0.00016213
51 | 0.0057098 | 0.001431
52 | 0.0020742 | 0.00051985
53 | 0.00046543 | 0.00011665
54 | 0.00062152 | 0.00015577
55 | 0.0006608 | 0.00016561
56 | 0.00062282 | 0.00015609
57 | 0.0063009 | 0.0015792
58 | 0.0063143 | 0.0015825
59 | 0.003552 | 0.00089021
60 | 0.0063125 | 0.0015821
61 | 0.0053774 | 0.0013477
62 | 0.0017594 | 0.00044094
63 | 0.0058385 | 0.0014633
64 | 0.013686 | 0.0034301
65 | 0.011035 | 0.0027655
66 | 0.010891 | 0.0027294
67 | 0.0021101 | 0.00052883
68 | 0.0055109 | 0.0013812
69 | 0.00090788 | 0.00022754
70 | 0.0081312 | 0.0020379
71 | 0.0055028 | 0.0013791
72 | 0.012169 | 0.0030499
73 | 0.012725 | 0.0031891
74 | 0.012099 | 0.0030324
75 | 0.010801 | 0.0027069
76 | 0.0014391 | 0.00036067
77 | 0.0006438 | 0.00016135
78 | 0.0014407 | 0.00036107
79 | 0.0058096 | 0.001456
80 | 0.00053508 | 0.0001341
81 | 0.0064318 | 0.001612
82 | 0.0024357 | 0.00061044
83 | 0.0058691 | 0.0014709
84 | 0.0052241 | 0.0013093
85 | 0.0030453 | 0.00076322
86 | 0.00771 | 0.0019323
87 | 0.0018797 | 0.00047109

## dtypes
| element | column | dtype
0 | bus | name | object
1 | bus | vn_kv | float64
2 | bus | type | object
3 | bus | zone | object
4 | bus | in_service | bool
5 | load | name | object
6 | load | bus | uint32
7 | load | p_mw | float64
8 | load | q_mvar | float64
9 | load | const_z_percent | float64
10 | load | const_i_percent | float64
11 | load | sn_mva | float64
12 | load | scaling | float64
13 | load | in_service | bool
14 | load | type | object
15 | ext_grid | name | object
16 | ext_grid | bus | uint32
17 | ext_grid | vm_pu | float64
18 | ext_grid | va_degree | float64
19 | ext_grid | slack_weight | float64
20 | ext_grid | in_service | bool
21 | line | name | object
22 | line | std_type | object
23 | line | from_bus | uint32
24 | line | to_bus | uint32
25 | line | length_km | float64
26 | line | r_ohm_per_km | float64
27 | line | x_ohm_per_km | float64
28 | line | c_nf_per_km | float64
29 | line | g_us_per_km | float64
30 | line | max_i_ka | float64
31 | line | df | float64
32 | line | parallel | uint32
33 | line | type | object
34 | line | in_service | bool
35 | trafo | name | object
36 | trafo | std_type | object
37 | trafo | hv_bus | uint32
38 | trafo | lv_bus | uint32
39 | trafo | sn_mva | float64
40 | trafo | vn_hv_kv | float64
41 | trafo | vn_lv_kv | float64
42 | trafo | vk_percent | float64
43 | trafo | vkr_percent | float64
44 | trafo | pfe_kw | float64
45 | trafo | i0_percent | float64
46 | trafo | shift_degree | float64
47 | trafo | tap_side | object
48 | trafo | tap_neutral | int32
49 | trafo | tap_min | int32
50 | trafo | tap_max | int32
51 | trafo | tap_step_percent | float64
52 | trafo | tap_step_degree | float64
53 | trafo | tap_pos | int32
54 | trafo | tap_phase_shifter | bool
55 | trafo | parallel | uint32
56 | trafo | df | float64
57 | trafo | in_service | bool
58 | line_geodata | coords | object
59 | bus_geodata | x | float64
60 | bus_geodata | y | float64
61 | bus_geodata | coords | object
62 | res_bus | vm_pu | float64
63 | res_bus | va_degree | float64
64 | res_bus | p_mw | float64
65 | res_bus | q_mvar | float64
66 | res_line | p_from_mw | float64
67 | res_line | q_from_mvar | float64
68 | res_line | p_to_mw | float64
69 | res_line | q_to_mvar | float64
70 | res_line | pl_mw | float64
71 | res_line | ql_mvar | float64
72 | res_line | i_from_ka | float64
73 | res_line | i_to_ka | float64
74 | res_line | i_ka | float64
75 | res_line | vm_from_pu | float64
76 | res_line | va_from_degree | float64
77 | res_line | vm_to_pu | float64
78 | res_line | va_to_degree | float64
79 | res_line | loading_percent | float64
80 | res_trafo | p_hv_mw | float64
81 | res_trafo | q_hv_mvar | float64
82 | res_trafo | p_lv_mw | float64
83 | res_trafo | q_lv_mvar | float64
84 | res_trafo | pl_mw | float64
85 | res_trafo | ql_mvar | float64
86 | res_trafo | i_hv_ka | float64
87 | res_trafo | i_lv_ka | float64
88 | res_trafo | vm_hv_pu | float64
89 | res_trafo | va_hv_degree | float64
90 | res_trafo | vm_lv_pu | float64
91 | res_trafo | va_lv_degree | float64
92 | res_trafo | loading_percent | float64
93 | res_ext_grid | p_mw | float64
94 | res_ext_grid | q_mvar | float64
95 | res_load | p_mw | float64
96 | res_load | q_mvar | float64

## parameters
| version | format_version | converged | OPF_converged | name | f_hz | sn_mva
0 | 2.14.6 | 2.14.0 | TRUE | FALSE |  | 50 | 1