## bus
| name | vn_kv | type | zone | in_service
0 | bus_LV_153-4_0_3_node_0 | 0.4 | n |  | TRUE
1 | bus_LV_153-4_0_3_node_1 | 0.4 | n |  | TRUE
2 | bus_LV_153-4_0_3_node_8 | 0.4 | n |  | TRUE
3 | bus_LV_153-4_0_3_node_17 | 0.4 | n |  | TRUE
4 | bus_LV_153-4_0_3_node_6 | 0.4 | n |  | TRUE
5 | bus_LV_153-4_0_3_node_2 | 0.4 | n |  | TRUE
6 | bus_LV_153-4_0_3_node_3 | 0.4 | n |  | TRUE
7 | bus_LV_153-4_0_3_node_4 | 0.4 | n |  | TRUE
8 | bus_LV_153-4_0_3_node_5 | 0.4 | n |  | TRUE
9 | bus_LV_153-4_0_3_node_7 | 0.4 | n |  | TRUE
10 | bus_LV_153-4_0_3_node_11 | 0.4 | n |  | TRUE
11 | bus_LV_153-4_0_3_node_12 | 0.4 | n |  | TRUE
12 | bus_LV_153-4_0_3_node_18 | 0.4 | n |  | TRUE
13 | bus_LV_153-4_0_3_node_19 | 0.4 | n |  | TRUE
14 | bus_LV_153-4_0_3_node_9 | 0.4 | n |  | TRUE
15 | bus_LV_153-4_0_3_node_10 | 0.4 | n |  | TRUE
16 | bus_LV_153-4_0_3_node_24 | 0.4 | n |  | TRUE
17 | bus_LV_153-4_0_3_node_22 | 0.4 | n |  | TRUE
18 | bus_LV_153-4_0_3_node_31 | 0.4 | n |  | TRUE
19 | bus_LV_153-4_0_3_node_32 | 0.4 | n |  | TRUE
20 | bus_LV_153-4_0_3_node_20 | 0.4 | n |  | TRUE
21 | bus_LV_153-4_0_3_node_28 | 0.4 | n |  | TRUE
22 | bus_LV_153-4_0_3_node_21 | 0.4 | n |  | TRUE
23 | bus_LV_153-4_0_3_node_13 | 0.4 | n |  | TRUE
24 | bus_LV_153-4_0_3_node_14 | 0.4 | n |  | TRUE
25 | bus_LV_153-4_0_3_node_15 | 0.4 | n |  | TRUE
26 | bus_LV_153-4_0_3_node_16 | 0.4 | n |  | TRUE
27 | bus_LV_153-4_0_3_node_27 | 0.4 | n |  | TRUE
28 | bus_LV_153-4_0_3_node_76 | 0.4 | n |  | TRUE
29 | bus_LV_153-4_0_3_node_62 | 0.4 | n |  | TRUE
30 | bus_LV_153-4_0_3_node_92 | 0.4 | n |  | TRUE
31 | bus_LV_153-4_0_3_node_61 | 0.4 | n |  | TRUE
32 | bus_LV_153-4_0_3_node_23 | 0.4 | n |  | TRUE
33 | bus_LV_153-4_0_3_node_26 | 0.4 | n |  | TRUE
34 | bus_LV_153-4_0_3_node_29 | 0.4 | n |  | TRUE
35 | bus_LV_153-4_0_3_node_30 | 0.4 | n |  | TRUE
36 | bus_LV_153-4_0_3_node_38 | 0.4 | n |  | TRUE
37 | bus_LV_153-4_0_3_node_36 | 0.4 | n |  | TRUE
38 | bus_LV_153-4_0_3_node_67 | 0.4 | n |  | TRUE
39 | bus_LV_153-4_0_3_node_68 | 0.4 | n |  | TRUE
40 | bus_LV_153-4_0_3_node_69 | 0.4 | n |  | TRUE
41 | bus_LV_153-4_0_3_node_33 | 0.4 | n |  | TRUE
42 | bus_LV_153-4_0_3_node_34 | 0.4 | n |  | TRUE
43 | bus_LV_153-4_0_3_node_35 | 0.4 | n |  | TRUE
44 | bus_LV_153-4_0_3_node_37 | 0.4 | n |  | TRUE
45 | bus_LV_153-4_0_3_node_39 | 0.4 | n |  | TRUE
46 | bus_LV_153-4_0_3_node_40 | 0.4 | n |  | TRUE
47 | bus_LV_153-4_0_3_node_41 | 0.4 | n |  | TRUE
48 | bus_LV_153-4_0_3_node_42 | 0.4 | n |  | TRUE
49 | bus_LV_153-4_0_3_node_43 | 0.4 | n |  | TRUE
50 | bus_LV_153-4_0_3_node_46 | 0.4 | n |  | TRUE
51 | bus_LV_153-4_0_3_node_47 | 0.4 | n |  | TRUE
52 | bus_LV_153-4_0_3_node_48 | 0.4 | n |  | TRUE
53 | bus_LV_153-4_0_3_node_44 | 0.4 | n |  | TRUE
54 | bus_LV_153-4_0_3_node_60 | 0.4 | n |  | TRUE
55 | bus_LV_153-4_0_3_node_71 | 0.4 | n |  | TRUE
56 | bus_LV_153-4_0_3_node_45 | 0.4 | n |  | TRUE
57 | bus_LV_153-4_0_3_node_78 | 0.4 | n |  | TRUE
58 | bus_LV_153-4_0_3_node_74 | 0.4 | n |  | TRUE
59 | bus_LV_153-4_0_3_node_49 | 0.4 | n |  | TRUE
60 | bus_LV_153-4_0_3_node_50 | 0.4 | n |  | TRUE
61 | bus_LV_153-4_0_3_node_70 | 0.4 | n |  | TRUE
62 | bus_LV_153-4_0_3_node_75 | 0.4 | n |  | TRUE
63 | bus_LV_153-4_0_3_node_56 | 0.4 | n |  | TRUE
64 | bus_LV_153-4_0_3_node_72 | 0.4 | n |  | TRUE
65 | bus_LV_153-4_0_3_node_96 | 0.4 | n |  | TRUE
66 | bus_LV_153-4_0_3_node_93 | 0.4 | n |  | TRUE
67 | bus_LV_153-4_0_3_node_73 | 0.4 | n |  | TRUE
68 | bus_LV_153-4_0_3_node_63 | 0.4 | n |  | TRUE
69 | bus_LV_153-4_0_3_node_77 | 0.4 | n |  | TRUE
70 | bus_LV_153-4_0_3_node_59 | 0.4 | n |  | TRUE
71 | bus_LV_153-4_0_3_node_64 | 0.4 | n |  | TRUE
72 | bus_LV_153-4_0_3_node_51 | 0.4 | n |  | TRUE
73 | bus_LV_153-4_0_3_node_53 | 0.4 | n |  | TRUE
74 | bus_LV_153-4_0_3_node_52 | 0.4 | n |  | TRUE
75 | bus_LV_153-4_0_3_node_54 | 0.4 | n |  | TRUE
76 | bus_LV_153-4_0_3_node_55 | 0.4 | n |  | TRUE
77 | bus_LV_153-4_0_3_node_57 | 0.4 | n |  | TRUE
78 | bus_LV_153-4_0_3_node_58 | 0.4 | n |  | TRUE
79 | bus_LV_153-4_0_3_node_126 | 0.4 | n |  | TRUE
80 | bus_LV_153-4_0_3_node_127 | 0.4 | n |  | TRUE
81 | bus_LV_153-4_0_3_node_89 | 0.4 | n |  | TRUE
82 | bus_LV_153-4_0_3_node_128 | 0.4 | n |  | TRUE
83 | bus_LV_153-4_0_3_node_65 | 0.4 | n |  | TRUE
84 | bus_LV_153-4_0_3_node_66 | 0.4 | n |  | TRUE
85 | bus_LV_153-4_0_3_node_87 | 0.4 | n |  | TRUE
86 | bus_LV_153-4_0_3_node_84 | 0.4 | n |  | TRUE
87 | bus_LV_153-4_0_3_node_83 | 0.4 | n |  | TRUE
88 | bus_LV_153-4_0_3_node_85 | 0.4 | n |  | TRUE
89 | bus_LV_153-4_0_3_node_81 | 0.4 | n |  | TRUE
90 | bus_LV_153-4_0_3_node_102 | 0.4 | n |  | TRUE
91 | bus_LV_153-4_0_3_node_125 | 0.4 | n |  | TRUE
92 | bus_LV_153-4_0_3_node_94 | 0.4 | n |  | TRUE
93 | bus_LV_153-4_0_3_node_79 | 0.4 | n |  | TRUE
94 | bus_LV_153-4_0_3_node_80 | 0.4 | n |  | TRUE
95 | bus_LV_153-4_0_3_node_82 | 0.4 | n |  | TRUE
96 | bus_LV_153-4_0_3_node_86 | 0.4 | n |  | TRUE
97 | bus_LV_153-4_0_3_node_88 | 0.4 | n |  | TRUE
98 | bus_LV_153-4_0_3_node_90 | 0.4 | n |  | TRUE
99 | bus_LV_153-4_0_3_node_91 | 0.4 | n |  | TRUE
100 | bus_LV_153-4_0_3_node_95 | 0.4 | n |  | TRUE
101 | bus_LV_153-4_0_3_node_97 | 0.4 | n |  | TRUE
102 | bus_LV_153-4_0_3_node_98 | 0.4 | n |  | TRUE
103 | bus_LV_153-4_0_3_node_99 | 0.4 | n |  | TRUE
104 | bus_LV_153-4_0_3_node_100 | 0.4 | n |  | TRUE
105 | bus_LV_153-4_0_3_node_101 | 0.4 | n |  | TRUE
106 | bus_LV_153-4_0_3_node_114 | 0.4 | n |  | TRUE
107 | bus_LV_153-4_0_3_node_124 | 0.4 | n |  | TRUE
108 | bus_LV_153-4_0_3_node_105 | 0.4 | n |  | TRUE
109 | bus_LV_153-4_0_3_node_117 | 0.4 | n |  | TRUE
110 | bus_LV_153-4_0_3_node_111 | 0.4 | n |  | TRUE
111 | bus_LV_153-4_0_3_node_123 | 0.4 | n |  | TRUE
112 | bus_LV_153-4_0_3_node_104 | 0.4 | n |  | TRUE
113 | bus_LV_153-4_0_3_node_103 | 0.4 | n |  | TRUE
114 | bus_LV_153-4_0_3_node_106 | 0.4 | n |  | TRUE
115 | bus_LV_153-4_0_3_node_107 | 0.4 | n |  | TRUE
116 | bus_LV_153-4_0_3_node_108 | 0.4 | n |  | TRUE
117 | bus_LV_153-4_0_3_node_109 | 0.4 | n |  | TRUE
118 | bus_LV_153-4_0_3_node_110 | 0.4 | n |  | TRUE
119 | bus_LV_153-4_0_3_node_112 | 0.4 | n |  | TRUE
120 | bus_LV_153-4_0_3_node_115 | 0.4 | n |  | TRUE
121 | bus_LV_153-4_0_3_node_130 | 0.4 | n |  | TRUE
122 | bus_LV_153-4_0_3_node_122 | 0.4 | n |  | TRUE
123 | bus_LV_153-4_0_3_node_121 | 0.4 | n |  | TRUE
124 | bus_LV_153-4_0_3_node_116 | 0.4 | n |  | TRUE
125 | bus_LV_153-4_0_3_node_131 | 0.4 | n |  | TRUE
126 | bus_LV_153-4_0_3_node_118 | 0.4 | n |  | TRUE
127 | bus_LV_153-4_0_3_node_119 | 0.4 | n |  | TRUE
128 | bus_LV_153-4_0_3_node_120 | 0.4 | n |  | TRUE
129 | bus_LV_153-4_0_3_node_129 | 0.4 | n |  | TRUE
130 | bus_MV_355_1_node_43 | 20 | n |  | TRUE

## load
| name | bus | p_mw | q_mvar | const_z_percent | const_i_percent | sn_mva | scaling | in_service | type
0 | LV_153-4_0_3_load_0 | 0 | 0.0024555 | 0.0006154 | 0 | 0 |  | 1 | TRUE | wye
1 | LV_153-4_0_3_load_8 | 2 | 0.0016875 | 0.00042293 | 0 | 0 |  | 1 | TRUE | wye
2 | LV_153-4_0_3_load_6 | 4 | 0.02771 | 0.0069448 | 0 | 0 |  | 1 | TRUE | wye
3 | LV_153-4_0_3_load_2 | 5 | 0.0011216 | 0.00028109 | 0 | 0 |  | 1 | TRUE | wye
4 | LV_153-4_0_3_load_3 | 6 | 0.0017259 | 0.00043256 | 0 | 0 |  | 1 | TRUE | wye
5 | LV_153-4_0_3_load_5 | 8 | 0.0015464 | 0.00038757 | 0 | 0 |  | 1 | TRUE | wye
6 | LV_153-4_0_3_load_7 | 9 | 0.0010344 | 0.00025924 | 0 | 0 |  | 1 | TRUE | wye
7 | LV_153-4_0_3_load_11 | 10 | 0.0020784 | 0.00052089 | 0 | 0 |  | 1 | TRUE | wye
8 | LV_153-4_0_3_load_19 | 13 | 0.00068155 | 0.00017081 | 0 | 0 |  | 1 | TRUE | wye
9 | LV_153-4_0_3_load_9 | 14 | 0.0021863 | 0.00054795 | 0 | 0 |  | 1 | TRUE | wye
10 | LV_153-4_0_3_load_24 | 16 | 0.0063073 | 0.0015808 | 0 | 0 |  | 1 | TRUE | wye
11 | LV_153-4_0_3_load_22 | 17 | 0.00082885 | 0.00020773 | 0 | 0 |  | 1 | TRUE | wye
12 | LV_153-4_0_3_load_32 | 19 | 0.0013116 | 0.00032873 | 0 | 0 |  | 1 | TRUE | wye
13 | LV_153-4_0_3_load_20 | 20 | 0.0010479 | 0.00026263 | 0 | 0 |  | 1 | TRUE | wye
14 | LV_153-4_0_3_load_28 | 21 | 0.0011577 | 0.00029015 | 0 | 0 |  | 1 | TRUE | wye
15 | LV_153-4_0_3_load_13 | 23 | 0.002994 | 0.00075036 | 0 | 0 |  | 1 | TRUE | wye
16 | LV_153-4_0_3_load_14 | 24 | 0.0044825 | 0.0011234 | 0 | 0 |  | 1 | TRUE | wye
17 | LV_153-4_0_3_load_15 | 25 | 0.0077959 | 0.0019538 | 0 | 0 |  | 1 | TRUE | wye
18 | LV_153-4_0_3_load_16 | 26 | 0.0019045 | 0.00047732 | 0 | 0 |  | 1 | TRUE | wye
19 | LV_153-4_0_3_load_27 | 27 | 0.0011947 | 0.00029941 | 0 | 0 |  | 1 | TRUE | wye
20 | LV_153-4_0_3_load_76 | 28 | 0.0025451 | 0.00063787 | 0 | 0 |  | 1 | TRUE | wye
21 | LV_153-4_0_3_load_62 | 29 | 0.0026727 | 0.00066984 | 0 | 0 |  | 1 | TRUE | wye
22 | LV_153-4_0_3_load_92 | 30 | 0.0013361 | 0.00033485 | 0 | 0 |  | 1 | TRUE | wye
23 | LV_153-4_0_3_load_61 | 31 | 0.0022421 | 0.00056193 | 0 | 0 |  | 1 | TRUE | wye
24 | LV_153-4_0_3_load_23 | 32 | 0.00099157 | 0.00024851 | 0 | 0 |  | 1 | TRUE | wye
25 | LV_153-4_0_3_load_29 | 34 | 0.0016374 | 0.00041037 | 0 | 0 |  | 1 | TRUE | wye
26 | LV_153-4_0_3_load_30 | 35 | 0.0079275 | 0.0019868 | 0 | 0 |  | 1 | TRUE | wye
27 | LV_153-4_0_3_load_38 | 36 | 0.0026686 | 0.0006688 | 0 | 0 |  | 1 | TRUE | wye
28 | LV_153-4_0_3_load_36 | 37 | 0.0021285 | 0.00053344 | 0 | 0 |  | 1 | TRUE | wye
29 | LV_153-4_0_3_load_68 | 39 | 0.0023898 | 0.00059894 | 0 | 0 |  | 1 | TRUE | wye
30 | LV_153-4_0_3_load_69 | 40 | 0.0012806 | 0.00032095 | 0 | 0 |  | 1 | TRUE | wye
31 | LV_153-4_0_3_load_33 | 41 | 0.0014957 | 0.00037486 | 0 | 0 |  | 1 | TRUE | wye
32 | LV_153-4_0_3_load_34 | 42 | 0.0036552 | 0.00091609 | 0 | 0 |  | 1 | TRUE | wye
33 | LV_153-4_0_3_load_35 | 43 | 0.0023667 | 0.00059316 | 0 | 0 |  | 1 | TRUE | wye
34 | LV_153-4_0_3_load_37 | 44 | 0.0023153 | 0.00058026 | 0 | 0 |  | 1 | TRUE | wye
35 | LV_153-4_0_3_load_39 | 45 | 0.0015275 | 0.00038282 | 0 | 0 |  | 1 | TRUE | wye
36 | LV_153-4_0_3_load_40 | 46 | 0.003745 | 0.00093859 | 0 | 0 |  | 1 | TRUE | wye
37 | LV_153-4_0_3_load_43 | 49 | 0.0014632 | 0.00036671 | 0 | 0 |  | 1 | TRUE | wye
38 | LV_153-4_0_3_load_46 | 50 | 0.0014436 | 0.00036181 | 0 | 0 |  | 1 | TRUE | wye
39 | LV_153-4_0_3_load_47 | 51 | 0.0022796 | 0.00057132 | 0 | 0 |  | 1 | TRUE | wye
40 | LV_153-4_0_3_load_48 | 52 | 0.0012355 | 0.00030965 | 0 | 0 |  | 1 | TRUE | wye
41 | LV_153-4_0_3_load_71 | 55 | 0.0012187 | 0.00030543 | 0 | 0 |  | 1 | TRUE | wye
42 | LV_153-4_0_3_load_74 | 58 | 0.0011985 | 0.00030038 | 0 | 0 |  | 1 | TRUE | wye
43 | LV_153-4_0_3_load_49 | 59 | 0.0014815 | 0.00037131 | 0 | 0 |  | 1 | TRUE | wye
44 | LV_153-4_0_3_load_50 | 60 | 0.0029474 | 0.00073869 | 0 | 0 |  | 1 | TRUE | wye
45 | LV_153-4_0_3_load_70 | 61 | 0.0011481 | 0.00028775 | 0 | 0 |  | 1 | TRUE | wye
46 | LV_153-4_0_3_load_56 | 63 | 0.0029841 | 0.0007479 | 0 | 0 |  | 1 | TRUE | wye
47 | LV_153-4_0_3_load_72 | 64 | 0.0011435 | 0.0002866 | 0 | 0 |  | 1 | TRUE | wye
48 | LV_153-4_0_3_load_93 | 66 | 0.002624 | 0.00065764 | 0 | 0 |  | 1 | TRUE | wye
49 | LV_153-4_0_3_load_73 | 67 | 0.0028308 | 0.00070947 | 0 | 0 |  | 1 | TRUE | wye
50 | LV_153-4_0_3_load_63 | 68 | 0.00091014 | 0.0002281 | 0 | 0 |  | 1 | TRUE | wye
51 | LV_153-4_0_3_load_77 | 69 | 0.0031392 | 0.00078675 | 0 | 0 |  | 1 | TRUE | wye
52 | LV_153-4_0_3_load_59 | 70 | 0.0014408 | 0.00036109 | 0 | 0 |  | 1 | TRUE | wye
53 | LV_153-4_0_3_load_51 | 72 | 0.00095675 | 0.00023978 | 0 | 0 |  | 1 | TRUE | wye
54 | LV_153-4_0_3_load_52 | 74 | 0.00082781 | 0.00020747 | 0 | 0 |  | 1 | TRUE | wye
55 | LV_153-4_0_3_load_55 | 76 | 0.0014679 | 0.0003679 | 0 | 0 |  | 1 | TRUE | wye
56 | LV_153-4_0_3_load_57 | 77 | 0.00077029 | 0.00019305 | 0 | 0 |  | 1 | TRUE | wye
57 | LV_153-4_0_3_load_58 | 78 | 0.00067401 | 0.00016892 | 0 | 0 |  | 1 | TRUE | wye
58 | LV_153-4_0_3_load_126 | 79 | 0.00071141 | 0.0001783 | 0 | 0 |  | 1 | TRUE | wye
59 | LV_153-4_0_3_load_127 | 80 | 0.0012272 | 0.00030757 | 0 | 0 |  | 1 | TRUE | wye
60 | LV_153-4_0_3_load_89 | 81 | 0.00073648 | 0.00018458 | 0 | 0 |  | 1 | TRUE | wye
61 | LV_153-4_0_3_load_128 | 82 | 0.0010538 | 0.00026411 | 0 | 0 |  | 1 | TRUE | wye
62 | LV_153-4_0_3_load_66 | 84 | 0.0010472 | 0.00026246 | 0 | 0 |  | 1 | TRUE | wye
63 | LV_153-4_0_3_load_87 | 85 | 0.00086277 | 0.00021623 | 0 | 0 |  | 1 | TRUE | wye
64 | LV_153-4_0_3_load_84 | 86 | 0.0016347 | 0.0004097 | 0 | 0 |  | 1 | TRUE | wye
65 | LV_153-4_0_3_load_83 | 87 | 0.0020365 | 0.00051041 | 0 | 0 |  | 1 | TRUE | wye
66 | LV_153-4_0_3_load_85 | 88 | 0.0012503 | 0.00031336 | 0 | 0 |  | 1 | TRUE | wye
67 | LV_153-4_0_3_load_81 | 89 | 0.0019889 | 0.00049846 | 0 | 0 |  | 1 | TRUE | wye
68 | LV_153-4_0_3_load_102 | 90 | 0.0039958 | 0.0010014 | 0 | 0 |  | 1 | TRUE | wye
69 | LV_153-4_0_3_load_125 | 91 | 0.0030176 | 0.00075629 | 0 | 0 |  | 1 | TRUE | wye
70 | LV_153-4_0_3_load_94 | 92 | 0.0015642 | 0.00039202 | 0 | 0 |  | 1 | TRUE | wye
71 | LV_153-4_0_3_load_79 | 93 | 0.0021524 | 0.00053944 | 0 | 0 |  | 1 | TRUE | wye
72 | LV_153-4_0_3_load_80 | 94 | 0.0019675 | 0.00049311 | 0 | 0 |  | 1 | TRUE | wye
73 | LV_153-4_0_3_load_82 | 95 | 0.0020988 | 0.000526 | 0 | 0 |  | 1 | TRUE | wye
74 | LV_153-4_0_3_load_86 | 96 | 0.0012455 | 0.00031214 | 0 | 0 |  | 1 | TRUE | wye
75 | LV_153-4_0_3_load_88 | 97 | 0.001725 | 0.00043232 | 0 | 0 |  | 1 | TRUE | wye
76 | LV_153-4_0_3_load_90 | 98 | 0.0018845 | 0.00047229 | 0 | 0 |  | 1 | TRUE | wye
77 | LV_153-4_0_3_load_91 | 99 | 0.0021389 | 0.00053606 | 0 | 0 |  | 1 | TRUE | wye
78 | LV_153-4_0_3_load_98 | 102 | 0.0017373 | 0.00043541 | 0 | 0 |  | 1 | TRUE | wye
79 | LV_153-4_0_3_load_99 | 103 | 0.00060518 | 0.00015167 | 0 | 0 |  | 1 | TRUE | wye
80 | LV_153-4_0_3_load_100 | 104 | 0.0023546 | 0.00059012 | 0 | 0 |  | 1 | TRUE | wye
81 | LV_153-4_0_3_load_124 | 107 | 0.0032246 | 0.00080817 | 0 | 0 |  | 1 | TRUE | wye
82 | LV_153-4_0_3_load_105 | 108 | 0.0039501 | 0.00099 | 0 | 0 |  | 1 | TRUE | wye
83 | LV_153-4_0_3_load_117 | 109 | 0.0012168 | 0.00030495 | 0 | 0 |  | 1 | TRUE | wye
84 | LV_153-4_0_3_load_104 | 112 | 0.0012707 | 0.00031847 | 0 | 0 |  | 1 | TRUE | wye
85 | LV_153-4_0_3_load_103 | 113 | 0.0027082 | 0.00067874 | 0 | 0 |  | 1 | TRUE | wye
86 | LV_153-4_0_3_load_106 | 114 | 0.0025915 | 0.00064949 | 0 | 0 |  | 1 | TRUE | wye
87 | LV_153-4_0_3_load_107 | 115 | 0.003922 | 0.00098295 | 0 | 0 |  | 1 | TRUE | wye
88 | LV_153-4_0_3_load_109 | 117 | 0.0029102 | 0.00072937 | 0 | 0 |  | 1 | TRUE | wye
89 | LV_153-4_0_3_load_112 | 119 | 0.0012264 | 0.00030737 | 0 | 0 |  | 1 | TRUE | wye
90 | LV_153-4_0_3_load_115 | 120 | 0.0016106 | 0.00040366 | 0 | 0 |  | 1 | TRUE | wye
91 | LV_153-4_0_3_load_130 | 121 | 0.0015687 | 0.00039316 | 0 | 0 |  | 1 | TRUE | wye
92 | LV_153-4_0_3_load_122 | 122 | 0.002508 | 0.00062856 | 0 | 0 |  | 1 | TRUE | wye
93 | LV_153-4_0_3_load_121 | 123 | 0.0030825 | 0.00077255 | 0 | 0 |  | 1 | TRUE | wye
94 | LV_153-4_0_3_load_116 | 124 | 0.0013781 | 0.00034538 | 0 | 0 |  | 1 | TRUE | wye
95 | LV_153-4_0_3_load_131 | 125 | 0.0025686 | 0.00064375 | 0 | 0 |  | 1 | TRUE | wye
96 | LV_153-4_0_3_load_118 | 126 | 0.00046288 | 0.00011601 | 0 | 0 |  | 1 | TRUE | wye
97 | LV_153-4_0_3_load_120 | 128 | 0.001737 | 0.00043534 | 0 | 0 |  | 1 | TRUE | wye
98 | LV_153-4_0_3_load_129 | 129 | 0.0013582 | 0.0003404 | 0 | 0 |  | 1 | TRUE | wye

## ext_grid
| name | bus | vm_pu | va_degree | slack_weight | in_service
0 |  | 13 | 1 | 0 | 1 | TRUE

## line
| name | std_type | from_bus | to_bus | length_km | r_ohm_per_km | x_ohm_per_km | c_nf_per_km | g_us_per_km | max_i_ka | df | parallel | type | in_service
0 | LV_153-4_0_3_line_0 |  | 0 | 1 | 0.012892 | 0.125 | 0.08 | 261 | 0 | 0.364 | 1 | 1 | cs | TRUE
1 | LV_153-4_0_3_line_1 |  | 1 | 2 | 0.30439 | 0.125 | 0.08 | 261 | 0 | 0.364 | 1 | 1 | cs | TRUE
2 | LV_153-4_0_3_line_2 |  | 2 | 3 | 0.054631 | 0.125 | 0.08 | 261 | 0 | 0.364 | 1 | 1 | cs | TRUE
3 | LV_153-4_0_3_line_3 |  | 2 | 4 | 0.029575 | 0.125 | 0.08 | 261 | 0 | 0.364 | 1 | 1 | cs | TRUE
4 | LV_153-4_0_3_line_4 |  | 3 | 12 | 0.11227 | 0.125 | 0.08 | 261 | 0 | 0.364 | 1 | 2 | cs | TRUE
5 | LV_153-4_0_3_line_5 |  | 3 | 13 | 0.055439 | 0.125 | 0.08 | 261 | 0 | 0.364 | 1 | 2 | cs | TRUE
6 | LV_153-4_0_3_line_6 |  | 4 | 7 | 0.011991 | 0.125 | 0.08 | 261 | 0 | 0.364 | 1 | 1 | cs | TRUE
7 | LV_153-4_0_3_line_7 |  | 5 | 6 | 0.016103 | 0.125 | 0.08 | 261 | 0 | 0.364 | 1 | 1 | cs | TRUE
8 | LV_153-4_0_3_line_8 |  | 5 | 7 | 0.021436 | 0.125 | 0.08 | 261 | 0 | 0.364 | 1 | 1 | cs | TRUE
9 | LV_153-4_0_3_line_9 |  | 6 | 8 | 0.050632 | 0.125 | 0.08 | 261 | 0 | 0.364 | 1 | 1 | cs | TRUE
10 | LV_153-4_0_3_line_10 |  | 8 | 9 | 0.0032315 | 0.125 | 0.08 | 261 | 0 | 0.364 | 1 | 1 | cs | TRUE
11 | LV_153-4_0_3_line_11 |  | 9 | 10 | 0.0060214 | 0.125 | 0.08 | 261 | 0 | 0.364 | 1 | 1 | cs | TRUE
12 | LV_153-4_0_3_line_12 |  | 10 | 11 | 0.012387 | 0.125 | 0.08 | 261 | 0 | 0.364 | 1 | 1 | cs | TRUE
13 | LV_153-4_0_3_line_13 |  | 11 | 23 | 0.037578 | 0.125 | 0.08 | 261 | 0 | 0.364 | 1 | 1 | cs | TRUE
14 | LV_153-4_0_3_line_14 |  | 11 | 24 | 0.014478 | 0.125 | 0.08 | 261 | 0 | 0.364 | 1 | 1 | cs | TRUE
15 | LV_153-4_0_3_line_15 |  | 12 | 28 | 0.0064051 | 0.125 | 0.08 | 261 | 0 | 0.364 | 1 | 2 | cs | TRUE
16 | LV_153-4_0_3_line_16 |  | 13 | 29 | 0.028033 | 0.125 | 0.08 | 261 | 0 | 0.364 | 1 | 1 | cs | TRUE
17 | LV_153-4_0_3_line_17 |  | 14 | 15 | 0.034805 | 0.125 | 0.08 | 261 | 0 | 0.364 | 1 | 1 | cs | TRUE
18 | LV_153-4_0_3_line_18 |  | 15 | 16 | 0.023016 | 0.125 | 0.08 | 261 | 0 | 0.364 | 1 | 1 | cs | TRUE
19 | LV_153-4_0_3_line_19 |  | 15 | 17 | 0.045369 | 0.125 | 0.08 | 261 | 0 | 0.364 | 1 | 1 | cs | TRUE
20 | LV_153-4_0_3_line_20 |  | 17 | 22 | 0.034097 | 0.125 | 0.08 | 261 | 0 | 0.364 | 1 | 1 | cs | TRUE
21 | LV_153-4_0_3_line_21 |  | 18 | 19 | 0.12003 | 0.125 | 0.08 | 261 | 0 | 0.364 | 1 | 1 | cs | TRUE
22 | LV_153-4_0_3_line_22 |  | 18 | 20 | 0.39346 | 0.125 | 0.08 | 261 | 0 | 0.364 | 1 | 1 | cs | TRUE
23 | LV_153-4_0_3_line_23 |  | 18 | 21 | 0.088484 | 0.125 | 0.08 | 261 | 0 | 0.364 | 1 | 1 | cs | TRUE
24 | LV_153-4_0_3_line_24 |  | 19 | 38 | 0.026274 | 0.125 | 0.08 | 261 | 0 | 0.364 | 1 | 1 | cs | TRUE
25 | LV_153-4_0_3_line_25 |  | 20 | 22 | 0.065428 | 0.125 | 0.08 | 261 | 0 | 0.364 | 1 | 1 | cs | TRUE
26 | LV_153-4_0_3_line_26 |  | 21 | 27 | 0.017943 | 0.125 | 0.08 | 261 | 0 | 0.364 | 1 | 1 | cs | TRUE
27 | LV_153-4_0_3_line_27 |  | 22 | 32 | 0.064537 | 0.125 | 0.08 | 261 | 0 | 0.364 | 1 | 1 | cs | TRUE
28 | LV_153-4_0_3_line_28 |  | 23 | 25 | 0.019448 | 0.125 | 0.08 | 261 | 0 | 0.364 | 1 | 1 | cs | TRUE
29 | LV_153-4_0_3_line_29 |  | 24 | 26 | 0.019664 | 0.125 | 0.08 | 261 | 0 | 0.364 | 1 | 1 | cs | TRUE
30 | LV_153-4_0_3_line_30 |  | 26 | 27 | 0.017321 | 0.125 | 0.08 | 261 | 0 | 0.364 | 1 | 1 | cs | TRUE
31 | LV_153-4_0_3_line_31 |  | 28 | 30 | 0.011813 | 0.125 | 0.08 | 261 | 0 | 0.364 | 1 | 2 | cs | TRUE
32 | LV_153-4_0_3_line_32 |  | 29 | 31 | 0.037117 | 0.125 | 0.08 | 261 | 0 | 0.364 | 1 | 1 | cs | TRUE
33 | LV_153-4_0_3_line_33 |  | 30 | 66 | 0.0083676 | 0.125 | 0.08 | 261 | 0 | 0.364 | 1 | 2 | cs | TRUE
34 | LV_153-4_0_3_line_34 |  | 31 | 35 | 0.027761 | 0.125 | 0.08 | 261 | 0 | 0.364 | 1 | 1 | cs | TRUE
35 | LV_153-4_0_3_line_35 |  | 33 | 34 | 0.063107 | 0.125 | 0.08 | 261 | 0 | 0.364 | 1 | 1 | cs | TRUE
36 | LV_153-4_0_3_line_36 |  | 33 | 35 | 0.017136 | 0.125 | 0.08 | 261 | 0 | 0.364 | 1 | 1 | cs | TRUE
37 | LV_153-4_0_3_line_37 |  | 34 | 36 | 0.0033697 | 0.125 | 0.08 | 261 | 0 | 0.364 | 1 | 1 | cs | TRUE
38 | LV_153-4_0_3_line_38 |  | 36 | 37 | 0.029513 | 0.125 | 0.08 | 261 | 0 | 0.364 | 1 | 1 | cs | TRUE
39 | LV_153-4_0_3_line_39 |  | 37 | 42 | 0.013567 | 0.125 | 0.08 | 261 | 0 | 0.364 | 1 | 1 | cs | TRUE
40 | LV_153-4_0_3_line_40 |  | 38 | 39 | 0.035611 | 0.125 | 0.08 | 261 | 0 | 0.364 | 1 | 1 | cs | TRUE
41 | LV_153-4_0_3_line_41 |  | 38 | 40 | 0.010655 | 0.125 | 0.08 | 261 | 0 | 0.364 | 1 | 1 | cs | TRUE
42 | LV_153-4_0_3_line_42 |  | 41 | 42 | 0.024602 | 0.125 | 0.08 | 261 | 0 | 0.364 | 1 | 1 | cs | TRUE
43 | LV_153-4_0_3_line_43 |  | 41 | 43 | 0.0060096 | 0.125 | 0.08 | 261 | 0 | 0.364 | 1 | 1 | cs | TRUE
44 | LV_153-4_0_3_line_44 |  | 43 | 44 | 0.015476 | 0.125 | 0.08 | 261 | 0 | 0.364 | 1 | 1 | cs | TRUE
45 | LV_153-4_0_3_line_45 |  | 44 | 45 | 0.015629 | 0.125 | 0.08 | 261 | 0 | 0.364 | 1 | 1 | cs | TRUE
46 | LV_153-4_0_3_line_46 |  | 46 | 47 | 0.0079743 | 0.125 | 0.08 | 261 | 0 | 0.364 | 1 | 1 | cs | TRUE
47 | LV_153-4_0_3_line_47 |  | 46 | 48 | 0.01322 | 0.125 | 0.08 | 261 | 0 | 0.364 | 1 | 1 | cs | TRUE
48 | LV_153-4_0_3_line_48 |  | 47 | 49 | 0.015062 | 0.125 | 0.08 | 261 | 0 | 0.364 | 1 | 1 | cs | TRUE
49 | LV_153-4_0_3_line_49 |  | 48 | 50 | 0.015687 | 0.125 | 0.08 | 261 | 0 | 0.364 | 1 | 1 | cs | TRUE
50 | LV_153-4_0_3_line_50 |  | 48 | 51 | 0.011778 | 0.125 | 0.08 | 261 | 0 | 0.364 | 1 | 1 | cs | TRUE
51 | LV_153-4_0_3_line_51 |  | 49 | 52 | 0.0079129 | 0.125 | 0.08 | 261 | 0 | 0.364 | 1 | 1 | cs | TRUE
52 | LV_153-4_0_3_line_52 |  | 50 | 59 | 0.0089455 | 0.125 | 0.08 | 261 | 0 | 0.364 | 1 | 1 | cs | TRUE
53 | LV_153-4_0_3_line_53 |  | 51 | 60 | 0.018627 | 0.125 | 0.08 | 261 | 0 | 0.364 | 1 | 1 | cs | TRUE
54 | LV_153-4_0_3_line_54 |  | 52 | 61 | 0.0061888 | 0.125 | 0.08 | 261 | 0 | 0.364 | 1 | 1 | cs | TRUE
55 | LV_153-4_0_3_line_55 |  | 53 | 54 | 0.014034 | 0.125 | 0.08 | 261 | 0 | 0.364 | 1 | 2 | cs | TRUE
56 | LV_153-4_0_3_line_56 |  | 53 | 55 | 0.012979 | 0.125 | 0.08 | 261 | 0 | 0.364 | 1 | 2 | cs | TRUE
57 | LV_153-4_0_3_line_57 |  | 54 | 62 | 0.014222 | 0.125 | 0.08 | 261 | 0 | 0.364 | 1 | 2 | cs | TRUE
58 | LV_153-4_0_3_line_58 |  | 54 | 63 | 0.033821 | 0.125 | 0.08 | 261 | 0 | 0.364 | 1 | 1 | cs | TRUE
59 | LV_153-4_0_3_line_59 |  | 55 | 64 | 0.0073003 | 0.125 | 0.08 | 261 | 0 | 0.364 | 1 | 2 | cs | TRUE
60 | LV_153-4_0_3_line_60 |  | 56 | 57 | 0.13613 | 0.125 | 0.08 | 261 | 0 | 0.364 | 1 | 1 | cs | TRUE
61 | LV_153-4_0_3_line_61 |  | 56 | 58 | 0.067114 | 0.125 | 0.08 | 261 | 0 | 0.364 | 1 | 2 | cs | TRUE
62 | LV_153-4_0_3_line_62 |  | 57 | 65 | 0.020578 | 0.125 | 0.08 | 261 | 0 | 0.364 | 1 | 1 | cs | TRUE
63 | LV_153-4_0_3_line_63 |  | 58 | 67 | 0.00028353 | 0.125 | 0.08 | 261 | 0 | 0.364 | 1 | 2 | cs | TRUE
64 | LV_153-4_0_3_line_64 |  | 59 | 68 | 0.0046211 | 0.125 | 0.08 | 261 | 0 | 0.364 | 1 | 1 | cs | TRUE
65 | LV_153-4_0_3_line_65 |  | 60 | 69 | 0.024582 | 0.125 | 0.08 | 261 | 0 | 0.364 | 1 | 1 | cs | TRUE
66 | LV_153-4_0_3_line_66 |  | 61 | 70 | 0.0129 | 0.125 | 0.08 | 261 | 0 | 0.364 | 1 | 1 | cs | TRUE
67 | LV_153-4_0_3_line_67 |  | 62 | 66 | 0.037732 | 0.125 | 0.08 | 261 | 0 | 0.364 | 1 | 2 | cs | TRUE
68 | LV_153-4_0_3_line_68 |  | 63 | 73 | 0.0062242 | 0.125 | 0.08 | 261 | 0 | 0.364 | 1 | 1 | cs | TRUE
69 | LV_153-4_0_3_line_69 |  | 64 | 67 | 0.0070554 | 0.125 | 0.08 | 261 | 0 | 0.364 | 1 | 2 | cs | TRUE
70 | LV_153-4_0_3_line_70 |  | 65 | 92 | 0.0059251 | 0.125 | 0.08 | 261 | 0 | 0.364 | 1 | 1 | cs | TRUE
71 | LV_153-4_0_3_line_71 |  | 68 | 71 | 0.008023 | 0.125 | 0.08 | 261 | 0 | 0.364 | 1 | 1 | cs | TRUE
72 | LV_153-4_0_3_line_72 |  | 70 | 76 | 0.0073586 | 0.125 | 0.08 | 261 | 0 | 0.364 | 1 | 1 | cs | TRUE
73 | LV_153-4_0_3_line_73 |  | 71 | 83 | 0.026845 | 0.125 | 0.08 | 261 | 0 | 0.364 | 1 | 1 | cs | TRUE
74 | LV_153-4_0_3_line_74 |  | 71 | 84 | 0.022162 | 0.125 | 0.08 | 261 | 0 | 0.364 | 1 | 1 | cs | TRUE
75 | LV_153-4_0_3_line_75 |  | 72 | 73 | 0.016382 | 0.125 | 0.08 | 261 | 0 | 0.364 | 1 | 1 | cs | TRUE
76 | LV_153-4_0_3_line_76 |  | 73 | 76 | 0.0094401 | 0.125 | 0.08 | 261 | 0 | 0.364 | 1 | 1 | cs | TRUE
77 | LV_153-4_0_3_line_77 |  | 74 | 75 | 0.011323 | 0.125 | 0.08 | 261 | 0 | 0.364 | 1 | 1 | cs | TRUE
78 | LV_153-4_0_3_line_78 |  | 75 | 77 | 0.012523 | 0.125 | 0.08 | 261 | 0 | 0.364 | 1 | 1 | cs | TRUE
79 | LV_153-4_0_3_line_79 |  | 75 | 78 | 0.010688 | 0.125 | 0.08 | 261 | 0 | 0.364 | 1 | 1 | cs | TRUE
80 | LV_153-4_0_3_line_80 |  | 77 | 79 | 0.0073383 | 0.125 | 0.08 | 261 | 0 | 0.364 | 1 | 1 | cs | TRUE
81 | LV_153-4_0_3_line_81 |  | 78 | 80 | 0.0071871 | 0.125 | 0.08 | 261 | 0 | 0.364 | 1 | 1 | cs | TRUE
82 | LV_153-4_0_3_line_82 |  | 79 | 81 | 0.0062803 | 0.125 | 0.08 | 261 | 0 | 0.364 | 1 | 1 | cs | TRUE
83 | LV_153-4_0_3_line_83 |  | 80 | 82 | 0.0088389 | 0.125 | 0.08 | 261 | 0 | 0.364 | 1 | 1 | cs | TRUE
84 | LV_153-4_0_3_line_84 |  | 81 | 85 | 0.0069551 | 0.125 | 0.08 | 261 | 0 | 0.364 | 1 | 1 | cs | TRUE
85 | LV_153-4_0_3_line_85 |  | 82 | 129 | 1.121e-05 | 0.125 | 0.08 | 261 | 0 | 0.364 | 1 | 1 | cs | TRUE
86 | LV_153-4_0_3_line_86 |  | 83 | 85 | 0.013183 | 0.125 | 0.08 | 261 | 0 | 0.364 | 1 | 1 | cs | TRUE
87 | LV_153-4_0_3_line_87 |  | 83 | 86 | 0.0087161 | 0.125 | 0.08 | 261 | 0 | 0.364 | 1 | 1 | cs | TRUE
88 | LV_153-4_0_3_line_88 |  | 84 | 87 | 0.014716 | 0.125 | 0.08 | 261 | 0 | 0.364 | 1 | 1 | cs | TRUE
89 | LV_153-4_0_3_line_89 |  | 86 | 88 | 0.0073349 | 0.125 | 0.08 | 261 | 0 | 0.364 | 1 | 1 | cs | TRUE
90 | LV_153-4_0_3_line_90 |  | 87 | 89 | 0.021049 | 0.125 | 0.08 | 261 | 0 | 0.364 | 1 | 1 | cs | TRUE
91 | LV_153-4_0_3_line_91 |  | 88 | 96 | 0.014362 | 0.125 | 0.08 | 261 | 0 | 0.364 | 1 | 1 | cs | TRUE
92 | LV_153-4_0_3_line_92 |  | 89 | 93 | 0.014973 | 0.125 | 0.08 | 261 | 0 | 0.364 | 1 | 1 | cs | TRUE
93 | LV_153-4_0_3_line_93 |  | 90 | 91 | 0.011284 | 0.125 | 0.08 | 261 | 0 | 0.364 | 1 | 1 | cs | TRUE
94 | LV_153-4_0_3_line_94 |  | 91 | 105 | 0.01849 | 0.125 | 0.08 | 261 | 0 | 0.364 | 1 | 1 | cs | TRUE
95 | LV_153-4_0_3_line_95 |  | 92 | 100 | 0.022848 | 0.125 | 0.08 | 261 | 0 | 0.364 | 1 | 1 | cs | TRUE
96 | LV_153-4_0_3_line_96 |  | 93 | 94 | 0.019505 | 0.125 | 0.08 | 261 | 0 | 0.364 | 1 | 1 | cs | TRUE
97 | LV_153-4_0_3_line_97 |  | 94 | 95 | 0.006969 | 0.125 | 0.08 | 261 | 0 | 0.364 | 1 | 1 | cs | TRUE
98 | LV_153-4_0_3_line_98 |  | 96 | 97 | 0.0058774 | 0.125 | 0.08 | 261 | 0 | 0.364 | 1 | 1 | cs | TRUE
99 | LV_153-4_0_3_line_99 |  | 97 | 98 | 0.01762 | 0.125 | 0.08 | 261 | 0 | 0.364 | 1 | 1 | cs | TRUE
100 | LV_153-4_0_3_line_100 |  | 98 | 99 | 0.01362 | 0.125 | 0.08 | 261 | 0 | 0.364 | 1 | 1 | cs | TRUE
101 | LV_153-4_0_3_line_101 |  | 100 | 101 | 0.031642 | 0.125 | 0.08 | 261 | 0 | 0.364 | 1 | 1 | cs | TRUE
102 | LV_153-4_0_3_line_102 |  | 100 | 102 | 0.01635 | 0.125 | 0.08 | 261 | 0 | 0.364 | 1 | 1 | cs | TRUE
103 | LV_153-4_0_3_line_103 |  | 101 | 103 | 0.0068709 | 0.125 | 0.08 | 261 | 0 | 0.364 | 1 | 1 | cs | TRUE
104 | LV_153-4_0_3_line_104 |  | 101 | 104 | 0.020053 | 0.125 | 0.08 | 261 | 0 | 0.364 | 1 | 1 | cs | TRUE
105 | LV_153-4_0_3_line_105 |  | 102 | 105 | 0.0027946 | 0.125 | 0.08 | 261 | 0 | 0.364 | 1 | 1 | cs | TRUE
106 | LV_153-4_0_3_line_106 |  | 103 | 106 | 0.012609 | 0.125 | 0.08 | 261 | 0 | 0.364 | 1 | 1 | cs | TRUE
107 | LV_153-4_0_3_line_107 |  | 104 | 107 | 0.012922 | 0.125 | 0.08 | 261 | 0 | 0.364 | 1 | 1 | cs | TRUE
108 | LV_153-4_0_3_line_108 |  | 105 | 108 | 0.031934 | 0.125 | 0.08 | 261 | 0 | 0.364 | 1 | 1 | cs | TRUE
109 | LV_153-4_0_3_line_109 |  | 106 | 109 | 0.0084479 | 0.125 | 0.08 | 261 | 0 | 0.364 | 1 | 1 | cs | TRUE
110 | LV_153-4_0_3_line_110 |  | 106 | 110 | 0.012424 | 0.125 | 0.08 | 261 | 0 | 0.364 | 1 | 1 | cs | TRUE
111 | LV_153-4_0_3_line_111 |  | 107 | 111 | 0.051551 | 0.125 | 0.08 | 261 | 0 | 0.364 | 1 | 1 | cs | TRUE
112 | LV_153-4_0_3_line_112 |  | 108 | 112 | 0.039959 | 0.125 | 0.08 | 261 | 0 | 0.364 | 1 | 1 | cs | TRUE
113 | LV_153-4_0_3_line_113 |  | 109 | 124 | 0.030098 | 0.125 | 0.08 | 261 | 0 | 0.364 | 1 | 1 | cs | TRUE
114 | LV_153-4_0_3_line_114 |  | 110 | 120 | 0.01217 | 0.125 | 0.08 | 261 | 0 | 0.364 | 1 | 1 | cs | TRUE
115 | LV_153-4_0_3_line_115 |  | 110 | 116 | 0.025488 | 0.125 | 0.08 | 261 | 0 | 0.364 | 1 | 1 | cs | TRUE
116 | LV_153-4_0_3_line_116 |  | 111 | 123 | 0.01592 | 0.125 | 0.08 | 261 | 0 | 0.364 | 1 | 1 | cs | TRUE
117 | LV_153-4_0_3_line_117 |  | 112 | 113 | 0.045435 | 0.125 | 0.08 | 261 | 0 | 0.364 | 1 | 1 | cs | TRUE
118 | LV_153-4_0_3_line_118 |  | 114 | 115 | 0.007559 | 0.125 | 0.08 | 261 | 0 | 0.364 | 1 | 1 | cs | TRUE
119 | LV_153-4_0_3_line_119 |  | 114 | 116 | 0.010665 | 0.125 | 0.08 | 261 | 0 | 0.364 | 1 | 1 | cs | TRUE
120 | LV_153-4_0_3_line_120 |  | 115 | 117 | 0.023458 | 0.125 | 0.08 | 261 | 0 | 0.364 | 1 | 1 | cs | TRUE
121 | LV_153-4_0_3_line_121 |  | 116 | 118 | 0.033223 | 0.125 | 0.08 | 261 | 0 | 0.364 | 1 | 1 | cs | TRUE
122 | LV_153-4_0_3_line_122 |  | 118 | 119 | 0.012643 | 0.125 | 0.08 | 261 | 0 | 0.364 | 1 | 1 | cs | TRUE
123 | LV_153-4_0_3_line_123 |  | 120 | 121 | 0.012521 | 0.125 | 0.08 | 261 | 0 | 0.364 | 1 | 1 | cs | TRUE
124 | LV_153-4_0_3_line_124 |  | 121 | 125 | 0.015871 | 0.125 | 0.08 | 261 | 0 | 0.364 | 1 | 1 | cs | TRUE
125 | LV_153-4_0_3_line_125 |  | 122 | 123 | 0.027859 | 0.125 | 0.08 | 261 | 0 | 0.364 | 1 | 1 | cs | TRUE
126 | LV_153-4_0_3_line_126 |  | 124 | 126 | 0.0048769 | 0.125 | 0.08 | 261 | 0 | 0.364 | 1 | 1 | cs | TRUE
127 | LV_153-4_0_3_line_127 |  | 126 | 127 | 0.012389 | 0.125 | 0.08 | 261 | 0 | 0.364 | 1 | 1 | cs | TRUE
128 | LV_153-4_0_3_line_128 |  | 127 | 128 | 0.032785 | 0.125 | 0.08 | 261 | 0 | 0.364 | 1 | 1 | cs | TRUE

## trafo
| name | std_type | hv_bus | lv_bus | sn_mva | vn_hv_kv | vn_lv_kv | vk_percent | vkr_percent | pfe_kw | i0_percent | shift_degree | tap_side | tap_neutral | tap_min | tap_max | tap_step_percent | tap_step_degree | tap_pos | tap_phase_shifter | parallel | df | in_service
0 | LV_153-4_0_3_trafo_19 | 0.63 MVA 20/0.4 kV | 130 | 13 | 0.63 | 20 | 0.4 | 6 | 1.206 | 1.65 | 0.2619 | 150 | hv | 0 | -2 | 2 | 2.5 | 0 | 0 | FALSE | 1 | 1 | TRUE

## line_geodata
| x0 | y0 | x1 | y1 | x2 | y2 | x3 | y3 | x4 | y4 | x5 | y5 | x6 | y6 | x7 | y7 | x8 | y8 | x9 | y9 | x10 | y10 | x11 | y11 | x12 | y12 | x13 | y13 | x14 | y14 | x15 | y15 | x16 | y16 | x17 | y17 | x18 | y18 | x19 | y19 | x20 | y20 | x21 | y21 | x22 | y22 | x23 | y23 | x24 | y24
0 | 2701009.6876 | 1234978.7658 | 2701009.2578 | 1234991.6504
1 | 2701313.7917 | 1234965.4916 | 2701009.6876 | 1234978.7658
2 | 2701333.4327 | 1234914.5295 | 2701320.8195 | 1234945.6488 | 2701316.5097 | 1234958.207 | 2701313.7917 | 1234965.4916
3 | 2701324.1664 | 1234990.8509 | 2701324.1664 | 1234990.8509 | 2701323.3202 | 1234989.4243 | 2701312.9481 | 1234975.2813 | 2701312.3005 | 1234974.1917 | 2701311.8737 | 1234973.028 | 2701311.7457 | 1234972.1029 | 2701311.9075 | 1234971.0493 | 2701312.8447 | 1234968.0297 | 2701313.7917 | 1234965.4916
4 | 2701333.4327 | 1234914.5295 | 2701345.7671 | 1234882.0043 | 2701356.9783 | 1234856.3096 | 2701363.9564 | 1234835.1238 | 2701367.0297 | 1234823.1672 | 2701368.0012 | 1234808.3838
5 | 2701333.4327 | 1234914.5295 | 2701358.2904 | 1234899.1863 | 2701384.1385 | 1234903.6278
6 | 2701324.9119 | 1235002.6169 | 2701325.4309 | 1234998.3782 | 2701325.4866 | 1234996.8891 | 2701325.4363 | 1234995.3982 | 2701325.1616 | 1234993.7479 | 2701324.754 | 1234992.351 | 2701324.1664 | 1234990.8509
7 | 2701345.5696 | 1235007.9116 | 2701347.8416 | 1235008.846 | 2701357.2381 | 1235012.7203 | 2701360.4167 | 1235014.1442
8 | 2701324.9119 | 1235002.6169 | 2701330.3812 | 1235003.2885 | 2701333.6644 | 1235003.8671 | 2701337.5607 | 1235004.8899 | 2701341.6924 | 1235006.317 | 2701345.5696 | 1235007.9116
9 | 2701406.3769 | 1235035.3513 | 2701404.7799 | 1235034.8146 | 2701402.562 | 1235033.9205 | 2701398.4998 | 1235031.972 | 2701378.045 | 1235022.2379 | 2701367.508 | 1235017.3211 | 2701360.4167 | 1235014.1442
10 | 2701409.5026 | 1235036.1626 | 2701407.0455 | 1235035.5761 | 2701406.3769 | 1235035.3513
11 | 2701415.4629 | 1235037.0034 | 2701412.8023 | 1235036.6974 | 2701409.6541 | 1235036.1988 | 2701409.5026 | 1235036.1626
12 | 2701427.2167 | 1235040.6352 | 2701424.9131 | 1235039.4395 | 2701422.965 | 1235038.7057 | 2701420.849 | 1235038.0468 | 2701418.7386 | 1235037.5104 | 2701416.7764 | 1235037.1544 | 2701415.4629 | 1235037.0034
13 | 2701427.2167 | 1235040.6352 | 2701433.3378 | 1235019.5461 | 2701436.1163 | 1235011.5542 | 2701438.8183 | 1235004.9269
14 | 2701427.2167 | 1235040.6352 | 2701429.0026 | 1235042.4448 | 2701430.1483 | 1235044.0656 | 2701435.1745 | 1235052.6535
15 | 2701368.0012 | 1234808.3838 | 2701370.1539 | 1234802.3513
16 | 2701384.1385 | 1234903.6278 | 2701411.7667 | 1234908.3751
17 | 2701177.6871 | 1235563.2627 | 2701177.1061 | 1235559.1608 | 2701176.8303 | 1235555.3532 | 2701176.7757 | 1235551.8942 | 2701176.8449 | 1235547.8367 | 2701177.0952 | 1235544.2494 | 2701177.3092 | 1235542.3516 | 2701177.6579 | 1235540.5451 | 2701178.2372 | 1235538.976 | 2701179.036 | 1235537.4106 | 2701180.3289 | 1235535.7203 | 2701184.7161 | 1235531.0289
18 | 2701177.6871 | 1235563.2627 | 2701175.1489 | 1235563.8532 | 2701172.1299 | 1235564.6691 | 2701167.9596 | 1235565.9768 | 2701155.7127 | 1235570.0666
19 | 2701177.6871 | 1235563.2627 | 2701180.3835 | 1235562.7193 | 2701183.8354 | 1235562.2666 | 2701200.2134 | 1235561.0669 | 2701222.8891 | 1235559.7254
20 | 2701256.5221 | 1235554.8771 | 2701252.2541 | 1235556.1386 | 2701248.202 | 1235557.1703 | 2701243.2437 | 1235558.0754 | 2701236.5932 | 1235558.7849 | 2701228.5214 | 1235559.3922 | 2701222.8891 | 1235559.7254
21 | 2701503.0765 | 1235176.6105 | 2701506.3156 | 1235176.6547 | 2701509.1492 | 1235176.5141 | 2701512.791 | 1235176.0315 | 2701516.5721 | 1235174.9286 | 2701520.9756 | 1235172.8467 | 2701550.7629 | 1235154.2862 | 2701553.0764 | 1235153.1249 | 2701555.5566 | 1235152.4001 | 2701558.2485 | 1235152.1348 | 2701560.5453 | 1235152.3964 | 2701562.7459 | 1235153.4126 | 2701564.9384 | 1235154.9067 | 2701578.5749 | 1235168.0052 | 2701581.2817 | 1235170.4089 | 2701583.7414 | 1235172.2078 | 2701585.9702 | 1235173.3468 | 2701588.2738 | 1235174.0978 | 2701591.4624 | 1235174.8863 | 2701594.8425 | 1235175.0998 | 2701597.5938 | 1235174.9022 | 2701600.3587 | 1235174.3491 | 2701603.4421 | 1235173.3233 | 2701605.8911 | 1235172.2087 | 2701608.0246 | 1235171.0679
22 | 2701503.0765 | 1235176.6105 | 2701312.1333 | 1235520.637
23 | 2701503.0765 | 1235176.6105 | 2701503.0243 | 1235172.5732 | 2701502.6116 | 1235168.8189 | 2701501.8661 | 1235164.603 | 2701500.737 | 1235160.2471 | 2701499.2183 | 1235155.651 | 2701497.2431 | 1235150.7469 | 2701495.1884 | 1235146.0639 | 2701492.933 | 1235141.1661 | 2701490.3533 | 1235136.1961 | 2701483.2106 | 1235123.1532 | 2701476.7756 | 1235111.2232 | 2701468.533 | 1235096.0933 | 2701468.533 | 1235096.0933
24 | 2701629.1583 | 1235155.5719 | 2701627.4629 | 1235157.322 | 2701625.0584 | 1235159.3713 | 2701622.4237 | 1235161.1609 | 2701613.3636 | 1235167.7331 | 2701609.5583 | 1235170.2477 | 2701608.0246 | 1235171.0679
25 | 2701256.5221 | 1235554.8771 | 2701261.5969 | 1235552.9065 | 2701266.3873 | 1235550.3084 | 2701272.5275 | 1235546.677 | 2701281.6885 | 1235540.7954 | 2701304.6641 | 1235525.5756 | 2701312.1333 | 1235520.637
26 | 2701458.4071 | 1235081.3093 | 2701458.4071 | 1235081.3093 | 2701461.209 | 1235084.7931 | 2701463.7071 | 1235088.3384 | 2701466.2589 | 1235092.285 | 2701468.533 | 1235096.0933
27 | 2701256.5221 | 1235554.8771 | 2701257.0732 | 1235558.5114 | 2701257.1567 | 1235560.7145 | 2701256.9934 | 1235562.7466 | 2701256.4964 | 1235564.3727 | 2701255.0375 | 1235566.4716 | 2701253.1114 | 1235568.4514 | 2701250.6134 | 1235570.2324 | 2701247.0365 | 1235572.2507 | 2701242.6457 | 1235574.4998 | 2701237.9503 | 1235577.2997 | 2701216.5242 | 1235591.7789 | 2701211.4535 | 1235595.284
28 | 2701447.7617 | 1234987.6747 | 2701447.1273 | 1234988.725 | 2701443.0437 | 1234996.0052 | 2701439.2768 | 1235003.8023 | 2701438.8183 | 1235004.9269
29 | 2701446.7797 | 1235068.4714 | 2701445.375 | 1235066.9205 | 2701442.7253 | 1235063.8285 | 2701440.5781 | 1235061.0119 | 2701438.4721 | 1235057.9959 | 2701436.5181 | 1235054.9492 | 2701435.1745 | 1235052.6535
30 | 2701446.7797 | 1235068.4714 | 2701458.4071 | 1235081.3093
31 | 2701375.0199 | 1234791.6508 | 2701372.4696 | 1234795.8618 | 2701370.1539 | 1234802.3513
32 | 2701448.348 | 1234914.6609 | 2701411.7667 | 1234908.3751
33 | 2701375.0199 | 1234791.6508 | 2701379.3547 | 1234784.4936
34 | 2701448.348 | 1234914.6609 | 2701475.7082 | 1234919.3621
35 | 2701492.3066 | 1234923.592 | 2701511.6335 | 1234898.3476 | 2701532.4561 | 1234874.9604
36 | 2701492.3066 | 1234923.592 | 2701486.8906 | 1234922.0094 | 2701481.0788 | 1234920.5535 | 2701476.2752 | 1234919.4596 | 2701475.7082 | 1234919.3621
37 | 2701534.6969 | 1234872.4437 | 2701532.4561 | 1234874.9604
38 | 2701534.6969 | 1234872.4437 | 2701538.1776 | 1234868.5343 | 2701553.7777 | 1234856.2806 | 2701557.8549 | 1234854.5199
39 | 2701557.8549 | 1234854.5199 | 2701570.3103 | 1234849.1414
40 | 2701656.7586 | 1235136.1072 | 2701653.2527 | 1235141.0287 | 2701652.3717 | 1235142.081 | 2701651.4968 | 1235142.7777 | 2701650.3139 | 1235143.3357 | 2701648.8625 | 1235143.6555 | 2701642.5396 | 1235144.2145 | 2701641.0222 | 1235144.4109 | 2701639.6901 | 1235144.844 | 2701638.787 | 1235145.4178 | 2701637.8481 | 1235146.3136 | 2701635.7501 | 1235148.5905 | 2701634.1753 | 1235150.376 | 2701629.1583 | 1235155.5719
41 | 2701622.6795 | 1235147.0992 | 2701629.1583 | 1235155.5719
42 | 2701593.5308 | 1234841.2083 | 2701580.677 | 1234844.6649 | 2701570.3103 | 1234849.1414
43 | 2701593.5308 | 1234841.2083 | 2701599.3342 | 1234839.6476
44 | 2701599.3342 | 1234839.6476 | 2701614.2791 | 1234835.6286
45 | 2701629.0542 | 1234830.7455 | 2701625.3054 | 1234832.6634 | 2701614.2791 | 1234835.6286
46 | 2701462.0121 | 1234767.9801 | 2701467.8059 | 1234773.4592
47 | 2701477.4113 | 1234782.5429 | 2701467.8059 | 1234773.4592
48 | 2701462.0121 | 1234767.9801 | 2701458.2631 | 1234776.9339 | 2701453.6625 | 1234779.674
49 | 2701477.4113 | 1234782.5429 | 2701470.7857 | 1234796.7619
50 | 2701477.4113 | 1234782.5429 | 2701488.3744 | 1234786.8485
51 | 2701453.6625 | 1234779.674 | 2701446.864 | 1234783.7231
52 | 2701467.0074 | 1234804.8704 | 2701470.7857 | 1234796.7619
53 | 2701488.3744 | 1234786.8485 | 2701501.5655 | 1234792.0292 | 2701505.9834 | 1234792.6004
54 | 2701446.864 | 1234783.7231 | 2701441.5468 | 1234786.89
55 | 2701426.6311 | 1234755.8115 | 2701412.587 | 1234756.7503
56 | 2701426.6311 | 1234755.8115 | 2701431.9625 | 1234743.9776
57 | 2701398.7545 | 1234753.2783 | 2701412.587 | 1234756.7503
58 | 2701412.587 | 1234756.7503 | 2701408.5999 | 1234769.9032 | 2701405.7809 | 1234769.1768 | 2701403.1438 | 1234771.5447 | 2701408.113 | 1234784.2279
59 | 2701431.9625 | 1234743.9776 | 2701434.9612 | 1234737.3216
60 | 2701361.6767 | 1234660.4428 | 2701364.7352 | 1234657.7818 | 2701370.1346 | 1234644.3861 | 2701374.3026 | 1234641.922 | 2701393.2087 | 1234639.1314 | 2701402.0062 | 1234628.9072 | 2701416.6264 | 1234640.7989 | 2701415.4228 | 1234645.2261 | 2701413.2055 | 1234671.3301 | 2701443.6005 | 1234674.4845
61 | 2701443.6005 | 1234674.4845 | 2701443.3341 | 1234686.9783 | 2701453.4995 | 1234689.7428 | 2701452.6457 | 1234698.0678 | 2701437.9757 | 1234730.6303
62 | 2701361.6767 | 1234660.4428 | 2701359.2636 | 1234662.5477 | 2701341.8324 | 1234662.7616
63 | 2701437.8592 | 1234730.8888 | 2701437.9757 | 1234730.6303
64 | 2701467.0074 | 1234804.8704 | 2701466.2207 | 1234806.5587 | 2701465.7462 | 1234809.2761
65 | 2701530.3984 | 1234795.3261 | 2701525.5486 | 1234795.1301 | 2701505.9834 | 1234792.6004
66 | 2701441.5468 | 1234786.89 | 2701438.2629 | 1234788.8459 | 2701429.1909 | 1234788.5232
67 | 2701398.7545 | 1234753.2783 | 2701394.5283 | 1234767.5724 | 2701388.0168 | 1234773.3879 | 2701380.1349 | 1234783.2053 | 2701379.3547 | 1234784.4936
68 | 2701412.4028 | 1234787.9261 | 2701410.9246 | 1234788.0454 | 2701408.113 | 1234784.2279
69 | 2701437.8592 | 1234730.8888 | 2701434.9612 | 1234737.3216
70 | 2701341.8324 | 1234662.7616 | 2701340.113 | 1234668.4318
71 | 2701464.3661 | 1234817.1795 | 2701465.7462 | 1234809.2761
72 | 2701421.837 | 1234788.2616 | 2701429.1909 | 1234788.5232
73 | 2701460.7926 | 1234843.7828 | 2701464.3661 | 1234817.1795
74 | 2701464.3661 | 1234817.1795 | 2701486.4188 | 1234819.3816
75 | 2701412.4028 | 1234787.9261 | 2701413.9123 | 1234804.2385
76 | 2701412.4028 | 1234787.9261 | 2701421.837 | 1234788.2616
77 | 2701414.7996 | 1234838.6383 | 2701417.8253 | 1234827.7268
78 | 2701414.7996 | 1234838.6383 | 2701427.245 | 1234840.0304
79 | 2701414.7996 | 1234838.6383 | 2701404.178 | 1234837.4475
80 | 2701427.245 | 1234840.0304 | 2701434.5379 | 1234840.8462
81 | 2701397.0356 | 1234836.6467 | 2701404.178 | 1234837.4475
82 | 2701440.7792 | 1234841.5443 | 2701434.5379 | 1234840.8462
83 | 2701397.0356 | 1234836.6467 | 2701388.2517 | 1234835.6619
84 | 2701447.6912 | 1234842.3174 | 2701440.7792 | 1234841.5443
85 | 2701388.2517 | 1234835.6619 | 2701388.2406 | 1234835.6607
86 | 2701460.7926 | 1234843.7828 | 2701447.6912 | 1234842.3174
87 | 2701460.7926 | 1234843.7828 | 2701469.4664 | 1234844.6406
88 | 2701501.0619 | 1234820.8439 | 2701486.4188 | 1234819.3816
89 | 2701469.4664 | 1234844.6406 | 2701476.7657 | 1234845.3625
90 | 2701501.0619 | 1234820.8439 | 2701522.007 | 1234822.9354
91 | 2701491.0583 | 1234846.7759 | 2701476.7657 | 1234845.3625
92 | 2701536.9055 | 1234824.4232 | 2701522.007 | 1234822.9354
93 | 2701355.1366 | 1234698.7585 | 2701366.4208 | 1234698.7838
94 | 2701338.3442 | 1234704.3556 | 2701346.7828 | 1234698.7397 | 2701355.1366 | 1234698.7585
95 | 2701328.7473 | 1234687.7906 | 2701337.5486 | 1234676.8881 | 2701340.113 | 1234668.4318
96 | 2701536.9055 | 1234824.4232 | 2701556.3139 | 1234826.3613
97 | 2701563.2484 | 1234827.0538 | 2701556.3139 | 1234826.3613
98 | 2701496.9071 | 1234847.3543 | 2701491.0583 | 1234846.7759
99 | 2701496.9071 | 1234847.3543 | 2701514.4419 | 1234849.0884
100 | 2701514.4419 | 1234849.0884 | 2701527.9954 | 1234850.4288
101 | 2701328.7473 | 1234687.7906 | 2701299.0906 | 1234699.049
102 | 2701328.7473 | 1234687.7906 | 2701336.9432 | 1234701.9375
103 | 2701299.0906 | 1234699.049 | 2701292.2363 | 1234698.5713
104 | 2701299.0906 | 1234699.049 | 2701298.1487 | 1234719.0799
105 | 2701338.3442 | 1234704.3556 | 2701336.9432 | 1234701.9375
106 | 2701279.6574 | 1234697.6945 | 2701292.2363 | 1234698.5713
107 | 2701297.5417 | 1234731.9878 | 2701298.1487 | 1234719.0799
108 | 2701338.3442 | 1234704.3556 | 2701347.8233 | 1234720.7184 | 2701348.7194 | 1234733.7117
109 | 2701279.6574 | 1234697.6945 | 2701272.4882 | 1234693.2258
110 | 2701279.6574 | 1234697.6945 | 2701267.226 | 1234696.8376
111 | 2701269.2018 | 1234770.0929 | 2701293.1291 | 1234752.9545 | 2701296.8096 | 1234747.5576 | 2701297.5417 | 1234731.9878
112 | 2701331.1529 | 1234760.3376 | 2701332.8182 | 1234754.8992 | 2701349.8624 | 1234750.2864 | 2701348.7194 | 1234733.7117
113 | 2701257.4268 | 1234670.2197 | 2701258.4504 | 1234680.9317 | 2701260.6379 | 1234685.8393 | 2701272.4882 | 1234693.2258
114 | 2701267.226 | 1234696.8376 | 2701266.003 | 1234708.9456
115 | 2701242.7503 | 1234690.627 | 2701248.4701 | 1234690.391 | 2701267.226 | 1234696.8376
116 | 2701269.2018 | 1234770.0929 | 2701255.283 | 1234762.3646
117 | 2701310.4301 | 1234800.3971 | 2701327.0057 | 1234773.881 | 2701331.1529 | 1234760.3376
118 | 2701237.3805 | 1234699.842 | 2701233.5748 | 1234706.373
119 | 2701242.7503 | 1234690.627 | 2701237.3805 | 1234699.842
120 | 2701221.7641 | 1234726.641 | 2701233.5748 | 1234706.373
121 | 2701209.6998 | 1234688.2623 | 2701218.0658 | 1234687.3374 | 2701242.7503 | 1234690.627
122 | 2701209.6998 | 1234688.2623 | 2701204.0074 | 1234699.5519
123 | 2701266.003 | 1234708.9456 | 2701265.7505 | 1234711.4456 | 2701262.9747 | 1234721.0611 | 2701262.9747 | 1234721.0611
124 | 2701262.9747 | 1234721.0611 | 2701254.2336 | 1234734.3079
125 | 2701255.283 | 1234762.3646 | 2701230.927 | 1234748.8412
126 | 2701257.4268 | 1234670.2197 | 2701256.9629 | 1234665.365
127 | 2701255.7844 | 1234653.032 | 2701256.9629 | 1234665.365
128 | 2701285.5956 | 1234641.1534 | 2701261.0141 | 1234647.795 | 2701255.7844 | 1234653.032

## bus_geodata
| x | y | coords
0 | 2701009.2578 | 1234991.6504
1 | 2701009.6876 | 1234978.7658
2 | 2701313.7917 | 1234965.4916
3 | 2701333.4327 | 1234914.5295
4 | 2701324.1664 | 1234990.8509
5 | 2701345.5696 | 1235007.9116
6 | 2701360.4167 | 1235014.1442
7 | 2701324.9119 | 1235002.6169
8 | 2701406.3769 | 1235035.3513
9 | 2701409.5026 | 1235036.1626
10 | 2701415.4629 | 1235037.0034
11 | 2701427.2167 | 1235040.6352
12 | 2701368.0012 | 1234808.3838
13 | 2701384.1385 | 1234903.6278
14 | 2701184.7161 | 1235531.0289
15 | 2701177.6871 | 1235563.2627
16 | 2701155.7127 | 1235570.0666
17 | 2701222.8891 | 1235559.7254
18 | 2701503.0765 | 1235176.6105
19 | 2701608.0246 | 1235171.0679
20 | 2701312.1333 | 1235520.637
21 | 2701468.533 | 1235096.0933
22 | 2701256.5221 | 1235554.8771
23 | 2701438.8183 | 1235004.9269
24 | 2701435.1745 | 1235052.6535
25 | 2701447.7617 | 1234987.6747
26 | 2701446.7797 | 1235068.4714
27 | 2701458.407 | 1235081.3093
28 | 2701370.1539 | 1234802.3513
29 | 2701411.7667 | 1234908.3751
30 | 2701375.0199 | 1234791.6508
31 | 2701448.348 | 1234914.6609
32 | 2701211.4535 | 1235595.284
33 | 2701492.3066 | 1234923.592
34 | 2701532.4561 | 1234874.9604
35 | 2701475.7082 | 1234919.3621
36 | 2701534.6969 | 1234872.4437
37 | 2701557.8549 | 1234854.5199
38 | 2701629.1583 | 1235155.5719
39 | 2701656.7586 | 1235136.1072
40 | 2701622.6795 | 1235147.0992
41 | 2701593.5308 | 1234841.2083
42 | 2701570.3103 | 1234849.1414
43 | 2701599.3342 | 1234839.6476
44 | 2701614.2791 | 1234835.6286
45 | 2701629.0542 | 1234830.7455
46 | 2701467.8059 | 1234773.4592
47 | 2701462.0121 | 1234767.9801
48 | 2701477.4113 | 1234782.5429
49 | 2701453.6625 | 1234779.674
50 | 2701470.7857 | 1234796.7619
51 | 2701488.3744 | 1234786.8485
52 | 2701446.864 | 1234783.7231
53 | 2701426.6311 | 1234755.8115
54 | 2701412.587 | 1234756.7503
55 | 2701431.9625 | 1234743.9776
56 | 2701443.6005 | 1234674.4845
57 | 2701361.6767 | 1234660.4428
58 | 2701437.9757 | 1234730.6303
59 | 2701467.0074 | 1234804.8704
60 | 2701505.9834 | 1234792.6004
61 | 2701441.5468 | 1234786.89
62 | 2701398.7545 | 1234753.2783
63 | 2701408.113 | 1234784.2279
64 | 2701434.9612 | 1234737.3216
65 | 2701341.8324 | 1234662.7616
66 | 2701379.3547 | 1234784.4936
67 | 2701437.8592 | 1234730.8888
68 | 2701465.7462 | 1234809.2761
69 | 2701530.3984 | 1234795.3261
70 | 2701429.1909 | 1234788.5232
71 | 2701464.3661 | 1234817.1795
72 | 2701413.9123 | 1234804.2385
73 | 2701412.4028 | 1234787.9261
74 | 2701417.8253 | 1234827.7268
75 | 2701414.7996 | 1234838.6383
76 | 2701421.837 | 1234788.2616
77 | 2701427.245 | 1234840.0304
78 | 2701404.178 | 1234837.4475
79 | 2701434.5379 | 1234840.8462
80 | 2701397.0356 | 1234836.6467
81 | 2701440.7792 | 1234841.5443
82 | 2701388.2517 | 1234835.6619
83 | 2701460.7926 | 1234843.7828
84 | 2701486.4188 | 1234819.3816
85 | 2701447.6912 | 1234842.3174
86 | 2701469.4664 | 1234844.6406
87 | 2701501.0619 | 1234820.8439
88 | 2701476.7657 | 1234845.3625
89 | 2701522.007 | 1234822.9354
90 | 2701366.4208 | 1234698.7838
91 | 2701355.1366 | 1234698.7585
92 | 2701340.113 | 1234668.4318
93 | 2701536.9055 | 1234824.4232
94 | 2701556.3139 | 1234826.3613
95 | 2701563.2484 | 1234827.0538
96 | 2701491.0583 | 1234846.7759
97 | 2701496.9071 | 1234847.3543
98 | 2701514.4419 | 1234849.0884
99 | 2701527.9954 | 1234850.4288
100 | 2701328.7473 | 1234687.7906
101 | 2701299.0906 | 1234699.049
102 | 2701336.9432 | 1234701.9375
103 | 2701292.2363 | 1234698.5713
104 | 2701298.1487 | 1234719.0799
105 | 2701338.3442 | 1234704.3556
106 | 2701279.6574 | 1234697.6945
107 | 2701297.5417 | 1234731.9878
108 | 2701348.7194 | 1234733.7117
109 | 2701272.4882 | 1234693.2258
110 | 2701267.226 | 1234696.8376
111 | 2701269.2018 | 1234770.0929
112 | 2701331.1529 | 1234760.3376
113 | 2701310.4301 | 1234800.3971
114 | 2701237.3805 | 1234699.842
115 | 2701233.5748 | 1234706.373
116 | 2701242.7503 | 1234690.627
117 | 2701221.7641 | 1234726.641
118 | 2701209.6998 | 1234688.2623
119 | 2701204.0074 | 1234699.5519
120 | 2701266.003 | 1234708.9456
121 | 2701262.9747 | 1234721.0611
122 | 2701230.927 | 1234748.8412
123 | 2701255.283 | 1234762.3646
124 | 2701257.4268 | 1234670.2197
125 | 2701254.2336 | 1234734.3079
126 | 2701256.9629 | 1234665.365
127 | 2701255.7844 | 1234653.032
128 | 2701285.5956 | 1234641.1534
129 | 2701388.2406 | 1234835.6607
130 | 2701333.4327 | 1234914.5295

## line_std_types
| c_nf_per_km | r_ohm_per_km | x_ohm_per_km | max_i_ka | type | q_mm2 | alpha | voltage_rating
NAYY 4x50 SE | 210 | 0.642 | 0.083 | 0.142 | cs | 50 | 0.00403 | LV
NAYY 4x120 SE | 264 | 0.225 | 0.08 | 0.242 | cs | 120 | 0.00403 | LV
NAYY 4x150 SE | 261 | 0.208 | 0.08 | 0.27 | cs | 150 | 0.00403 | LV
NA2XS2Y 1x95 RM/25 12/20 kV | 216 | 0.313 | 0.132 | 0.252 | cs | 95 | 0.00403 | MV
NA2XS2Y 1x185 RM/25 12/20 kV | 273 | 0.161 | 0.117 | 0.362 | cs | 185 | 0.00403 | MV
NA2XS2Y 1x240 RM/25 12/20 kV | 304 | 0.122 | 0.112 | 0.421 | cs | 240 | 0.00403 | MV
NA2XS2Y 1x95 RM/25 6/10 kV | 315 | 0.313 | 0.123 | 0.249 | cs | 95 | 0.00403 | MV
NA2XS2Y 1x185 RM/25 6/10 kV | 406 | 0.161 | 0.11 | 0.358 | cs | 185 | 0.00403 | MV
NA2XS2Y 1x240 RM/25 6/10 kV | 456 | 0.122 | 0.105 | 0.416 | cs | 240 | 0.00403 | MV
NA2XS2Y 1x150 RM/25 12/20 kV | 250 | 0.206 | 0.116 | 0.319 | cs | 150 | 0.00403 | MV
NA2XS2Y 1x120 RM/25 12/20 kV | 230 | 0.253 | 0.119 | 0.283 | cs | 120 | 0.00403 | MV
NA2XS2Y 1x70 RM/25 12/20 kV | 190 | 0.443 | 0.132 | 0.22 | cs | 70 | 0.00403 | MV
NA2XS2Y 1x150 RM/25 6/10 kV | 360 | 0.206 | 0.11 | 0.315 | cs | 150 | 0.00403 | MV
NA2XS2Y 1x120 RM/25 6/10 kV | 340 | 0.253 | 0.113 | 0.28 | cs | 120 | 0.00403 | MV
NA2XS2Y 1x70 RM/25 6/10 kV | 280 | 0.443 | 0.123 | 0.217 | cs | 70 | 0.00403 | MV
N2XS(FL)2Y 1x120 RM/35 64/110 kV | 112 | 0.153 | 0.166 | 0.366 | cs | 120 | 0.00393 | HV
N2XS(FL)2Y 1x185 RM/35 64/110 kV | 125 | 0.099 | 0.156 | 0.457 | cs | 185 | 0.00393 | HV
N2XS(FL)2Y 1x240 RM/35 64/110 kV | 135 | 0.075 | 0.149 | 0.526 | cs | 240 | 0.00393 | HV
N2XS(FL)2Y 1x300 RM/35 64/110 kV | 144 | 0.06 | 0.144 | 0.588 | cs | 300 | 0.00393 | HV
15-AL1/3-ST1A 0.4 | 11 | 1.8769 | 0.35 | 0.105 | ol | 16 | 0.00403 | LV
24-AL1/4-ST1A 0.4 | 11.25 | 1.2012 | 0.335 | 0.14 | ol | 24 | 0.00403 | LV
48-AL1/8-ST1A 0.4 | 12.2 | 0.5939 | 0.3 | 0.21 | ol | 48 | 0.00403 | LV
94-AL1/15-ST1A 0.4 | 13.2 | 0.306 | 0.29 | 0.35 | ol | 94 | 0.00403 | LV
34-AL1/6-ST1A 10.0 | 9.7 | 0.8342 | 0.36 | 0.17 | ol | 34 | 0.00403 | MV
48-AL1/8-ST1A 10.0 | 10.1 | 0.5939 | 0.35 | 0.21 | ol | 48 | 0.00403 | MV
70-AL1/11-ST1A 10.0 | 10.4 | 0.4132 | 0.339 | 0.29 | ol | 70 | 0.00403 | MV
94-AL1/15-ST1A 10.0 | 10.75 | 0.306 | 0.33 | 0.35 | ol | 94 | 0.00403 | MV
122-AL1/20-ST1A 10.0 | 11.1 | 0.2376 | 0.323 | 0.41 | ol | 122 | 0.00403 | MV
149-AL1/24-ST1A 10.0 | 11.25 | 0.194 | 0.315 | 0.47 | ol | 149 | 0.00403 | MV
34-AL1/6-ST1A 20.0 | 9.15 | 0.8342 | 0.382 | 0.17 | ol | 34 | 0.00403 | MV
48-AL1/8-ST1A 20.0 | 9.5 | 0.5939 | 0.372 | 0.21 | ol | 48 | 0.00403 | MV
70-AL1/11-ST1A 20.0 | 9.7 | 0.4132 | 0.36 | 0.29 | ol | 70 | 0.00403 | MV
94-AL1/15-ST1A 20.0 | 10 | 0.306 | 0.35 | 0.35 | ol | 94 | 0.00403 | MV
122-AL1/20-ST1A 20.0 | 10.3 | 0.2376 | 0.344 | 0.41 | ol | 122 | 0.00403 | MV
149-AL1/24-ST1A 20.0 | 10.5 | 0.194 | 0.337 | 0.47 | ol | 149 | 0.00403 | MV
184-AL1/30-ST1A 20.0 | 10.75 | 0.1571 | 0.33 | 0.535 | ol | 184 | 0.00403 | MV
243-AL1/39-ST1A 20.0 | 11 | 0.1188 | 0.32 | 0.645 | ol | 243 | 0.00403 | MV
48-AL1/8-ST1A 110.0 | 8 | 0.5939 | 0.46 | 0.21 | ol | 48 | 0.00403 | HV
70-AL1/11-ST1A 110.0 | 8.4 | 0.4132 | 0.45 | 0.29 | ol | 70 | 0.00403 | HV
94-AL1/15-ST1A 110.0 | 8.65 | 0.306 | 0.44 | 0.35 | ol | 94 | 0.00403 | HV
122-AL1/20-ST1A 110.0 | 8.5 | 0.2376 | 0.43 | 0.41 | ol | 122 | 0.00403 | HV
149-AL1/24-ST1A 110.0 | 8.75 | 0.194 | 0.41 | 0.47 | ol | 149 | 0.00403 | HV
184-AL1/30-ST1A 110.0 | 8.8 | 0.1571 | 0.4 | 0.535 | ol | 184 | 0.00403 | HV
243-AL1/39-ST1A 110.0 | 9 | 0.1188 | 0.39 | 0.645 | ol | 243 | 0.00403 | HV
305-AL1/39-ST1A 110.0 | 9.2 | 0.0949 | 0.38 | 0.74 | ol | 305 | 0.00403 | HV
490-AL1/64-ST1A 110.0 | 9.75 | 0.059 | 0.37 | 0.96 | ol | 490 | 0.00403 | HV
679-AL1/86-ST1A 110.0 | 9.95 | 0.042 | 0.36 | 1.15 | ol | 679 | 0.00403 | HV
490-AL1/64-ST1A 220.0 | 10 | 0.059 | 0.285 | 0.96 | ol | 490 | 0.00403 | HV
679-AL1/86-ST1A 220.0 | 11.7 | 0.042 | 0.275 | 1.15 | ol | 679 | 0.00403 | HV
490-AL1/64-ST1A 380.0 | 11 | 0.059 | 0.253 | 0.96 | ol | 490 | 0.00403 | HV
679-AL1/86-ST1A 380.0 | 14.6 | 0.042 | 0.25 | 1.15 | ol | 679 | 0.00403 | HV

## trafo_std_types
| i0_percent | pfe_kw | vkr_percent | sn_mva | vn_lv_kv | vn_hv_kv | vk_percent | shift_degree | vector_group | tap_side | tap_neutral | tap_min | tap_max | tap_step_degree | tap_step_percent | tap_phase_shifter
160 MVA 380/110 kV | 0.06 | 60 | 0.25 | 160 | 110 | 380 | 12.2 | 0 | Yy0 | hv | 0 | -9 | 9 | 0 | 1.5 | FALSE
100 MVA 220/110 kV | 0.06 | 55 | 0.26 | 100 | 110 | 220 | 12 | 0 | Yy0 | hv | 0 | -9 | 9 | 0 | 1.5 | FALSE
63 MVA 110/20 kV | 0.04 | 22 | 0.32 | 63 | 20 | 110 | 18 | 150 | YNd5 | hv | 0 | -9 | 9 | 0 | 1.5 | FALSE
40 MVA 110/20 kV | 0.05 | 18 | 0.34 | 40 | 20 | 110 | 16.2 | 150 | YNd5 | hv | 0 | -9 | 9 | 0 | 1.5 | FALSE
25 MVA 110/20 kV | 0.07 | 14 | 0.41 | 25 | 20 | 110 | 12 | 150 | YNd5 | hv | 0 | -9 | 9 | 0 | 1.5 | FALSE
63 MVA 110/10 kV | 0.04 | 22 | 0.32 | 63 | 10 | 110 | 18 | 150 | YNd5 | hv | 0 | -9 | 9 | 0 | 1.5 | FALSE
40 MVA 110/10 kV | 0.05 | 18 | 0.34 | 40 | 10 | 110 | 16.2 | 150 | YNd5 | hv | 0 | -9 | 9 | 0 | 1.5 | FALSE
25 MVA 110/10 kV | 0.07 | 14 | 0.41 | 25 | 10 | 110 | 12 | 150 | YNd5 | hv | 0 | -9 | 9 | 0 | 1.5 | FALSE
0.25 MVA 20/0.4 kV | 0.32 | 0.8 | 1.44 | 0.25 | 0.4 | 20 | 6 | 150 | Yzn5 | hv | 0 | -2 | 2 | 0 | 2.5 | FALSE
0.4 MVA 20/0.4 kV | 0.3375 | 1.35 | 1.425 | 0.4 | 0.4 | 20 | 6 | 150 | Dyn5 | hv | 0 | -2 | 2 | 0 | 2.5 | FALSE
0.63 MVA 20/0.4 kV | 0.2619 | 1.65 | 1.206 | 0.63 | 0.4 | 20 | 6 | 150 | Dyn5 | hv | 0 | -2 | 2 | 0 | 2.5 | FALSE
0.25 MVA 10/0.4 kV | 0.24 | 0.6 | 1.2 | 0.25 | 0.4 | 10 | 4 | 150 | Dyn5 | hv | 0 | -2 | 2 | 0 | 2.5 | FALSE
0.4 MVA 10/0.4 kV | 0.2375 | 0.95 | 1.325 | 0.4 | 0.4 | 10 | 4 | 150 | Dyn5 | hv | 0 | -2 | 2 | 0 | 2.5 | FALSE
0.63 MVA 10/0.4 kV | 0.1873 | 1.18 | 1.0794 | 0.63 | 0.4 | 10 | 4 | 150 | Dyn5 | hv | 0 | -2 | 2 | 0 | 2.5 | FALSE

## trafo3w_std_types
| sn_hv_mva | sn_mv_mva | sn_lv_mva | vn_hv_kv | vn_mv_kv | vn_lv_kv | vk_hv_percent | vk_mv_percent | vk_lv_percent | vkr_hv_percent | vkr_mv_percent | vkr_lv_percent | pfe_kw | i0_percent | shift_mv_degree | shift_lv_degree | vector_group | tap_side | tap_neutral | tap_min | tap_max | tap_step_percent
63/25/38 MVA 110/20/10 kV | 63 | 25 | 38 | 110 | 20 | 10 | 10.4 | 10.4 | 10.4 | 0.28 | 0.32 | 0.35 | 35 | 0.89 | 0 | 0 | YN0yn0yn0 | hv | 0 | -10 | 10 | 1.2
63/25/38 MVA 110/10/10 kV | 63 | 25 | 38 | 110 | 10 | 10 | 10.4 | 10.4 | 10.4 | 0.28 | 0.32 | 0.35 | 35 | 0.89 | 0 | 0 | YN0yn0yn0 | hv | 0 | -10 | 10 | 1.2

## fuse_std_types
| fuse_type | i_rated_a | t_avg | t_min | t_total | x_avg | x_min | x_total
HV 100A | HV 100A | 100 | 0 | [10.0, 3.64, 0.854, 0.281, 0.1, 0.0531, 0.022, 0.01] | [10.0, 4.267, 1.21, 0.403, 0.1, 0.058, 0.022, 0.01] | 0 | [300.0, 350.0, 450.0, 550.0, 700.0, 850.0, 1200.0, 1752.0] | [600.0, 700.0, 900.0, 1150.0, 1665.0, 2000.0, 3000.0, 4313.0]
HV 10A | HV 10A | 10 | 0 | [10.0, 1675.0, 0.344, 0.156, 0.1, 0.0417, 0.0171, 0.01] | [10.0, 1.3, 0.3, 0.155, 0.1, 0.0555, 0.023, 0.01] | 0 | [30.0, 32.0, 35.0, 37.0, 39.0, 50.0, 70.0, 88.0] | [60.0, 70.0, 80.0, 87.0, 94.0, 110.0, 150.0, 216.0]
HV 125A | HV 125A | 125 | 0 | [10.0, 1.82, 0.344, 0.1, 0.0467, 0.0269, 0.01] | [10.0, 2.478, 0.426, 0.1, 0.0427, 0.0211, 0.01] | 0 | [375.0, 500.0, 700.0, 925.0, 1200.0, 1500.0, 2341.0] | [750.0, 1000.0, 1500.0, 2200.0, 3000.0, 4000.0, 5765.0]
HV 160A | HV 160A | 160 | 0 | [10.0, 4.15, 1.03, 0.198, 0.1, 0.051, 0.0172, 0.01] | [10.0, 2.3, 0.734, 0.274, 0.1, 0.046, 0.0177, 0.01] | 0 | [480.0, 550.0, 700.0, 1000.0, 1260.0, 1600.0, 2500.0, 3227.0] | [960.0, 1300.0, 1700.0, 2200.0, 2996.0, 4000.0, 6000.0, 7946.0]
HV 16A | HV 16A | 16 | 0 | [10.0, 0.352, 0.164, 0.1, 0.0649, 0.0342, 0.01] | [10.0, 2.34, 0.722, 0.181, 0.1, 0.055, 0.0296, 0.01] | 0 | [48.0, 60.0, 65.0, 71.0, 80.0, 100.0, 162.0] | [96.0, 110.0, 125.0, 150.0, 168.0, 200.0, 250.0, 398.0]
HV 200A | HV 200A | 200 | 0 | [10.0, 4.267, 1.21, 0.403, 0.1, 0.058, 0.022, 0.01] | [10.0, 3.73, 1.654, 0.328, 0.1, 0.0531, 0.019, 0.01] | 0 | [600.0, 700.0, 900.0, 1150.0, 1665.0, 2000.0, 3000.0, 4313.0] | [1200.0, 1500.0, 1800.0, 2700.0, 3960.0, 5000.0, 7500.0, 10620.0]
HV 20A | HV 20A | 20 | 0 | [10.0, 1.3, 0.3, 0.155, 0.1, 0.0555, 0.023, 0.01] | [10.0, 1.3, 0.161, 0.1, 0.0611, 0.0399, 0.0141, 0.01] | 0 | [60.0, 70.0, 80.0, 87.0, 94.0, 110.0, 150.0, 216.0] | [120.0, 150.0, 200.0, 223.0, 260.0, 300.0, 450.0, 532.0]
HV 25A | HV 25A | 25 | 0 | [10.0, 2.512, 0.833, 0.299, 0.1, 0.0372, 0.0223, 0.01] | [10.0, 3.125, 0.597, 0.198, 0.1, 0.0378, 0.022, 0.01] | 0 | [75.0, 82.0, 90.0, 100.0, 124.0, 170.0, 200.0, 289.0] | [150.0, 170.0, 210.0, 250.0, 294.0, 400.0, 500.0, 711.0]
HV 31.5A | HV 31.5A | 31.5 | 0 | [10.0, 2.34, 0.722, 0.181, 0.1, 0.055, 0.0296, 0.01] | [10.0, 2.84, 0.368, 0.164, 0.1, 0.0621, 0.0378, 0.0195, 0.01] | 0 | [95.0, 110.0, 125.0, 150.0, 165.0, 200.0, 250.0, 390.0] | [189.0, 220.0, 300.0, 350.0, 393.0, 450.0, 530.0, 700.0, 960.0]
HV 40A | HV 40A | 40 | 0 | [10.0, 1.3, 0.161, 0.1, 0.0611, 0.0399, 0.0141, 0.01] | [10.0, 2.05, 0.369, 0.198, 0.1, 0.051, 0.0298, 0.01] | 0 | [120.0, 150.0, 200.0, 223.0, 260.0, 300.0, 450.0, 532.0] | [240.0, 300.0, 400.0, 450.0, 530.0, 650.0, 800.0, 1311.0]
HV 50A | HV 50A | 50 | 0 | [10.0, 3.215, 0.597, 0.198, 0.1, 0.0378, 0.022, 0.01] | [10.0, 3.64, 0.854, 0.281, 0.1, 0.0531, 0.022, 0.01] | 0 | [150.0, 170.0, 210.0, 250.0, 294.0, 400.0, 500.0, 711.0] | [300.0, 350.0, 450.0, 550.0, 700.0, 850.0, 1200.0, 1752.0]
HV 6.3A | HV 6.3A | 6.3 | 0 | [10.0, 1.39, 0.344, 0.168, 0.1, 0.056, 0.0263, 0.01] | [10.0, 1.711, 0.516, 0.198, 0.1, 0.0634, 0.0303, 0.01] | 0 | [19.0, 19.5, 20.4, 20.8, 22.0, 25.0, 32.0, 48.0] | [38.0, 40.0, 43.0, 48.0, 53.0, 60.0, 75.0, 118.0]
HV 63A | HV 63A | 63 | 0 | [10.0, 2.84, 0.368, 0.164, 0.1, 0.0621, 0.0378, 0.0195, 0.01] | [10.0, 1.82, 0.344, 0.1, 0.0467, 0.0269, 0.01] | 0 | [189.0, 220.0, 300.0, 350.0, 393.0, 450.0, 530.0, 700.0, 961.0] | [378.0, 500.0, 700.0, 934.0, 1200.0, 1500.0, 2366.0]
HV 80A | HV 80A | 80 | 0 | [10.0, 2.05, 0.369, 0.198, 0.1, 0.051, 0.0298, 0.01] | [10.0, 4.15, 1.03, 0.198, 0.1, 0.051, 0.0172, 0.01] | 0 | [240.0, 300.0, 400.0, 450.0, 530.0, 650.0, 800.0, 1311.0] | [480.0, 550.0, 700.0, 1000.0, 1260.0, 1600.0, 2500.0, 3227.0]
Siemens NH-1-100 | Siemens NH-1-100 | 100 | [5400.0, 2000.0, 400.0, 20.0, 1.0, 0.2, 0.012, 0.004] | 0 | 0 | [150.0, 190.0, 250.0, 430.0, 900.0, 1250.0, 2700.0, 3600.0] | 0 | 0
Siemens NH-1-125 | Siemens NH-1-125 | 125 | [4800.0, 120.0, 7.0, 0.1, 0.004] | 0 | 0 | [180.0, 400.0, 740.0, 2000.0, 4250.0] | 0 | 0
Siemens NH-1-16 | Siemens NH-1-16 | 16 | [4000.0, 400.0, 2.0, 0.1, 0.04, 0.01] | 0 | 0 | [26.0, 35.0, 75.0, 150.0, 200.0, 300.0] | 0 | 0
Siemens NH-1-160 | Siemens NH-1-160 | 160 | [4800.0, 120.0, 7.0, 0.1, 0.004] | 0 | 0 | [210.0, 500.0, 900.0, 2300.0, 5000.0] | 0 | 0
Siemens NH-1-25 | Siemens NH-1-25 | 25 | [4000.0, 1000.0, 10.0, 0.2, 0.02, 0.01] | 0 | 0 | [40.0, 50.0, 100.0, 210.0, 400.0, 500.0] | 0 | 0
Siemens NH-1-50 | Siemens NH-1-50 | 50 | [4000.0, 40.0, 4.0, 1.0, 0.02, 0.01] | 0 | 0 | [86.0, 200.0, 300.0, 400.0, 1000.0, 1280.0] | 0 | 0
Siemens NH-1-63 | Siemens NH-1-63 | 63 | [4000.0, 100.0, 10.0, 2.0, 0.04, 0.01] | 0 | 0 | [100.0, 200.0, 300.0, 400.0, 1000.0, 1500.0] | 0 | 0
Siemens NH-1-80 | Siemens NH-1-80 | 80 | [4800.0, 120.0, 7.0, 0.1, 0.01] | 0 | 0 | [150.58, 250.0, 450.0, 1150.0, 2470.0] | 0 | 0
Siemens NH-2-1000 | Siemens NH-2-1000 | 1000 | [4800.0, 120.0, 7.0, 0.1, 0.004] | 0 | 0 | [1900.0, 3500.0, 8400.0, 24000.0, 52000.0] | 0 | 0
Siemens NH-2-200 | Siemens NH-2-200 | 200 | [4800.0, 120.0, 7.0, 0.1, 0.004] | 0 | 0 | [280.0, 650.0, 1200.0, 3000.0, 7000.0] | 0 | 0
Siemens NH-2-224 | Siemens NH-2-224 | 224 | [4800.0, 120.0, 7.0, 0.2, 0.04, 0.004] | 0 | 0 | [400.0, 750.0, 1453.0, 3025.0, 4315.0, 7600.0] | 0 | 0
Siemens NH-2-250 | Siemens NH-2-250 | 250 | [4800.0, 120.0, 7.0, 0.1, 0.004] | 0 | 0 | [450.0, 800.0, 1650.0, 4000.0, 8500.0] | 0 | 0
Siemens NH-2-315 | Siemens NH-2-315 | 315 | [4800.0, 120.0, 7.0, 0.1, 0.004] | 0 | 0 | [550.0, 920.0, 1900.0, 5000.0, 11000.0] | 0 | 0
Siemens NH-2-355 | Siemens NH-2-355 | 355 | [4800.0, 120.0, 6.0, 0.1, 0.004] | 0 | 0 | [650.0, 1116.27, 2350.0, 5840.0, 12790.0] | 0 | 0
Siemens NH-2-400 | Siemens NH-2-400 | 400 | [4800.0, 120.0, 7.0, 0.1, 0.004] | 0 | 0 | [720.0, 1350.0, 2800.0, 6500.0, 15000.0] | 0 | 0
Siemens NH-2-425 | Siemens NH-2-425 | 425 | [4800.0, 120.0, 7.0, 0.1, 0.004] | 0 | 0 | [850.0, 1500.0, 3050.0, 7500.0, 16500.0] | 0 | 0
Siemens NH-2-630 | Siemens NH-2-630 | 630 | [4800.0, 120.0, 7.0, 0.1, 0.004] | 0 | 0 | [1200.0, 2000.0, 4800.0, 12000.0, 26000.0] | 0 | 0

## res_bus
| vm_pu | va_degree | p_mw | q_mvar
0 | 0.99048 | -0.18147 | 0.0024555 | 0.0006154
1 | 0.99051 | -0.18091 | 0 | 0
2 | 0.9912 | -0.16761 | 0.0016875 | 0.00042293
3 | 0.99498 | -0.094924 | 0 | 0
4 | 0.98926 | -0.205 | 0.02771 | 0.0069448
5 | 0.98792 | -0.23089 | 0.0011216 | 0.00028109
6 | 0.98729 | -0.24306 | 0.0017259 | 0.00043256
7 | 0.98878 | -0.21428 | 0 | 0
8 | 0.9854 | -0.27986 | 0.0015464 | 0.00038757
9 | 0.98528 | -0.28212 | 0.0010344 | 0.00025924
10 | 0.98507 | -0.28623 | 0.0020784 | 0.00052089
11 | 0.98466 | -0.29422 | 0 | 0
12 | 0.98871 | -0.21447 | 0 | 0
13 | 1 | 0 | -0.23144 | -0.059014
14 | 0.97652 | -0.45352 | 0.0021863 | 0.00054795
15 | 0.97659 | -0.45213 | 0 | 0
16 | 0.97645 | -0.45479 | 0.0063073 | 0.0015808
17 | 0.97694 | -0.44509 | 0.00082885 | 0.00020773
18 | 0.98202 | -0.34572 | 0 | 0
19 | 0.98146 | -0.35654 | 0.0013116 | 0.00032873
20 | 0.97787 | -0.42697 | 0.0010479 | 0.00026263
21 | 0.98336 | -0.31957 | 0.0011577 | 0.00029015
22 | 0.97724 | -0.43929 | 0 | 0
23 | 0.98428 | -0.30151 | 0.002994 | 0.00075036
24 | 0.98432 | -0.30076 | 0.0044825 | 0.0011234
25 | 0.98414 | -0.30424 | 0.0077959 | 0.0019538
26 | 0.98395 | -0.30806 | 0.0019045 | 0.00047732
27 | 0.98365 | -0.3139 | 0.0011947 | 0.00029941
28 | 0.98835 | -0.22134 | 0.0025451 | 0.00063787
29 | 0.99922 | -0.014985 | 0.0026727 | 0.00066984
30 | 0.9877 | -0.23374 | 0.0013361 | 0.00033485
31 | 0.99827 | -0.033127 | 0.0022421 | 0.00056193
32 | 0.97718 | -0.44045 | 0.00099157 | 0.00024851
33 | 0.99735 | -0.050971 | 0 | 0
34 | 0.99632 | -0.070673 | 0.0016374 | 0.00041037
35 | 0.99762 | -0.045628 | 0.0079275 | 0.0019868
36 | 0.99627 | -0.07163 | 0.0026686 | 0.0006688
37 | 0.99591 | -0.078624 | 0.0021285 | 0.00053344
38 | 0.98137 | -0.35829 | 0 | 0
39 | 0.9813 | -0.35983 | 0.0023898 | 0.00059894
40 | 0.98136 | -0.35854 | 0.0012806 | 0.00032095
41 | 0.9956 | -0.084667 | 0.0014957 | 0.00037486
42 | 0.99577 | -0.081334 | 0.0036552 | 0.00091609
43 | 0.99557 | -0.085323 | 0.0023667 | 0.00059316
44 | 0.99551 | -0.086369 | 0.0023153 | 0.00058026
45 | 0.99549 | -0.086789 | 0.0015275 | 0.00038282
46 | 0.97947 | -0.39369 | 0.003745 | 0.00093859
47 | 0.9798 | -0.38712 | 0 | 0
48 | 0.97896 | -0.40369 | 0 | 0
49 | 0.98043 | -0.37473 | 0.0014632 | 0.00036671
50 | 0.97847 | -0.41317 | 0.0014436 | 0.00036181
51 | 0.97886 | -0.40548 | 0.0022796 | 0.00057132
52 | 0.98078 | -0.36801 | 0.0012355 | 0.00030965
53 | 0.98413 | -0.30268 | 0 | 0
54 | 0.98451 | -0.2954 | 0 | 0
55 | 0.98378 | -0.30941 | 0.0012187 | 0.00030543
56 | 0.98179 | -0.34781 | 0 | 0
57 | 0.97529 | -0.47476 | 0 | 0
58 | 0.9834 | -0.31677 | 0.0011985 | 0.00030038
59 | 0.97821 | -0.41835 | 0.0014815 | 0.00037131
60 | 0.97876 | -0.40754 | 0.0029474 | 0.00073869
61 | 0.98105 | -0.36262 | 0.0011481 | 0.00028775
62 | 0.98526 | -0.28087 | 0 | 0
63 | 0.98275 | -0.32955 | 0.0029841 | 0.0007479
64 | 0.98359 | -0.31312 | 0.0011435 | 0.0002866
65 | 0.9743 | -0.4941 | 0 | 0
66 | 0.98725 | -0.24244 | 0.002624 | 0.00065764
67 | 0.98341 | -0.31663 | 0.0028308 | 0.00070947
68 | 0.97808 | -0.4209 | 0.00091014 | 0.0002281
69 | 0.97869 | -0.40895 | 0.0031392 | 0.00078675
70 | 0.98164 | -0.35114 | 0.0014408 | 0.00036109
71 | 0.97786 | -0.4252 | 0 | 0
72 | 0.98243 | -0.3358 | 0.00095675 | 0.00023978
73 | 0.98244 | -0.33551 | 0 | 0
74 | 0.97711 | -0.43988 | 0.00082781 | 0.00020747
75 | 0.97712 | -0.43971 | 0 | 0
76 | 0.98199 | -0.3444 | 0.0014679 | 0.0003679
77 | 0.97718 | -0.43853 | 0.00077029 | 0.00019305
78 | 0.97708 | -0.44055 | 0.00067401 | 0.00016892
79 | 0.97722 | -0.43774 | 0.00071141 | 0.0001783
80 | 0.97706 | -0.44103 | 0.0012272 | 0.00030757
81 | 0.97726 | -0.43698 | 0.00073648 | 0.00018458
82 | 0.97704 | -0.44141 | 0.0010538 | 0.00026411
83 | 0.97741 | -0.43407 | 0 | 0
84 | 0.97763 | -0.42977 | 0.0010472 | 0.00026246
85 | 0.97731 | -0.43604 | 0.00086277 | 0.00021623
86 | 0.97733 | -0.43564 | 0.0016347 | 0.0004097
87 | 0.97749 | -0.43252 | 0.0020365 | 0.00051041
88 | 0.97727 | -0.43674 | 0.0012503 | 0.00031336
89 | 0.97733 | -0.43567 | 0.0019889 | 0.00049846
90 | 0.97251 | -0.52956 | 0.0039958 | 0.0010014
91 | 0.97255 | -0.52872 | 0.0030176 | 0.00075629
92 | 0.97402 | -0.49967 | 0.0015642 | 0.00039202
93 | 0.97724 | -0.43737 | 0.0021524 | 0.00053944
94 | 0.97717 | -0.43882 | 0.0019675 | 0.00049311
95 | 0.97715 | -0.43908 | 0.0020988 | 0.000526
96 | 0.97718 | -0.43858 | 0.0012455 | 0.00031214
97 | 0.97715 | -0.43919 | 0.001725 | 0.00043232
98 | 0.97708 | -0.44049 | 0.0018845 | 0.00047229
99 | 0.97706 | -0.44102 | 0.0021389 | 0.00053606
100 | 0.97296 | -0.52054 | 0 | 0
101 | 0.97199 | -0.53977 | 0 | 0
102 | 0.97271 | -0.52557 | 0.0017373 | 0.00043541
103 | 0.97185 | -0.54254 | 0.00060518 | 0.00015167
104 | 0.97178 | -0.54391 | 0.0023546 | 0.00059012
105 | 0.97267 | -0.52633 | 0 | 0
106 | 0.9716 | -0.54747 | 0 | 0
107 | 0.97167 | -0.54601 | 0.0032246 | 0.00080817
108 | 0.97243 | -0.531 | 0.0039501 | 0.00099
109 | 0.97156 | -0.54822 | 0.0012168 | 0.00030495
110 | 0.97141 | -0.55124 | 0 | 0
111 | 0.9714 | -0.55134 | 0 | 0
112 | 0.97228 | -0.53393 | 0.0012707 | 0.00031847
113 | 0.97217 | -0.5362 | 0.0027082 | 0.00067874
114 | 0.97106 | -0.55811 | 0.0025915 | 0.00064949
115 | 0.97101 | -0.55907 | 0.003922 | 0.00098295
116 | 0.97116 | -0.55625 | 0 | 0
117 | 0.97095 | -0.56033 | 0.0029102 | 0.00072937
118 | 0.97112 | -0.55701 | 0 | 0
119 | 0.9711 | -0.55729 | 0.0012264 | 0.00030737
120 | 0.97134 | -0.55253 | 0.0016106 | 0.00040366
121 | 0.97129 | -0.55349 | 0.0015687 | 0.00039316
122 | 0.97126 | -0.55427 | 0.002508 | 0.00062856
123 | 0.97132 | -0.55298 | 0.0030825 | 0.00077255
124 | 0.97146 | -0.55021 | 0.0013781 | 0.00034538
125 | 0.97126 | -0.55424 | 0.0025686 | 0.00064375
126 | 0.97145 | -0.55041 | 0.00046288 | 0.00011601
127 | 0.97143 | -0.55081 | 0 | 0
128 | 0.97138 | -0.55186 | 0.001737 | 0.00043534
129 | 0.97704 | -0.44141 | 0.0013582 | 0.0003404
130 | 0.99998 | 149.9956 | 0 | 0

## res_line
| p_from_mw | q_from_mvar | p_to_mw | q_to_mvar | pl_mw | ql_mvar | i_from_ka | i_to_ka | i_ka | vm_from_pu | va_from_degree | vm_to_pu | va_to_degree | loading_percent
0 | -0.0024555 | -0.0006154 | 0.0024555 | 0.00061528 | 6.5786e-08 | -1.2383e-07 | 0.0036889 | 0.0036888 | 0.0036889 | 0.99048 | -0.18147 | 0.99051 | -0.18091 | 1.0134
1 | -0.0024555 | -0.00061528 | 0.0024571 | 0.00061235 | 1.5527e-06 | -2.927e-06 | 0.0036888 | 0.0036875 | 0.0036888 | 0.99051 | -0.18091 | 0.9912 | -0.16761 | 1.0134
2 | -0.075649 | -0.019102 | 0.075913 | 0.01927 | 0.00026446 | 0.00016854 | 0.11362 | 0.11362 | 0.11362 | 0.9912 | -0.16761 | 0.99498 | -0.094924 | 31.2135
3 | 0.071504 | 0.018066 | -0.071376 | -0.017985 | 0.00012792 | 8.1488e-05 | 0.1074 | 0.1074 | 0.1074 | 0.9912 | -0.16761 | 0.98926 | -0.205 | 29.5045
4 | 0.12224 | 0.031427 | -0.12153 | -0.030978 | 0.00070565 | 0.00044872 | 0.18309 | 0.18309 | 0.18309 | 0.99498 | -0.094924 | 0.98871 | -0.21447 | 25.1499
5 | -0.19815 | -0.050697 | 0.19906 | 0.051281 | 0.0009151 | 0.00058421 | 0.29671 | 0.29671 | 0.29671 | 0.99498 | -0.094924 | 1 | 0 | 40.7564
6 | 0.043666 | 0.01104 | -0.043647 | -0.011028 | 1.942e-05 | 1.2275e-05 | 0.065716 | 0.065716 | 0.065716 | 0.98926 | -0.205 | 0.98878 | -0.21428 | 18.0538
7 | 0.04249 | 0.010725 | -0.042466 | -0.010709 | 2.4755e-05 | 1.5637e-05 | 0.064026 | 0.064027 | 0.064027 | 0.98792 | -0.23089 | 0.98729 | -0.24306 | 17.5897
8 | -0.043612 | -0.011006 | 0.043647 | 0.011028 | 3.4715e-05 | 2.1943e-05 | 0.065716 | 0.065716 | 0.065716 | 0.98792 | -0.23089 | 0.98878 | -0.21428 | 18.0538
9 | 0.04074 | 0.010277 | -0.040668 | -0.010231 | 7.164e-05 | 4.5203e-05 | 0.061425 | 0.061425 | 0.061425 | 0.98729 | -0.24306 | 0.9854 | -0.27986 | 16.8751
10 | 0.039122 | 0.0098439 | -0.039117 | -0.0098412 | 4.2312e-06 | 2.6668e-06 | 0.05909 | 0.05909 | 0.05909 | 0.9854 | -0.27986 | 0.98528 | -0.28212 | 16.2336
11 | 0.038083 | 0.0095819 | -0.038076 | -0.0095772 | 7.4729e-06 | 4.706e-06 | 0.057528 | 0.057528 | 0.057528 | 0.98528 | -0.28212 | 0.98507 | -0.28623 | 15.8044
12 | 0.035997 | 0.0090563 | -0.035983 | -0.0090477 | 1.3741e-05 | 8.6367e-06 | 0.054389 | 0.054389 | 0.054389 | 0.98507 | -0.28623 | 0.98466 | -0.29422 | 14.942
13 | 0.010795 | 0.0027065 | -0.010791 | -0.0027046 | 3.7501e-06 | 1.9223e-06 | 0.016313 | 0.016313 | 0.016313 | 0.98466 | -0.29422 | 0.98428 | -0.30151 | 4.4817
14 | 0.025189 | 0.0063412 | -0.025181 | -0.0063363 | 7.871e-06 | 4.8533e-06 | 0.038075 | 0.038075 | 0.038075 | 0.98466 | -0.29422 | 0.98432 | -0.30076 | 10.4603
15 | 0.12153 | 0.030978 | -0.12149 | -0.030952 | 4.0259e-05 | 2.5602e-05 | 0.18309 | 0.18309 | 0.18309 | 0.98871 | -0.21447 | 0.98835 | -0.22134 | 25.1499
16 | 0.030728 | 0.0077331 | -0.030706 | -0.0077194 | 2.1989e-05 | 1.3706e-05 | 0.045736 | 0.045736 | 0.045736 | 1 | 0 | 0.99922 | -0.014985 | 12.5647
17 | -0.0021863 | -0.00054795 | 0.0021865 | 0.0005476 | 1.4486e-07 | -3.4274e-07 | 0.0033315 | 0.0033314 | 0.0033315 | 0.97652 | -0.45352 | 0.97659 | -0.45213 | 0.91526
18 | 0.0063081 | 0.001581 | -0.0063073 | -0.0015808 | 7.9736e-07 | 2.2237e-07 | 0.0096116 | 0.0096117 | 0.0096117 | 0.97659 | -0.45213 | 0.97645 | -0.45479 | 2.6406
19 | -0.0084946 | -0.0021286 | 0.0084974 | 0.0021298 | 2.8501e-06 | 1.2562e-06 | 0.012943 | 0.012943 | 0.012943 | 0.97659 | -0.45213 | 0.97694 | -0.44509 | 3.5558
20 | -0.0093263 | -0.0023376 | 0.0093289 | 0.0023388 | 2.5801e-06 | 1.2242e-06 | 0.014205 | 0.014205 | 0.014205 | 0.97694 | -0.44509 | 0.97724 | -0.43929 | 3.9025
21 | 0.0049851 | 0.0012481 | -0.0049825 | -0.001248 | 2.5683e-06 | 1.2592e-07 | 0.0075533 | 0.0075539 | 0.0075539 | 0.98202 | -0.34572 | 0.98146 | -0.35654 | 2.0752
22 | 0.011419 | 0.0028756 | -0.011374 | -0.0028522 | 4.4202e-05 | 2.3332e-05 | 0.017307 | 0.017309 | 0.017309 | 0.98202 | -0.34572 | 0.97787 | -0.42697 | 4.7552
23 | -0.016404 | -0.0041237 | 0.016424 | 0.0041357 | 2.0507e-05 | 1.2004e-05 | 0.024861 | 0.02486 | 0.024861 | 0.98202 | -0.34572 | 0.98336 | -0.31957 | 6.8298
24 | 0.0036709 | 0.00091929 | -0.0036706 | -0.00091943 | 3.0517e-07 | -1.367e-07 | 0.0055653 | 0.0055654 | 0.0055654 | 0.98146 | -0.35654 | 0.98137 | -0.35829 | 1.529
25 | 0.010327 | 0.0025896 | -0.010321 | -0.0025865 | 6.059e-06 | 3.0575e-06 | 0.015714 | 0.015715 | 0.015715 | 0.97787 | -0.42697 | 0.97724 | -0.43929 | 4.3172
26 | -0.017582 | -0.0044259 | 0.017587 | 0.0044287 | 4.7652e-06 | 2.822e-06 | 0.026612 | 0.026612 | 0.026612 | 0.98336 | -0.31957 | 0.98365 | -0.3139 | 7.311
27 | 0.00099163 | 0.00024774 | -0.00099157 | -0.00024851 | 5.5166e-08 | -7.7322e-07 | 0.0015096 | 0.0015099 | 0.0015099 | 0.97724 | -0.43929 | 0.97718 | -0.44045 | 0.41482
28 | 0.0077969 | 0.0019542 | -0.0077959 | -0.0019538 | 1.0133e-06 | 4.0135e-07 | 0.011787 | 0.011787 | 0.011787 | 0.98428 | -0.30151 | 0.98414 | -0.30424 | 3.2383
29 | 0.020698 | 0.0052129 | -0.020691 | -0.0052085 | 7.2239e-06 | 4.3735e-06 | 0.031299 | 0.031299 | 0.031299 | 0.98432 | -0.30076 | 0.98395 | -0.30806 | 8.5987
30 | 0.018787 | 0.0047312 | -0.018781 | -0.0047281 | 5.2459e-06 | 3.1374e-06 | 0.028419 | 0.028419 | 0.028419 | 0.98395 | -0.30806 | 0.98365 | -0.3139 | 7.8075
31 | 0.11895 | 0.030314 | -0.11887 | -0.030269 | 7.1177e-05 | 4.525e-05 | 0.17926 | 0.17926 | 0.17926 | 0.98835 | -0.22134 | 0.9877 | -0.23374 | 24.6236
32 | 0.028034 | 0.0070496 | -0.028009 | -0.0070345 | 2.4268e-05 | 1.5046e-05 | 0.041756 | 0.041756 | 0.041756 | 0.99922 | -0.014985 | 0.99827 | -0.033127 | 11.4714
33 | 0.11754 | 0.029934 | -0.11749 | -0.029903 | 4.929e-05 | 3.1331e-05 | 0.17725 | 0.17725 | 0.17725 | 0.9877 | -0.23374 | 0.98725 | -0.24244 | 24.3471
34 | 0.025767 | 0.0064726 | -0.025752 | -0.0064631 | 1.5362e-05 | 9.4688e-06 | 0.038414 | 0.038414 | 0.038414 | 0.99827 | -0.033127 | 0.99762 | -0.045628 | 10.5532
35 | 0.01782 | 0.0044736 | -0.017803 | -0.0044637 | 1.6731e-05 | 9.8854e-06 | 0.02659 | 0.02659 | 0.02659 | 0.99735 | -0.050971 | 0.99632 | -0.070673 | 7.3049
36 | -0.01782 | -0.0044736 | 0.017824 | 0.0044763 | 4.5431e-06 | 2.6839e-06 | 0.02659 | 0.026589 | 0.02659 | 0.99735 | -0.050971 | 0.99762 | -0.045628 | 7.3048
37 | 0.016166 | 0.0040534 | -0.016165 | -0.0040529 | 7.3665e-07 | 4.2757e-07 | 0.024144 | 0.024144 | 0.024144 | 0.99632 | -0.070673 | 0.99627 | -0.07163 | 6.6331
38 | 0.013497 | 0.0033841 | -0.013492 | -0.0033816 | 4.4975e-06 | 2.4942e-06 | 0.020159 | 0.020159 | 0.020159 | 0.99627 | -0.07163 | 0.99591 | -0.078624 | 5.5381
39 | 0.011364 | 0.0028482 | -0.011362 | -0.0028474 | 1.4667e-06 | 7.6214e-07 | 0.016979 | 0.016979 | 0.016979 | 0.99591 | -0.078624 | 0.99577 | -0.081334 | 4.6645
40 | 0.00239 | 0.0005986 | -0.0023898 | -0.00059894 | 1.7536e-07 | -3.3768e-07 | 0.0036237 | 0.0036238 | 0.0036238 | 0.98137 | -0.35829 | 0.9813 | -0.35983 | 0.99556
41 | 0.0012806 | 0.00032083 | -0.0012806 | -0.00032095 | 1.5065e-08 | -1.2498e-07 | 0.0019417 | 0.0019418 | 0.0019418 | 0.98137 | -0.35829 | 0.98136 | -0.35854 | 0.53345
42 | -0.0077056 | -0.0019309 | 0.0077069 | 0.0019314 | 1.2237e-06 | 4.6315e-07 | 0.011517 | 0.011517 | 0.011517 | 0.9956 | -0.084667 | 0.99577 | -0.081334 | 3.1639
43 | 0.0062099 | 0.001556 | -0.0062097 | -0.001556 | 1.9413e-07 | 4.6095e-08 | 0.0092812 | 0.0092812 | 0.0092812 | 0.9956 | -0.084667 | 0.99557 | -0.085323 | 2.5498
44 | 0.003843 | 0.00096282 | -0.0038428 | -0.0009629 | 1.9146e-07 | -7.8688e-08 | 0.0057438 | 0.0057438 | 0.0057438 | 0.99557 | -0.085323 | 0.99551 | -0.086369 | 1.578
45 | 0.0015275 | 0.00038264 | -0.0015275 | -0.00038282 | 3.0552e-08 | -1.8365e-07 | 0.0022831 | 0.0022832 | 0.0022832 | 0.99551 | -0.086369 | 0.99549 | -0.086789 | 0.62726
46 | -0.045411 | -0.011404 | 0.045425 | 0.011413 | 1.4236e-05 | 9.0105e-06 | 0.068997 | 0.068997 | 0.068997 | 0.97947 | -0.39369 | 0.9798 | -0.38712 | 18.9551
47 | 0.041666 | 0.010466 | -0.041646 | -0.010453 | 1.9869e-05 | 1.255e-05 | 0.063307 | 0.063307 | 0.063307 | 0.97947 | -0.39369 | 0.97896 | -0.40369 | 17.3921
48 | -0.045425 | -0.011413 | 0.045452 | 0.01143 | 2.6888e-05 | 1.7019e-05 | 0.068997 | 0.068997 | 0.068997 | 0.9798 | -0.38712 | 0.98043 | -0.37473 | 18.9551
49 | 0.033278 | 0.008356 | -0.033263 | -0.0083466 | 1.5055e-05 | 9.4379e-06 | 0.050588 | 0.050588 | 0.050588 | 0.97896 | -0.40369 | 0.97847 | -0.41317 | 13.8979
50 | 0.0083677 | 0.002097 | -0.008367 | -0.0020967 | 7.1452e-07 | 3.0922e-07 | 0.012719 | 0.012719 | 0.012719 | 0.97896 | -0.40369 | 0.97886 | -0.40548 | 3.4942
51 | -0.046915 | -0.011797 | 0.04693 | 0.011806 | 1.505e-05 | 9.5322e-06 | 0.071217 | 0.071217 | 0.071217 | 0.98043 | -0.37473 | 0.98078 | -0.36801 | 19.5652
52 | 0.031819 | 0.0079847 | -0.031812 | -0.0079798 | 7.8561e-06 | 4.9155e-06 | 0.048393 | 0.048393 | 0.048393 | 0.97847 | -0.41317 | 0.97821 | -0.41835 | 13.2948
53 | 0.0060874 | 0.0015254 | -0.0060868 | -0.0015253 | 5.9812e-07 | 1.4868e-07 | 0.0092536 | 0.0092537 | 0.0092537 | 0.97886 | -0.40548 | 0.97876 | -0.40754 | 2.5422
54 | -0.048166 | -0.012116 | 0.048178 | 0.012124 | 1.2399e-05 | 7.857e-06 | 0.073092 | 0.073092 | 0.073092 | 0.98078 | -0.36801 | 0.98105 | -0.36262 | 20.0801
55 | -0.058203 | -0.014809 | 0.058224 | 0.014821 | 2.0416e-05 | 1.271e-05 | 0.088084 | 0.088084 | 0.088084 | 0.98413 | -0.30268 | 0.98451 | -0.2954 | 12.0994
56 | 0.058203 | 0.014809 | -0.058185 | -0.014797 | 1.8882e-05 | 1.1755e-05 | 0.088084 | 0.088084 | 0.088084 | 0.98413 | -0.30268 | 0.98378 | -0.30941 | 12.0994
57 | -0.11457 | -0.029059 | 0.11465 | 0.02911 | 8.0079e-05 | 5.0889e-05 | 0.17329 | 0.17329 | 0.17329 | 0.98451 | -0.2954 | 0.98526 | -0.28087 | 23.8039
58 | 0.056349 | 0.014238 | -0.056257 | -0.014179 | 9.2084e-05 | 5.8505e-05 | 0.085209 | 0.085209 | 0.085209 | 0.98451 | -0.2954 | 0.98275 | -0.32955 | 23.409
59 | 0.056966 | 0.014492 | -0.056956 | -0.014485 | 1.018e-05 | 6.3302e-06 | 0.086241 | 0.086241 | 0.086241 | 0.98378 | -0.30941 | 0.98359 | -0.31312 | 11.8463
60 | 0.051696 | 0.013135 | -0.051382 | -0.012936 | 0.00031389 | 0.00019918 | 0.078415 | 0.078415 | 0.078415 | 0.98179 | -0.34781 | 0.97529 | -0.47476 | 21.5426
61 | -0.051696 | -0.013135 | 0.051773 | 0.013183 | 7.7376e-05 | 4.7821e-05 | 0.078415 | 0.078414 | 0.078415 | 0.98179 | -0.34781 | 0.9834 | -0.31677 | 10.7712
62 | 0.051382 | 0.012936 | -0.051334 | -0.012906 | 4.745e-05 | 3.0111e-05 | 0.078415 | 0.078415 | 0.078415 | 0.97529 | -0.47476 | 0.9743 | -0.4941 | 21.5427
63 | -0.052972 | -0.013483 | 0.052972 | 0.013483 | 3.4217e-07 | 2.1179e-07 | 0.080228 | 0.080228 | 0.080228 | 0.9834 | -0.31677 | 0.98341 | -0.31663 | 11.0203
64 | 0.03033 | 0.0076085 | -0.030326 | -0.0076062 | 3.6891e-06 | 2.303e-06 | 0.046139 | 0.046139 | 0.046139 | 0.97821 | -0.41835 | 0.97808 | -0.4209 | 12.6757
65 | 0.0031394 | 0.00078657 | -0.0031392 | -0.00078675 | 2.0999e-07 | -1.7453e-07 | 0.0047727 | 0.0047728 | 0.0047728 | 0.97876 | -0.40754 | 0.97869 | -0.40895 | 1.3112
66 | -0.049326 | -0.012412 | 0.049353 | 0.012429 | 2.709e-05 | 1.7175e-05 | 0.074833 | 0.074833 | 0.074833 | 0.98105 | -0.36262 | 0.98164 | -0.35114 | 20.5586
67 | -0.11465 | -0.02911 | 0.11486 | 0.029245 | 0.00021246 | 0.00013501 | 0.17329 | 0.17329 | 0.17329 | 0.98526 | -0.28087 | 0.98725 | -0.24244 | 23.8039
68 | 0.053272 | 0.013432 | -0.053257 | -0.013422 | 1.5197e-05 | 9.6473e-06 | 0.08069 | 0.08069 | 0.08069 | 0.98275 | -0.32955 | 0.98244 | -0.33551 | 22.1677
69 | 0.055812 | 0.014199 | -0.055803 | -0.014193 | 9.4482e-06 | 5.8678e-06 | 0.084511 | 0.084511 | 0.084511 | 0.98359 | -0.31312 | 0.98341 | -0.31663 | 11.6086
70 | 0.051334 | 0.012906 | -0.051321 | -0.012897 | 1.3662e-05 | 8.6702e-06 | 0.078415 | 0.078415 | 0.078415 | 0.9743 | -0.4941 | 0.97402 | -0.49967 | 21.5427
71 | 0.029416 | 0.0073781 | -0.02941 | -0.0073744 | 6.0262e-06 | 3.7561e-06 | 0.044755 | 0.044755 | 0.044755 | 0.97808 | -0.4209 | 0.97786 | -0.4252 | 12.2953
72 | -0.050794 | -0.01279 | 0.05081 | 0.0128 | 1.6368e-05 | 1.0383e-05 | 0.077017 | 0.077017 | 0.077017 | 0.98164 | -0.35114 | 0.98199 | -0.3444 | 21.1585
73 | 0.018113 | 0.004542 | -0.018105 | -0.0045374 | 7.6483e-06 | 4.5583e-06 | 0.027563 | 0.027564 | 0.027564 | 0.97786 | -0.4252 | 0.97741 | -0.43407 | 7.5724
74 | 0.011297 | 0.0028324 | -0.011295 | -0.0028311 | 2.4562e-06 | 1.294e-06 | 0.017191 | 0.017192 | 0.017192 | 0.97786 | -0.4252 | 0.97763 | -0.42977 | 4.7229
75 | -0.00095675 | -0.00023978 | 0.00095676 | 0.00023958 | 1.29e-08 | -1.9918e-07 | 0.0014491 | 0.001449 | 0.0014491 | 0.98243 | -0.3358 | 0.98244 | -0.33551 | 0.39811
76 | 0.0523 | 0.013182 | -0.052278 | -0.013168 | 2.2229e-05 | 1.4107e-05 | 0.079241 | 0.079241 | 0.079241 | 0.98244 | -0.33551 | 0.98199 | -0.3444 | 21.7696
77 | -0.00082781 | -0.00020747 | 0.00082782 | 0.00020733 | 6.748e-09 | -1.3751e-07 | 0.0012607 | 0.0012606 | 0.0012607 | 0.97711 | -0.43988 | 0.97712 | -0.43971 | 0.34633
78 | -0.0051413 | -0.0012882 | 0.0051416 | 0.0012882 | 2.8787e-07 | 2.7364e-08 | 0.0078294 | 0.0078293 | 0.0078294 | 0.97712 | -0.43971 | 0.97718 | -0.43853 | 2.1509
79 | 0.0043135 | 0.0010809 | -0.0043134 | -0.0010809 | 1.7295e-07 | -2.3188e-08 | 0.0065688 | 0.0065688 | 0.0065688 | 0.97712 | -0.43971 | 0.97708 | -0.44055 | 1.8046
80 | -0.0059119 | -0.0014813 | 0.0059121 | 0.0014813 | 2.2302e-07 | 5.0796e-08 | 0.0090023 | 0.0090023 | 0.0090023 | 0.97718 | -0.43853 | 0.97722 | -0.43774 | 2.4732
81 | 0.0036393 | 0.00091195 | -0.0036393 | -0.00091199 | 8.2791e-08 | -3.7029e-08 | 0.0055424 | 0.0055424 | 0.0055424 | 0.97708 | -0.44055 | 0.97706 | -0.44103 | 1.5226
82 | -0.0066236 | -0.0016596 | 0.0066238 | 0.0016597 | 2.3956e-07 | 7.463e-08 | 0.010086 | 0.010086 | 0.010086 | 0.97722 | -0.43774 | 0.97726 | -0.43698 | 2.7708
83 | 0.002412 | 0.00060442 | -0.002412 | -0.0006045 | 4.4727e-08 | -8.2072e-08 | 0.0036734 | 0.0036734 | 0.0036734 | 0.97706 | -0.44103 | 0.97704 | -0.44141 | 1.0092
84 | -0.0073603 | -0.0018443 | 0.0073606 | 0.0018444 | 3.2757e-07 | 1.225e-07 | 0.011207 | 0.011207 | 0.011207 | 0.97726 | -0.43698 | 0.97731 | -0.43604 | 3.0788
85 | 0.0013582 | 0.0003404 | -0.0013582 | -0.0003404 | 1.6947e-11 | -1.2355e-10 | 0.0020685 | 0.0020685 | 0.0020685 | 0.97704 | -0.44141 | 0.97704 | -0.44141 | 0.56828
86 | 0.0082241 | 0.0020609 | -0.0082234 | -0.0020606 | 7.7498e-07 | 3.3077e-07 | 0.01252 | 0.01252 | 0.01252 | 0.97741 | -0.43407 | 0.97731 | -0.43604 | 3.4397
87 | 0.0098811 | 0.0024765 | -0.0098804 | -0.0024761 | 7.3966e-07 | 3.6415e-07 | 0.015043 | 0.015043 | 0.015043 | 0.97741 | -0.43407 | 0.97733 | -0.43564 | 4.1327
88 | 0.010248 | 0.0025686 | -0.010246 | -0.002568 | 1.3426e-06 | 6.7475e-07 | 0.015598 | 0.015598 | 0.015598 | 0.97763 | -0.42977 | 0.97749 | -0.43252 | 4.2851
89 | 0.0082457 | 0.0020664 | -0.0082452 | -0.0020662 | 4.3352e-07 | 1.8554e-07 | 0.012554 | 0.012554 | 0.012554 | 0.97733 | -0.43564 | 0.97727 | -0.43674 | 3.449
90 | 0.0082097 | 0.0020575 | -0.0082084 | -0.002057 | 1.2329e-06 | 5.2521e-07 | 0.012497 | 0.012498 | 0.012498 | 0.97749 | -0.43252 | 0.97733 | -0.43567 | 3.4334
91 | 0.0069949 | 0.0017529 | -0.0069943 | -0.0017527 | 6.1094e-07 | 2.1106e-07 | 0.010651 | 0.010651 | 0.010651 | 0.97727 | -0.43674 | 0.97718 | -0.43858 | 2.926
92 | 0.0062195 | 0.0015586 | -0.006219 | -0.0015584 | 5.0347e-07 | 1.3461e-07 | 0.0094694 | 0.0094694 | 0.0094694 | 0.97733 | -0.43567 | 0.97724 | -0.43737 | 2.6015
93 | -0.0039958 | -0.0010014 | 0.0039959 | 0.0010014 | 1.5817e-07 | -3.8787e-08 | 0.0061139 | 0.0061138 | 0.0061139 | 0.97251 | -0.52956 | 0.97255 | -0.52872 | 1.6796
94 | -0.0070136 | -0.0017577 | 0.0070144 | 0.001758 | 7.9844e-07 | 2.8153e-07 | 0.010731 | 0.010731 | 0.010731 | 0.97255 | -0.52872 | 0.97267 | -0.52633 | 2.948
95 | 0.049756 | 0.012505 | -0.049707 | -0.012473 | 4.9523e-05 | 3.1411e-05 | 0.076026 | 0.076026 | 0.076026 | 0.97402 | -0.49967 | 0.97296 | -0.52054 | 20.8862
96 | 0.0040666 | 0.001019 | -0.0040663 | -0.001019 | 2.8045e-07 | -6.4871e-08 | 0.0061921 | 0.0061921 | 0.0061921 | 0.97724 | -0.43737 | 0.97717 | -0.43882 | 1.7011
97 | 0.0020988 | 0.00052593 | -0.0020988 | -0.000526 | 2.6694e-08 | -7.0215e-08 | 0.003196 | 0.003196 | 0.003196 | 0.97717 | -0.43882 | 0.97715 | -0.43908 | 0.87803
98 | 0.0057488 | 0.0014405 | -0.0057487 | -0.0014405 | 1.689e-07 | 3.4471e-08 | 0.008754 | 0.0087541 | 0.0087541 | 0.97718 | -0.43858 | 0.97715 | -0.43919 | 2.405
99 | 0.0040237 | 0.0010082 | -0.0040234 | -0.0010082 | 2.4807e-07 | -6.1941e-08 | 0.0061272 | 0.0061273 | 0.0061273 | 0.97715 | -0.43919 | 0.97708 | -0.44049 | 1.6833
100 | 0.002139 | 0.00053592 | -0.0021389 | -0.00053606 | 5.4194e-08 | -1.359e-07 | 0.0032574 | 0.0032575 | 0.0032575 | 0.97708 | -0.44049 | 0.97706 | -0.44102 | 0.89491
101 | 0.033019 | 0.00829 | -0.032989 | -0.008271 | 3.0265e-05 | 1.8977e-05 | 0.050504 | 0.050504 | 0.050504 | 0.97296 | -0.52054 | 0.97199 | -0.53977 | 13.8747
102 | 0.016688 | 0.0041835 | -0.016684 | -0.0041811 | 3.9937e-06 | 2.353e-06 | 0.025522 | 0.025522 | 0.025522 | 0.97296 | -0.52054 | 0.97271 | -0.52557 | 7.0116
103 | 0.021814 | 0.0054699 | -0.021811 | -0.0054682 | 2.8737e-06 | 1.754e-06 | 0.033396 | 0.033396 | 0.033396 | 0.97199 | -0.53977 | 0.97185 | -0.54254 | 9.1747
104 | 0.011175 | 0.0028011 | -0.011173 | -0.0027999 | 2.2009e-06 | 1.1601e-06 | 0.017108 | 0.017108 | 0.017108 | 0.97199 | -0.53977 | 0.97178 | -0.54391 | 4.6999
105 | 0.014947 | 0.0037457 | -0.014946 | -0.0037454 | 5.4788e-07 | 3.1595e-07 | 0.022865 | 0.022865 | 0.022865 | 0.97271 | -0.52557 | 0.97267 | -0.52633 | 6.2815
106 | 0.021206 | 0.0053165 | -0.021201 | -0.0053135 | 4.9852e-06 | 3.0343e-06 | 0.032469 | 0.03247 | 0.03247 | 0.97185 | -0.54254 | 0.9716 | -0.54747 | 8.9202
107 | 0.008818 | 0.0022098 | -0.0088171 | -0.0022094 | 8.8346e-07 | 4.0533e-07 | 0.013502 | 0.013502 | 0.013502 | 0.97178 | -0.54391 | 0.97167 | -0.54601 | 3.7094
108 | 0.0079317 | 0.0019874 | -0.0079299 | -0.0019867 | 1.7632e-06 | 7.3216e-07 | 0.012134 | 0.012134 | 0.012134 | 0.97267 | -0.52633 | 0.97243 | -0.531 | 3.3335
109 | 0.0047954 | 0.001201 | -0.0047952 | -0.001201 | 1.7086e-07 | 4.7286e-09 | 0.0073439 | 0.0073439 | 0.0073439 | 0.9716 | -0.54747 | 0.97156 | -0.54822 | 2.0176
110 | 0.016406 | 0.0041125 | -0.016403 | -0.0041108 | 2.9412e-06 | 1.7285e-06 | 0.025126 | 0.025126 | 0.025126 | 0.9716 | -0.54747 | 0.97141 | -0.55124 | 6.9027
111 | 0.0055925 | 0.0014012 | -0.0055911 | -0.0014009 | 1.4179e-06 | 2.691e-07 | 0.0085642 | 0.0085644 | 0.0085644 | 0.97167 | -0.54601 | 0.9714 | -0.55134 | 2.3529
112 | 0.0039797 | 0.00099669 | -0.0039792 | -0.00099683 | 5.5569e-07 | -1.4001e-07 | 0.0060895 | 0.0060897 | 0.0060897 | 0.97243 | -0.531 | 0.97228 | -0.53393 | 1.673
113 | 0.0035784 | 0.00089604 | -0.0035781 | -0.00089619 | 3.39e-07 | -1.5573e-07 | 0.0054804 | 0.0054805 | 0.0054805 | 0.97156 | -0.54822 | 0.97146 | -0.55021 | 1.5056
114 | 0.0057486 | 0.0014405 | -0.0057482 | -0.0014404 | 3.5386e-07 | 7.5825e-08 | 0.0088057 | 0.0088057 | 0.0088057 | 0.97141 | -0.55124 | 0.97134 | -0.55253 | 2.4192
115 | 0.010654 | 0.0026703 | -0.010651 | -0.002669 | 2.5457e-06 | 1.3138e-06 | 0.01632 | 0.01632 | 0.01632 | 0.97141 | -0.55124 | 0.97116 | -0.55625 | 4.4836
116 | 0.0055911 | 0.0014009 | -0.0055906 | -0.0014009 | 4.3791e-07 | 8.3187e-08 | 0.0085644 | 0.0085645 | 0.0085645 | 0.9714 | -0.55134 | 0.97132 | -0.55298 | 2.3529
117 | 0.0027085 | 0.00067836 | -0.0027082 | -0.00067874 | 2.9274e-07 | -3.7607e-07 | 0.004145 | 0.0041452 | 0.0041452 | 0.97228 | -0.53393 | 0.97217 | -0.5362 | 1.1388
118 | 0.0068327 | 0.0017122 | -0.0068324 | -0.0017121 | 3.1074e-07 | 1.0537e-07 | 0.01047 | 0.01047 | 0.01047 | 0.97106 | -0.55811 | 0.97101 | -0.55907 | 2.8764
119 | -0.0094242 | -0.0023617 | 0.009425 | 0.0023621 | 8.3409e-07 | 4.0186e-07 | 0.014441 | 0.014441 | 0.014441 | 0.97106 | -0.55811 | 0.97116 | -0.55625 | 3.9674
120 | 0.0029104 | 0.00072919 | -0.0029102 | -0.00072937 | 1.7498e-07 | -1.7816e-07 | 0.0044599 | 0.00446 | 0.00446 | 0.97101 | -0.55907 | 0.97095 | -0.56033 | 1.2253
121 | 0.0012265 | 0.00030684 | -0.0012264 | -0.00030722 | 4.3991e-08 | -3.8291e-07 | 0.001879 | 0.0018792 | 0.0018792 | 0.97116 | -0.55625 | 0.97112 | -0.55701 | 0.51625
122 | 0.0012264 | 0.00030722 | -0.0012264 | -0.00030737 | 1.6743e-08 | -1.4571e-07 | 0.0018792 | 0.0018792 | 0.0018792 | 0.97112 | -0.55701 | 0.9711 | -0.55729 | 0.51627
123 | 0.0041376 | 0.0010367 | -0.0041374 | -0.0010368 | 1.8864e-07 | -3.425e-08 | 0.0063384 | 0.0063384 | 0.0063384 | 0.97134 | -0.55253 | 0.97129 | -0.55349 | 1.7413
124 | 0.0025687 | 0.00064361 | -0.0025686 | -0.00064375 | 9.2163e-08 | -1.3744e-07 | 0.0039351 | 0.0039352 | 0.0039352 | 0.97129 | -0.55349 | 0.97126 | -0.55424 | 1.0811
125 | -0.002508 | -0.00062856 | 0.0025081 | 0.00062831 | 1.5423e-07 | -2.4609e-07 | 0.0038423 | 0.0038422 | 0.0038423 | 0.97126 | -0.55427 | 0.97132 | -0.55298 | 1.0556
126 | 0.0022 | 0.00055082 | -0.0022 | -0.00055087 | 2.0766e-08 | -4.709e-08 | 0.0033697 | 0.0033697 | 0.0033697 | 0.97146 | -0.55021 | 0.97145 | -0.55041 | 0.92574
127 | 0.0017371 | 0.00043486 | -0.0017371 | -0.00043499 | 3.289e-08 | -1.3234e-07 | 0.0026607 | 0.0026607 | 0.0026607 | 0.97145 | -0.55041 | 0.97143 | -0.55081 | 0.73097
128 | 0.0017371 | 0.00043499 | -0.001737 | -0.00043534 | 8.7043e-08 | -3.5016e-07 | 0.0026607 | 0.0026609 | 0.0026609 | 0.97143 | -0.55081 | 0.97138 | -0.55186 | 0.73101

## res_trafo
| p_hv_mw | q_hv_mvar | p_lv_mw | q_lv_mvar | pl_mw | ql_mvar | i_hv_ka | i_lv_ka | vm_hv_pu | va_hv_degree | vm_lv_pu | va_lv_degree | loading_percent
0 | -1.2729e-15 | -1.3162e-15 | 0.00165 | 1.2699e-07 | 0.00165 | 1.2699e-07 | 5.2857e-17 | 0.0023815 | 0.99998 | 149.9956 | 1 | 0 | 0.2619

## res_ext_grid
| p_mw | q_mvar
0 | 0.23212 | 0.059185

## res_load
| p_mw | q_mvar
0 | 0.0024555 | 0.0006154
1 | 0.0016875 | 0.00042293
2 | 0.02771 | 0.0069448
3 | 0.0011216 | 0.00028109
4 | 0.0017259 | 0.00043256
5 | 0.0015464 | 0.00038757
6 | 0.0010344 | 0.00025924
7 | 0.0020784 | 0.00052089
8 | 0.00068155 | 0.00017081
9 | 0.0021863 | 0.00054795
10 | 0.0063073 | 0.0015808
11 | 0.00082885 | 0.00020773
12 | 0.0013116 | 0.00032873
13 | 0.0010479 | 0.00026263
14 | 0.0011577 | 0.00029015
15 | 0.002994 | 0.00075036
16 | 0.0044825 | 0.0011234
17 | 0.0077959 | 0.0019538
18 | 0.0019045 | 0.00047732
19 | 0.0011947 | 0.00029941
20 | 0.0025451 | 0.00063787
21 | 0.0026727 | 0.00066984
22 | 0.0013361 | 0.00033485
23 | 0.0022421 | 0.00056193
24 | 0.00099157 | 0.00024851
25 | 0.0016374 | 0.00041037
26 | 0.0079275 | 0.0019868
27 | 0.0026686 | 0.0006688
28 | 0.0021285 | 0.00053344
29 | 0.0023898 | 0.00059894
30 | 0.0012806 | 0.00032095
31 | 0.0014957 | 0.00037486
32 | 0.0036552 | 0.00091609
33 | 0.0023667 | 0.00059316
34 | 0.0023153 | 0.00058026
35 | 0.0015275 | 0.00038282
36 | 0.003745 | 0.00093859
37 | 0.0014632 | 0.00036671
38 | 0.0014436 | 0.00036181
39 | 0.0022796 | 0.00057132
40 | 0.0012355 | 0.00030965
41 | 0.0012187 | 0.00030543
42 | 0.0011985 | 0.00030038
43 | 0.0014815 | 0.00037131
44 | 0.0029474 | 0.00073869
45 | 0.0011481 | 0.00028775
46 | 0.0029841 | 0.0007479
47 | 0.0011435 | 0.0002866
48 | 0.002624 | 0.00065764
49 | 0.0028308 | 0.00070947
50 | 0.00091014 | 0.0002281
51 | 0.0031392 | 0.00078675
52 | 0.0014408 | 0.00036109
53 | 0.00095675 | 0.00023978
54 | 0.00082781 | 0.00020747
55 | 0.0014679 | 0.0003679
56 | 0.00077029 | 0.00019305
57 | 0.00067401 | 0.00016892
58 | 0.00071141 | 0.0001783
59 | 0.0012272 | 0.00030757
60 | 0.00073648 | 0.00018458
61 | 0.0010538 | 0.00026411
62 | 0.0010472 | 0.00026246
63 | 0.00086277 | 0.00021623
64 | 0.0016347 | 0.0004097
65 | 0.0020365 | 0.00051041
66 | 0.0012503 | 0.00031336
67 | 0.0019889 | 0.00049846
68 | 0.0039958 | 0.0010014
69 | 0.0030176 | 0.00075629
70 | 0.0015642 | 0.00039202
71 | 0.0021524 | 0.00053944
72 | 0.0019675 | 0.00049311
73 | 0.0020988 | 0.000526
74 | 0.0012455 | 0.00031214
75 | 0.001725 | 0.00043232
76 | 0.0018845 | 0.00047229
77 | 0.0021389 | 0.00053606
78 | 0.0017373 | 0.00043541
79 | 0.00060518 | 0.00015167
80 | 0.0023546 | 0.00059012
81 | 0.0032246 | 0.00080817
82 | 0.0039501 | 0.00099
83 | 0.0012168 | 0.00030495
84 | 0.0012707 | 0.00031847
85 | 0.0027082 | 0.00067874
86 | 0.0025915 | 0.00064949
87 | 0.003922 | 0.00098295
88 | 0.0029102 | 0.00072937
89 | 0.0012264 | 0.00030737
90 | 0.0016106 | 0.00040366
91 | 0.0015687 | 0.00039316
92 | 0.002508 | 0.00062856
93 | 0.0030825 | 0.00077255
94 | 0.0013781 | 0.00034538
95 | 0.0025686 | 0.00064375
96 | 0.00046288 | 0.00011601
97 | 0.001737 | 0.00043534
98 | 0.0013582 | 0.0003404

## dtypes
| element | column | dtype
0 | bus | name | object
1 | bus | vn_kv | float64
2 | bus | type | object
3 | bus | zone | object
4 | bus | in_service | bool
5 | load | name | object
6 | load | bus | uint32
7 | load | p_mw | float64
8 | load | q_mvar | float64
9 | load | const_z_percent | float64
10 | load | const_i_percent | float64
11 | load | sn_mva | float64
12 | load | scaling | float64
13 | load | in_service | bool
14 | load | type | object
15 | ext_grid | name | object
16 | ext_grid | bus | uint32
17 | ext_grid | vm_pu | float64
18 | ext_grid | va_degree | float64
19 | ext_grid | slack_weight | float64
20 | ext_grid | in_service | bool
21 | line | name | object
22 | line | std_type | object
23 | line | from_bus | uint32
24 | line | to_bus | uint32
25 | line | length_km | float64
26 | line | r_ohm_per_km | float64
27 | line | x_ohm_per_km | float64
28 | line | c_nf_per_km | float64
29 | line | g_us_per_km | float64
30 | line | max_i_ka | float64
31 | line | df | float64
32 | line | parallel | uint32
33 | line | type | object
34 | line | in_service | bool
35 | trafo | name | object
36 | trafo | std_type | object
37 | trafo | hv_bus | uint32
38 | trafo | lv_bus | uint32
39 | trafo | sn_mva | float64
40 | trafo | vn_hv_kv | float64
41 | trafo | vn_lv_kv | float64
42 | trafo | vk_percent | float64
43 | trafo | vkr_percent | float64
44 | trafo | pfe_kw | float64
45 | trafo | i0_percent | float64
46 | trafo | shift_degree | float64
47 | trafo | tap_side | object
48 | trafo | tap_neutral | int32
49 | trafo | tap_min | int32
50 | trafo | tap_max | int32
51 | trafo | tap_step_percent | float64
52 | trafo | tap_step_degree | float64
53 | trafo | tap_pos | int32
54 | trafo | tap_phase_shifter | bool
55 | trafo | parallel | uint32
56 | trafo | df | float64
57 | trafo | in_service | bool
58 | line_geodata | coords | object
59 | bus_geodata | x | float64
60 | bus_geodata | y | float64
61 | bus_geodata | coords | object
62 | res_bus | vm_pu | float64
63 | res_bus | va_degree | float64
64 | res_bus | p_mw | float64
65 | res_bus | q_mvar | float64
66 | res_line | p_from_mw | float64
67 | res_line | q_from_mvar | float64
68 | res_line | p_to_mw | float64
69 | res_line | q_to_mvar | float64
70 | res_line | pl_mw | float64
71 | res_line | ql_mvar | float64
72 | res_line | i_from_ka | float64
73 | res_line | i_to_ka | float64
74 | res_line | i_ka | float64
75 | res_line | vm_from_pu | float64
76 | res_line | va_from_degree | float64
77 | res_line | vm_to_pu | float64
78 | res_line | va_to_degree | float64
79 | res_line | loading_percent | float64
80 | res_trafo | p_hv_mw | float64
81 | res_trafo | q_hv_mvar | float64
82 | res_trafo | p_lv_mw | float64
83 | res_trafo | q_lv_mvar | float64
84 | res_trafo | pl_mw | float64
85 | res_trafo | ql_mvar | float64
86 | res_trafo | i_hv_ka | float64
87 | res_trafo | i_lv_ka | float64
88 | res_trafo | vm_hv_pu | float64
89 | res_trafo | va_hv_degree | float64
90 | res_trafo | vm_lv_pu | float64
91 | res_trafo | va_lv_degree | float64
92 | res_trafo | loading_percent | float64
93 | res_ext_grid | p_mw | float64
94 | res_ext_grid | q_mvar | float64
95 | res_load | p_mw | float64
96 | res_load | q_mvar | float64

## parameters
| version | format_version | converged | OPF_converged | name | f_hz | sn_mva
0 | 2.14.6 | 2.14.0 | TRUE | FALSE |  | 50 | 1