## bus
| name | vn_kv | type | zone | in_service
0 | bus_LV_1705-5_0_10_node_0 | 0.4 | n |  | TRUE
1 | bus_LV_1705-5_0_10_node_1 | 0.4 | n |  | TRUE
2 | bus_LV_1705-5_0_10_node_2 | 0.4 | n |  | TRUE
3 | bus_LV_1705-5_0_10_node_3 | 0.4 | n |  | TRUE
4 | bus_LV_1705-5_0_10_node_4 | 0.4 | n |  | TRUE
5 | bus_LV_1705-5_0_10_node_18 | 0.4 | n |  | TRUE
6 | bus_LV_1705-5_0_10_node_107 | 0.4 | n |  | TRUE
7 | bus_LV_1705-5_0_10_node_16 | 0.4 | n |  | TRUE
8 | bus_LV_1705-5_0_10_node_5 | 0.4 | n |  | TRUE
9 | bus_LV_1705-5_0_10_node_21 | 0.4 | n |  | TRUE
10 | bus_LV_1705-5_0_10_node_15 | 0.4 | n |  | TRUE
11 | bus_LV_1705-5_0_10_node_20 | 0.4 | n |  | TRUE
12 | bus_LV_1705-5_0_10_node_11 | 0.4 | n |  | TRUE
13 | bus_LV_1705-5_0_10_node_105 | 0.4 | n |  | TRUE
14 | bus_LV_1705-5_0_10_node_133 | 0.4 | n |  | TRUE
15 | bus_LV_1705-5_0_10_node_17 | 0.4 | n |  | TRUE
16 | bus_LV_1705-5_0_10_node_13 | 0.4 | n |  | TRUE
17 | bus_LV_1705-5_0_10_node_141 | 0.4 | n |  | TRUE
18 | bus_LV_1705-5_0_10_node_6 | 0.4 | n |  | TRUE
19 | bus_LV_1705-5_0_10_node_7 | 0.4 | n |  | TRUE
20 | bus_LV_1705-5_0_10_node_8 | 0.4 | n |  | TRUE
21 | bus_LV_1705-5_0_10_node_9 | 0.4 | n |  | TRUE
22 | bus_LV_1705-5_0_10_node_10 | 0.4 | n |  | TRUE
23 | bus_LV_1705-5_0_10_node_12 | 0.4 | n |  | TRUE
24 | bus_LV_1705-5_0_10_node_90 | 0.4 | n |  | TRUE
25 | bus_LV_1705-5_0_10_node_91 | 0.4 | n |  | TRUE
26 | bus_LV_1705-5_0_10_node_92 | 0.4 | n |  | TRUE
27 | bus_LV_1705-5_0_10_node_88 | 0.4 | n |  | TRUE
28 | bus_LV_1705-5_0_10_node_14 | 0.4 | n |  | TRUE
29 | bus_LV_1705-5_0_10_node_19 | 0.4 | n |  | TRUE
30 | bus_LV_1705-5_0_10_node_135 | 0.4 | n |  | TRUE
31 | bus_LV_1705-5_0_10_node_86 | 0.4 | n |  | TRUE
32 | bus_LV_1705-5_0_10_node_82 | 0.4 | n |  | TRUE
33 | bus_LV_1705-5_0_10_node_87 | 0.4 | n |  | TRUE
34 | bus_LV_1705-5_0_10_node_81 | 0.4 | n |  | TRUE
35 | bus_LV_1705-5_0_10_node_83 | 0.4 | n |  | TRUE
36 | bus_LV_1705-5_0_10_node_84 | 0.4 | n |  | TRUE
37 | bus_LV_1705-5_0_10_node_85 | 0.4 | n |  | TRUE
38 | bus_LV_1705-5_0_10_node_146 | 0.4 | n |  | TRUE
39 | bus_LV_1705-5_0_10_node_140 | 0.4 | n |  | TRUE
40 | bus_LV_1705-5_0_10_node_130 | 0.4 | n |  | TRUE
41 | bus_LV_1705-5_0_10_node_131 | 0.4 | n |  | TRUE
42 | bus_LV_1705-5_0_10_node_22 | 0.4 | n |  | TRUE
43 | bus_LV_1705-5_0_10_node_23 | 0.4 | n |  | TRUE
44 | bus_LV_1705-5_0_10_node_24 | 0.4 | n |  | TRUE
45 | bus_LV_1705-5_0_10_node_25 | 0.4 | n |  | TRUE
46 | bus_LV_1705-5_0_10_node_26 | 0.4 | n |  | TRUE
47 | bus_LV_1705-5_0_10_node_27 | 0.4 | n |  | TRUE
48 | bus_LV_1705-5_0_10_node_28 | 0.4 | n |  | TRUE
49 | bus_LV_1705-5_0_10_node_29 | 0.4 | n |  | TRUE
50 | bus_LV_1705-5_0_10_node_110 | 0.4 | n |  | TRUE
51 | bus_LV_1705-5_0_10_node_108 | 0.4 | n |  | TRUE
52 | bus_LV_1705-5_0_10_node_104 | 0.4 | n |  | TRUE
53 | bus_LV_1705-5_0_10_node_111 | 0.4 | n |  | TRUE
54 | bus_LV_1705-5_0_10_node_30 | 0.4 | n |  | TRUE
55 | bus_LV_1705-5_0_10_node_31 | 0.4 | n |  | TRUE
56 | bus_LV_1705-5_0_10_node_32 | 0.4 | n |  | TRUE
57 | bus_LV_1705-5_0_10_node_33 | 0.4 | n |  | TRUE
58 | bus_LV_1705-5_0_10_node_34 | 0.4 | n |  | TRUE
59 | bus_LV_1705-5_0_10_node_35 | 0.4 | n |  | TRUE
60 | bus_LV_1705-5_0_10_node_122 | 0.4 | n |  | TRUE
61 | bus_LV_1705-5_0_10_node_132 | 0.4 | n |  | TRUE
62 | bus_LV_1705-5_0_10_node_134 | 0.4 | n |  | TRUE
63 | bus_LV_1705-5_0_10_node_136 | 0.4 | n |  | TRUE
64 | bus_LV_1705-5_0_10_node_137 | 0.4 | n |  | TRUE
65 | bus_LV_1705-5_0_10_node_123 | 0.4 | n |  | TRUE
66 | bus_LV_1705-5_0_10_node_36 | 0.4 | n |  | TRUE
67 | bus_LV_1705-5_0_10_node_37 | 0.4 | n |  | TRUE
68 | bus_LV_1705-5_0_10_node_38 | 0.4 | n |  | TRUE
69 | bus_LV_1705-5_0_10_node_39 | 0.4 | n |  | TRUE
70 | bus_LV_1705-5_0_10_node_40 | 0.4 | n |  | TRUE
71 | bus_LV_1705-5_0_10_node_41 | 0.4 | n |  | TRUE
72 | bus_LV_1705-5_0_10_node_48 | 0.4 | n |  | TRUE
73 | bus_LV_1705-5_0_10_node_42 | 0.4 | n |  | TRUE
74 | bus_LV_1705-5_0_10_node_43 | 0.4 | n |  | TRUE
75 | bus_LV_1705-5_0_10_node_52 | 0.4 | n |  | TRUE
76 | bus_LV_1705-5_0_10_node_51 | 0.4 | n |  | TRUE
77 | bus_LV_1705-5_0_10_node_53 | 0.4 | n |  | TRUE
78 | bus_LV_1705-5_0_10_node_54 | 0.4 | n |  | TRUE
79 | bus_LV_1705-5_0_10_node_44 | 0.4 | n |  | TRUE
80 | bus_LV_1705-5_0_10_node_55 | 0.4 | n |  | TRUE
81 | bus_LV_1705-5_0_10_node_46 | 0.4 | n |  | TRUE
82 | bus_LV_1705-5_0_10_node_56 | 0.4 | n |  | TRUE
83 | bus_LV_1705-5_0_10_node_70 | 0.4 | n |  | TRUE
84 | bus_LV_1705-5_0_10_node_68 | 0.4 | n |  | TRUE
85 | bus_LV_1705-5_0_10_node_69 | 0.4 | n |  | TRUE
86 | bus_LV_1705-5_0_10_node_71 | 0.4 | n |  | TRUE
87 | bus_LV_1705-5_0_10_node_72 | 0.4 | n |  | TRUE
88 | bus_LV_1705-5_0_10_node_74 | 0.4 | n |  | TRUE
89 | bus_LV_1705-5_0_10_node_73 | 0.4 | n |  | TRUE
90 | bus_LV_1705-5_0_10_node_47 | 0.4 | n |  | TRUE
91 | bus_LV_1705-5_0_10_node_50 | 0.4 | n |  | TRUE
92 | bus_LV_1705-5_0_10_node_78 | 0.4 | n |  | TRUE
93 | bus_LV_1705-5_0_10_node_49 | 0.4 | n |  | TRUE
94 | bus_LV_1705-5_0_10_node_77 | 0.4 | n |  | TRUE
95 | bus_LV_1705-5_0_10_node_75 | 0.4 | n |  | TRUE
96 | bus_LV_1705-5_0_10_node_57 | 0.4 | n |  | TRUE
97 | bus_LV_1705-5_0_10_node_64 | 0.4 | n |  | TRUE
98 | bus_LV_1705-5_0_10_node_129 | 0.4 | n |  | TRUE
99 | bus_LV_1705-5_0_10_node_58 | 0.4 | n |  | TRUE
100 | bus_LV_1705-5_0_10_node_65 | 0.4 | n |  | TRUE
101 | bus_LV_1705-5_0_10_node_60 | 0.4 | n |  | TRUE
102 | bus_LV_1705-5_0_10_node_59 | 0.4 | n |  | TRUE
103 | bus_LV_1705-5_0_10_node_61 | 0.4 | n |  | TRUE
104 | bus_LV_1705-5_0_10_node_62 | 0.4 | n |  | TRUE
105 | bus_LV_1705-5_0_10_node_63 | 0.4 | n |  | TRUE
106 | bus_LV_1705-5_0_10_node_66 | 0.4 | n |  | TRUE
107 | bus_LV_1705-5_0_10_node_67 | 0.4 | n |  | TRUE
108 | bus_LV_1705-5_0_10_node_101 | 0.4 | n |  | TRUE
109 | bus_LV_1705-5_0_10_node_102 | 0.4 | n |  | TRUE
110 | bus_LV_1705-5_0_10_node_79 | 0.4 | n |  | TRUE
111 | bus_LV_1705-5_0_10_node_80 | 0.4 | n |  | TRUE
112 | bus_LV_1705-5_0_10_node_89 | 0.4 | n |  | TRUE
113 | bus_LV_1705-5_0_10_node_93 | 0.4 | n |  | TRUE
114 | bus_LV_1705-5_0_10_node_94 | 0.4 | n |  | TRUE
115 | bus_LV_1705-5_0_10_node_95 | 0.4 | n |  | TRUE
116 | bus_LV_1705-5_0_10_node_100 | 0.4 | n |  | TRUE
117 | bus_LV_1705-5_0_10_node_97 | 0.4 | n |  | TRUE
118 | bus_LV_1705-5_0_10_node_96 | 0.4 | n |  | TRUE
119 | bus_LV_1705-5_0_10_node_98 | 0.4 | n |  | TRUE
120 | bus_LV_1705-5_0_10_node_99 | 0.4 | n |  | TRUE
121 | bus_LV_1705-5_0_10_node_103 | 0.4 | n |  | TRUE
122 | bus_LV_1705-5_0_10_node_127 | 0.4 | n |  | TRUE
123 | bus_LV_1705-5_0_10_node_128 | 0.4 | n |  | TRUE
124 | bus_LV_1705-5_0_10_node_106 | 0.4 | n |  | TRUE
125 | bus_LV_1705-5_0_10_node_109 | 0.4 | n |  | TRUE
126 | bus_LV_1705-5_0_10_node_138 | 0.4 | n |  | TRUE
127 | bus_LV_1705-5_0_10_node_139 | 0.4 | n |  | TRUE
128 | bus_LV_1705-5_0_10_node_142 | 0.4 | n |  | TRUE
129 | bus_LV_1705-5_0_10_node_143 | 0.4 | n |  | TRUE
130 | bus_LV_1705-5_0_10_node_144 | 0.4 | n |  | TRUE
131 | bus_LV_1705-5_0_10_node_119 | 0.4 | n |  | TRUE
132 | bus_LV_1705-5_0_10_node_115 | 0.4 | n |  | TRUE
133 | bus_LV_1705-5_0_10_node_112 | 0.4 | n |  | TRUE
134 | bus_LV_1705-5_0_10_node_113 | 0.4 | n |  | TRUE
135 | bus_LV_1705-5_0_10_node_118 | 0.4 | n |  | TRUE
136 | bus_LV_1705-5_0_10_node_120 | 0.4 | n |  | TRUE
137 | bus_LV_1705-5_0_10_node_126 | 0.4 | n |  | TRUE
138 | bus_LV_1705-5_0_10_node_125 | 0.4 | n |  | TRUE
139 | bus_LV_1705-5_0_10_node_121 | 0.4 | n |  | TRUE
140 | bus_LV_1705-5_0_10_node_124 | 0.4 | n |  | TRUE
141 | bus_MV_222_1_node_26 | 20 | n |  | TRUE

## load
| name | bus | p_mw | q_mvar | const_z_percent | const_i_percent | sn_mva | scaling | in_service | type
0 | LV_1705-5_0_10_load_0 | 0 | 0.016621 | 0.0041657 | 0 | 0 |  | 1 | TRUE | wye
1 | LV_1705-5_0_10_load_1 | 1 | 0.0012305 | 0.0003084 | 0 | 0 |  | 1 | TRUE | wye
2 | LV_1705-5_0_10_load_2 | 2 | 0.0059152 | 0.0014825 | 0 | 0 |  | 1 | TRUE | wye
3 | LV_1705-5_0_10_load_3 | 3 | 0.0049841 | 0.0012491 | 0 | 0 |  | 1 | TRUE | wye
4 | LV_1705-5_0_10_load_18 | 5 | 0.0027998 | 0.00070169 | 0 | 0 |  | 1 | TRUE | wye
5 | LV_1705-5_0_10_load_5 | 8 | 0.0056116 | 0.0014064 | 0 | 0 |  | 1 | TRUE | wye
6 | LV_1705-5_0_10_load_20 | 11 | 0.0028686 | 0.00071893 | 0 | 0 |  | 1 | TRUE | wye
7 | LV_1705-5_0_10_load_11 | 12 | 0.013858 | 0.0034731 | 0 | 0 |  | 1 | TRUE | wye
8 | LV_1705-5_0_10_load_17 | 15 | 0.008622 | 0.0021609 | 0 | 0 |  | 1 | TRUE | wye
9 | LV_1705-5_0_10_load_13 | 16 | 0.0091296 | 0.0022881 | 0 | 0 |  | 1 | TRUE | wye
10 | LV_1705-5_0_10_load_141 | 17 | 0.0049542 | 0.0012416 | 0 | 0 |  | 1 | TRUE | wye
11 | LV_1705-5_0_10_load_6 | 18 | 0.014545 | 0.0036453 | 0 | 0 |  | 1 | TRUE | wye
12 | LV_1705-5_0_10_load_7 | 19 | 0.017311 | 0.0043385 | 0 | 0 |  | 1 | TRUE | wye
13 | LV_1705-5_0_10_load_9 | 21 | 0.0055907 | 0.0014012 | 0 | 0 |  | 1 | TRUE | wye
14 | LV_1705-5_0_10_load_10 | 22 | 0.019309 | 0.0048393 | 0 | 0 |  | 1 | TRUE | wye
15 | LV_1705-5_0_10_load_12 | 23 | 0.0093995 | 0.0023557 | 0 | 0 |  | 1 | TRUE | wye
16 | LV_1705-5_0_10_load_92 | 26 | 0.010403 | 0.0026072 | 0 | 0 |  | 1 | TRUE | wye
17 | LV_1705-5_0_10_load_88 | 27 | 0.0074711 | 0.0018724 | 0 | 0 |  | 1 | TRUE | wye
18 | LV_1705-5_0_10_load_14 | 28 | 0.00096793 | 0.00024259 | 0 | 0 |  | 1 | TRUE | wye
19 | LV_1705-5_0_10_load_135 | 30 | 0.0051067 | 0.0012799 | 0 | 0 |  | 1 | TRUE | wye
20 | LV_1705-5_0_10_load_86 | 31 | 0.013906 | 0.0034851 | 0 | 0 |  | 1 | TRUE | wye
21 | LV_1705-5_0_10_load_82 | 32 | 0.0013235 | 0.0003317 | 0 | 0 |  | 1 | TRUE | wye
22 | LV_1705-5_0_10_load_87 | 33 | 0.0051727 | 0.0012964 | 0 | 0 |  | 1 | TRUE | wye
23 | LV_1705-5_0_10_load_81 | 34 | 0.0044695 | 0.0011202 | 0 | 0 |  | 1 | TRUE | wye
24 | LV_1705-5_0_10_load_83 | 35 | 0.0021866 | 0.00054801 | 0 | 0 |  | 1 | TRUE | wye
25 | LV_1705-5_0_10_load_146 | 38 | 0.0019462 | 0.00048775 | 0 | 0 |  | 1 | TRUE | wye
26 | LV_1705-5_0_10_load_140 | 39 | 0.004052 | 0.0010155 | 0 | 0 |  | 1 | TRUE | wye
27 | LV_1705-5_0_10_load_130 | 40 | 0.0047319 | 0.0011859 | 0 | 0 |  | 1 | TRUE | wye
28 | LV_1705-5_0_10_load_131 | 41 | 0.0069948 | 0.0017531 | 0 | 0 |  | 1 | TRUE | wye
29 | LV_1705-5_0_10_load_22 | 42 | 0.0097919 | 0.0024541 | 0 | 0 |  | 1 | TRUE | wye
30 | LV_1705-5_0_10_load_23 | 43 | 0.024264 | 0.0060811 | 0 | 0 |  | 1 | TRUE | wye
31 | LV_1705-5_0_10_load_26 | 46 | 0.0046762 | 0.001172 | 0 | 0 |  | 1 | TRUE | wye
32 | LV_1705-5_0_10_load_28 | 48 | 0.017163 | 0.0043015 | 0 | 0 |  | 1 | TRUE | wye
33 | LV_1705-5_0_10_load_29 | 49 | 0.018718 | 0.0046913 | 0 | 0 |  | 1 | TRUE | wye
34 | LV_1705-5_0_10_load_110 | 50 | 0.010876 | 0.0027258 | 0 | 0 |  | 1 | TRUE | wye
35 | LV_1705-5_0_10_load_108 | 51 | 0.0085412 | 0.0021406 | 0 | 0 |  | 1 | TRUE | wye
36 | LV_1705-5_0_10_load_104 | 52 | 0.0027724 | 0.00069482 | 0 | 0 |  | 1 | TRUE | wye
37 | LV_1705-5_0_10_load_111 | 53 | 0.012536 | 0.0031417 | 0 | 0 |  | 1 | TRUE | wye
38 | LV_1705-5_0_10_load_30 | 54 | 0.0010362 | 0.0002597 | 0 | 0 |  | 1 | TRUE | wye
39 | LV_1705-5_0_10_load_31 | 55 | 0.00022033 | 5.5219e-05 | 0 | 0 |  | 1 | TRUE | wye
40 | LV_1705-5_0_10_load_32 | 56 | 0.00062378 | 0.00015634 | 0 | 0 |  | 1 | TRUE | wye
41 | LV_1705-5_0_10_load_33 | 57 | 0.00064429 | 0.00016147 | 0 | 0 |  | 1 | TRUE | wye
42 | LV_1705-5_0_10_load_34 | 58 | 0.00046269 | 0.00011596 | 0 | 0 |  | 1 | TRUE | wye
43 | LV_1705-5_0_10_load_35 | 59 | 0.00032295 | 8.0939e-05 | 0 | 0 |  | 1 | TRUE | wye
44 | LV_1705-5_0_10_load_122 | 60 | 0.012368 | 0.0030998 | 0 | 0 |  | 1 | TRUE | wye
45 | LV_1705-5_0_10_load_132 | 61 | 0.0043214 | 0.0010831 | 0 | 0 |  | 1 | TRUE | wye
46 | LV_1705-5_0_10_load_136 | 63 | 0.0060542 | 0.0015173 | 0 | 0 |  | 1 | TRUE | wye
47 | LV_1705-5_0_10_load_137 | 64 | 0.0070794 | 0.0017743 | 0 | 0 |  | 1 | TRUE | wye
48 | LV_1705-5_0_10_load_123 | 65 | 0.033718 | 0.0084506 | 0 | 0 |  | 1 | TRUE | wye
49 | LV_1705-5_0_10_load_36 | 66 | 0.00050351 | 0.00012619 | 0 | 0 |  | 1 | TRUE | wye
50 | LV_1705-5_0_10_load_37 | 67 | 0.0012062 | 0.00030229 | 0 | 0 |  | 1 | TRUE | wye
51 | LV_1705-5_0_10_load_39 | 69 | 0.00065539 | 0.00016426 | 0 | 0 |  | 1 | TRUE | wye
52 | LV_1705-5_0_10_load_41 | 71 | 0.0012815 | 0.00032117 | 0 | 0 |  | 1 | TRUE | wye
53 | LV_1705-5_0_10_load_48 | 72 | 0.00058422 | 0.00014642 | 0 | 0 |  | 1 | TRUE | wye
54 | LV_1705-5_0_10_load_42 | 73 | 0.00033246 | 8.3323e-05 | 0 | 0 |  | 1 | TRUE | wye
55 | LV_1705-5_0_10_load_43 | 74 | 0.0018959 | 0.00047515 | 0 | 0 |  | 1 | TRUE | wye
56 | LV_1705-5_0_10_load_51 | 76 | 0.0054193 | 0.0013582 | 0 | 0 |  | 1 | TRUE | wye
57 | LV_1705-5_0_10_load_54 | 78 | 0.00080338 | 0.00020135 | 0 | 0 |  | 1 | TRUE | wye
58 | LV_1705-5_0_10_load_56 | 82 | 0.0014179 | 0.00035537 | 0 | 0 |  | 1 | TRUE | wye
59 | LV_1705-5_0_10_load_68 | 84 | 0.0010606 | 0.00026582 | 0 | 0 |  | 1 | TRUE | wye
60 | LV_1705-5_0_10_load_69 | 85 | 0.0007576 | 0.00018987 | 0 | 0 |  | 1 | TRUE | wye
61 | LV_1705-5_0_10_load_72 | 87 | 0.00067632 | 0.0001695 | 0 | 0 |  | 1 | TRUE | wye
62 | LV_1705-5_0_10_load_74 | 88 | 0.00065657 | 0.00016455 | 0 | 0 |  | 1 | TRUE | wye
63 | LV_1705-5_0_10_load_73 | 89 | 0.003869 | 0.00096965 | 0 | 0 |  | 1 | TRUE | wye
64 | LV_1705-5_0_10_load_47 | 90 | 0.00018486 | 4.633e-05 | 0 | 0 |  | 1 | TRUE | wye
65 | LV_1705-5_0_10_load_78 | 92 | 0.00011299 | 2.8319e-05 | 0 | 0 |  | 1 | TRUE | wye
66 | LV_1705-5_0_10_load_49 | 93 | 0.0001528 | 3.8295e-05 | 0 | 0 |  | 1 | TRUE | wye
67 | LV_1705-5_0_10_load_77 | 94 | 0.00078908 | 0.00019776 | 0 | 0 |  | 1 | TRUE | wye
68 | LV_1705-5_0_10_load_75 | 95 | 0.0008221 | 0.00020604 | 0 | 0 |  | 1 | TRUE | wye
69 | LV_1705-5_0_10_load_57 | 96 | 0.00048959 | 0.0001227 | 0 | 0 |  | 1 | TRUE | wye
70 | LV_1705-5_0_10_load_64 | 97 | 0.00041898 | 0.00010501 | 0 | 0 |  | 1 | TRUE | wye
71 | LV_1705-5_0_10_load_129 | 98 | 0.0004285 | 0.00010739 | 0 | 0 |  | 1 | TRUE | wye
72 | LV_1705-5_0_10_load_58 | 99 | 0.00194 | 0.00048621 | 0 | 0 |  | 1 | TRUE | wye
73 | LV_1705-5_0_10_load_65 | 100 | 0.0018175 | 0.00045551 | 0 | 0 |  | 1 | TRUE | wye
74 | LV_1705-5_0_10_load_60 | 101 | 0.00081492 | 0.00020424 | 0 | 0 |  | 1 | TRUE | wye
75 | LV_1705-5_0_10_load_59 | 102 | 0.00096883 | 0.00024281 | 0 | 0 |  | 1 | TRUE | wye
76 | LV_1705-5_0_10_load_63 | 105 | 0.00010614 | 2.6602e-05 | 0 | 0 |  | 1 | TRUE | wye
77 | LV_1705-5_0_10_load_66 | 106 | 0.00010158 | 2.5458e-05 | 0 | 0 |  | 1 | TRUE | wye
78 | LV_1705-5_0_10_load_67 | 107 | 0.00030884 | 7.7403e-05 | 0 | 0 |  | 1 | TRUE | wye
79 | LV_1705-5_0_10_load_102 | 109 | 0.00016289 | 4.0825e-05 | 0 | 0 |  | 1 | TRUE | wye
80 | LV_1705-5_0_10_load_80 | 111 | 0.00013199 | 3.3081e-05 | 0 | 0 |  | 1 | TRUE | wye
81 | LV_1705-5_0_10_load_89 | 112 | 0.0069204 | 0.0017344 | 0 | 0 |  | 1 | TRUE | wye
82 | LV_1705-5_0_10_load_93 | 113 | 0.00067486 | 0.00016914 | 0 | 0 |  | 1 | TRUE | wye
83 | LV_1705-5_0_10_load_94 | 114 | 0.00074472 | 0.00018664 | 0 | 0 |  | 1 | TRUE | wye
84 | LV_1705-5_0_10_load_95 | 115 | 0.0040651 | 0.0010188 | 0 | 0 |  | 1 | TRUE | wye
85 | LV_1705-5_0_10_load_100 | 116 | 0.00062874 | 0.00015758 | 0 | 0 |  | 1 | TRUE | wye
86 | LV_1705-5_0_10_load_97 | 117 | 0.00068936 | 0.00017277 | 0 | 0 |  | 1 | TRUE | wye
87 | LV_1705-5_0_10_load_96 | 118 | 0.00097503 | 0.00024437 | 0 | 0 |  | 1 | TRUE | wye
88 | LV_1705-5_0_10_load_98 | 119 | 0.00042165 | 0.00010568 | 0 | 0 |  | 1 | TRUE | wye
89 | LV_1705-5_0_10_load_99 | 120 | 0.00049926 | 0.00012513 | 0 | 0 |  | 1 | TRUE | wye
90 | LV_1705-5_0_10_load_103 | 121 | 7.5614e-05 | 1.8951e-05 | 0 | 0 |  | 1 | TRUE | wye
91 | LV_1705-5_0_10_load_127 | 122 | 0.00015719 | 3.9395e-05 | 0 | 0 |  | 1 | TRUE | wye
92 | LV_1705-5_0_10_load_128 | 123 | 9.6951e-05 | 2.4298e-05 | 0 | 0 |  | 1 | TRUE | wye
93 | LV_1705-5_0_10_load_106 | 124 | 0.0417 | 0.010451 | 0 | 0 |  | 1 | TRUE | wye
94 | LV_1705-5_0_10_load_109 | 125 | 0.015758 | 0.0039493 | 0 | 0 |  | 1 | TRUE | wye
95 | LV_1705-5_0_10_load_138 | 126 | 0.0088921 | 0.0022286 | 0 | 0 |  | 1 | TRUE | wye
96 | LV_1705-5_0_10_load_139 | 127 | 0.00068594 | 0.00017191 | 0 | 0 |  | 1 | TRUE | wye
97 | LV_1705-5_0_10_load_142 | 128 | 0.00066338 | 0.00016626 | 0 | 0 |  | 1 | TRUE | wye
98 | LV_1705-5_0_10_load_143 | 129 | 0.00076516 | 0.00019177 | 0 | 0 |  | 1 | TRUE | wye
99 | LV_1705-5_0_10_load_144 | 130 | 0.00063163 | 0.0001583 | 0 | 0 |  | 1 | TRUE | wye
100 | LV_1705-5_0_10_load_119 | 131 | 0.016074 | 0.0040285 | 0 | 0 |  | 1 | TRUE | wye
101 | LV_1705-5_0_10_load_113 | 134 | 0.0042416 | 0.001063 | 0 | 0 |  | 1 | TRUE | wye
102 | LV_1705-5_0_10_load_118 | 135 | 0.015149 | 0.0037967 | 0 | 0 |  | 1 | TRUE | wye
103 | LV_1705-5_0_10_load_120 | 136 | 0.0039644 | 0.00099358 | 0 | 0 |  | 1 | TRUE | wye
104 | LV_1705-5_0_10_load_126 | 137 | 0.0046012 | 0.0011532 | 0 | 0 |  | 1 | TRUE | wye
105 | LV_1705-5_0_10_load_125 | 138 | 0.0043965 | 0.0011019 | 0 | 0 |  | 1 | TRUE | wye
106 | LV_1705-5_0_10_load_121 | 139 | 0.0061323 | 0.0015369 | 0 | 0 |  | 1 | TRUE | wye

## ext_grid
| name | bus | vm_pu | va_degree | slack_weight | in_service
0 |  | 52 | 1 | 0 | 1 | TRUE

## line
| name | std_type | from_bus | to_bus | length_km | r_ohm_per_km | x_ohm_per_km | c_nf_per_km | g_us_per_km | max_i_ka | df | parallel | type | in_service
0 | LV_1705-5_0_10_line_0 |  | 0 | 1 | 0.0094461 | 0.125 | 0.08 | 261 | 0 | 0.364 | 1 | 5 | cs | TRUE
1 | LV_1705-5_0_10_line_1 |  | 0 | 2 | 0.015756 | 0.125 | 0.08 | 261 | 0 | 0.364 | 1 | 5 | cs | TRUE
2 | LV_1705-5_0_10_line_2 |  | 1 | 3 | 0.015925 | 0.125 | 0.08 | 261 | 0 | 0.364 | 1 | 5 | cs | TRUE
3 | LV_1705-5_0_10_line_3 |  | 2 | 4 | 0.091257 | 0.125 | 0.08 | 261 | 0 | 0.364 | 1 | 5 | cs | TRUE
4 | LV_1705-5_0_10_line_4 |  | 3 | 8 | 0.042292 | 0.125 | 0.08 | 261 | 0 | 0.364 | 1 | 5 | cs | TRUE
5 | LV_1705-5_0_10_line_5 |  | 4 | 9 | 0.13626 | 0.125 | 0.08 | 261 | 0 | 0.364 | 1 | 1 | cs | TRUE
6 | LV_1705-5_0_10_line_6 |  | 4 | 10 | 0.19214 | 0.125 | 0.08 | 261 | 0 | 0.364 | 1 | 5 | cs | TRUE
7 | LV_1705-5_0_10_line_7 |  | 5 | 6 | 0.058024 | 0.125 | 0.08 | 261 | 0 | 0.364 | 1 | 5 | cs | TRUE
8 | LV_1705-5_0_10_line_8 |  | 5 | 7 | 0.029462 | 0.125 | 0.08 | 261 | 0 | 0.364 | 1 | 5 | cs | TRUE
9 | LV_1705-5_0_10_line_9 |  | 6 | 12 | 0.019726 | 0.125 | 0.08 | 261 | 0 | 0.364 | 1 | 2 | cs | TRUE
10 | LV_1705-5_0_10_line_10 |  | 6 | 13 | 0.20417 | 0.125 | 0.08 | 261 | 0 | 0.364 | 1 | 5 | cs | TRUE
11 | LV_1705-5_0_10_line_11 |  | 7 | 28 | 0.011449 | 0.125 | 0.08 | 261 | 0 | 0.364 | 1 | 5 | cs | TRUE
12 | LV_1705-5_0_10_line_12 |  | 8 | 11 | 0.024359 | 0.125 | 0.08 | 261 | 0 | 0.364 | 1 | 5 | cs | TRUE
13 | LV_1705-5_0_10_line_13 |  | 9 | 14 | 0.013436 | 0.125 | 0.08 | 261 | 0 | 0.364 | 1 | 1 | cs | TRUE
14 | LV_1705-5_0_10_line_14 |  | 10 | 15 | 0.033982 | 0.125 | 0.08 | 261 | 0 | 0.364 | 1 | 1 | cs | TRUE
15 | LV_1705-5_0_10_line_15 |  | 10 | 16 | 0.036273 | 0.125 | 0.08 | 261 | 0 | 0.364 | 1 | 5 | cs | TRUE
16 | LV_1705-5_0_10_line_16 |  | 11 | 17 | 0.0057773 | 0.125 | 0.08 | 261 | 0 | 0.364 | 1 | 5 | cs | TRUE
17 | LV_1705-5_0_10_line_17 |  | 12 | 21 | 0.0011909 | 0.125 | 0.08 | 261 | 0 | 0.364 | 1 | 1 | cs | TRUE
18 | LV_1705-5_0_10_line_18 |  | 13 | 124 | 0.044801 | 0.125 | 0.08 | 261 | 0 | 0.364 | 1 | 5 | cs | TRUE
19 | LV_1705-5_0_10_line_19 |  | 13 | 52 | 0.078512 | 0.125 | 0.08 | 261 | 0 | 0.364 | 1 | 5 | cs | TRUE
20 | LV_1705-5_0_10_line_20 |  | 14 | 30 | 0.16126 | 0.125 | 0.08 | 261 | 0 | 0.364 | 1 | 1 | cs | TRUE
21 | LV_1705-5_0_10_line_21 |  | 15 | 29 | 0.0133 | 0.125 | 0.08 | 261 | 0 | 0.364 | 1 | 1 | cs | TRUE
22 | LV_1705-5_0_10_line_22 |  | 16 | 28 | 0.029052 | 0.125 | 0.08 | 261 | 0 | 0.364 | 1 | 5 | cs | TRUE
23 | LV_1705-5_0_10_line_23 |  | 17 | 39 | 0.024218 | 0.125 | 0.08 | 261 | 0 | 0.364 | 1 | 5 | cs | TRUE
24 | LV_1705-5_0_10_line_24 |  | 18 | 19 | 0.0005315 | 0.125 | 0.08 | 261 | 0 | 0.364 | 1 | 1 | cs | TRUE
25 | LV_1705-5_0_10_line_25 |  | 18 | 20 | 0.064191 | 0.125 | 0.08 | 261 | 0 | 0.364 | 1 | 1 | cs | TRUE
26 | LV_1705-5_0_10_line_26 |  | 20 | 21 | 0.029855 | 0.125 | 0.08 | 261 | 0 | 0.364 | 1 | 1 | cs | TRUE
27 | LV_1705-5_0_10_line_27 |  | 20 | 22 | 0.022871 | 0.125 | 0.08 | 261 | 0 | 0.364 | 1 | 1 | cs | TRUE
28 | LV_1705-5_0_10_line_28 |  | 22 | 23 | 0.042748 | 0.125 | 0.08 | 261 | 0 | 0.364 | 1 | 1 | cs | TRUE
29 | LV_1705-5_0_10_line_29 |  | 23 | 24 | 0.011544 | 0.125 | 0.08 | 261 | 0 | 0.364 | 1 | 1 | cs | TRUE
30 | LV_1705-5_0_10_line_30 |  | 24 | 25 | 0.041552 | 0.125 | 0.08 | 261 | 0 | 0.364 | 1 | 1 | cs | TRUE
31 | LV_1705-5_0_10_line_31 |  | 24 | 26 | 0.021223 | 0.125 | 0.08 | 261 | 0 | 0.364 | 1 | 1 | cs | TRUE
32 | LV_1705-5_0_10_line_32 |  | 24 | 27 | 0.02797 | 0.125 | 0.08 | 261 | 0 | 0.364 | 1 | 1 | cs | TRUE
33 | LV_1705-5_0_10_line_33 |  | 25 | 113 | 0.035809 | 0.125 | 0.08 | 261 | 0 | 0.364 | 1 | 1 | cs | TRUE
34 | LV_1705-5_0_10_line_34 |  | 25 | 114 | 0.0037937 | 0.125 | 0.08 | 261 | 0 | 0.364 | 1 | 1 | cs | TRUE
35 | LV_1705-5_0_10_line_35 |  | 26 | 115 | 0.012878 | 0.125 | 0.08 | 261 | 0 | 0.364 | 1 | 1 | cs | TRUE
36 | LV_1705-5_0_10_line_36 |  | 29 | 31 | 0.014268 | 0.125 | 0.08 | 261 | 0 | 0.364 | 1 | 1 | cs | TRUE
37 | LV_1705-5_0_10_line_37 |  | 29 | 32 | 0.19318 | 0.125 | 0.08 | 261 | 0 | 0.364 | 1 | 1 | cs | TRUE
38 | LV_1705-5_0_10_line_38 |  | 31 | 33 | 0.0017779 | 0.125 | 0.08 | 261 | 0 | 0.364 | 1 | 1 | cs | TRUE
39 | LV_1705-5_0_10_line_39 |  | 32 | 36 | 0.11545 | 0.125 | 0.08 | 261 | 0 | 0.364 | 1 | 1 | cs | TRUE
40 | LV_1705-5_0_10_line_40 |  | 32 | 34 | 0.023121 | 0.125 | 0.08 | 261 | 0 | 0.364 | 1 | 1 | cs | TRUE
41 | LV_1705-5_0_10_line_41 |  | 33 | 112 | 0.012844 | 0.125 | 0.08 | 261 | 0 | 0.364 | 1 | 1 | cs | TRUE
42 | LV_1705-5_0_10_line_42 |  | 34 | 35 | 0.0034427 | 0.125 | 0.08 | 261 | 0 | 0.364 | 1 | 1 | cs | TRUE
43 | LV_1705-5_0_10_line_43 |  | 36 | 37 | 0.067274 | 0.125 | 0.08 | 261 | 0 | 0.364 | 1 | 1 | cs | TRUE
44 | LV_1705-5_0_10_line_44 |  | 37 | 38 | 0.098614 | 0.125 | 0.08 | 261 | 0 | 0.364 | 1 | 1 | cs | TRUE
45 | LV_1705-5_0_10_line_45 |  | 39 | 126 | 0.025407 | 0.125 | 0.08 | 261 | 0 | 0.364 | 1 | 5 | cs | TRUE
46 | LV_1705-5_0_10_line_46 |  | 40 | 41 | 0.029981 | 0.125 | 0.08 | 261 | 0 | 0.364 | 1 | 1 | cs | TRUE
47 | LV_1705-5_0_10_line_47 |  | 41 | 61 | 0.0034029 | 0.125 | 0.08 | 261 | 0 | 0.364 | 1 | 1 | cs | TRUE
48 | LV_1705-5_0_10_line_48 |  | 42 | 43 | 0.015556 | 0.125 | 0.08 | 261 | 0 | 0.364 | 1 | 1 | cs | TRUE
49 | LV_1705-5_0_10_line_49 |  | 42 | 44 | 0.07012 | 0.125 | 0.08 | 261 | 0 | 0.364 | 1 | 1 | cs | TRUE
50 | LV_1705-5_0_10_line_50 |  | 44 | 45 | 0.018258 | 0.125 | 0.08 | 261 | 0 | 0.364 | 1 | 5 | cs | TRUE
51 | LV_1705-5_0_10_line_51 |  | 44 | 46 | 0.053463 | 0.125 | 0.08 | 261 | 0 | 0.364 | 1 | 5 | cs | TRUE
52 | LV_1705-5_0_10_line_52 |  | 45 | 47 | 0.011703 | 0.125 | 0.08 | 261 | 0 | 0.364 | 1 | 1 | cs | TRUE
53 | LV_1705-5_0_10_line_53 |  | 45 | 48 | 0.026178 | 0.125 | 0.08 | 261 | 0 | 0.364 | 1 | 5 | cs | TRUE
54 | LV_1705-5_0_10_line_54 |  | 46 | 49 | 0.016024 | 0.125 | 0.08 | 261 | 0 | 0.364 | 1 | 1 | cs | TRUE
55 | LV_1705-5_0_10_line_55 |  | 46 | 50 | 0.20892 | 0.125 | 0.08 | 261 | 0 | 0.364 | 1 | 5 | cs | TRUE
56 | LV_1705-5_0_10_line_56 |  | 47 | 51 | 0.040319 | 0.125 | 0.08 | 261 | 0 | 0.364 | 1 | 1 | cs | TRUE
57 | LV_1705-5_0_10_line_57 |  | 48 | 52 | 0.028365 | 0.125 | 0.08 | 261 | 0 | 0.364 | 1 | 5 | cs | TRUE
58 | LV_1705-5_0_10_line_58 |  | 50 | 53 | 0.074456 | 0.125 | 0.08 | 261 | 0 | 0.364 | 1 | 5 | cs | TRUE
59 | LV_1705-5_0_10_line_59 |  | 53 | 123 | 0.21194 | 0.125 | 0.08 | 261 | 0 | 0.364 | 1 | 5 | cs | TRUE
60 | LV_1705-5_0_10_line_60 |  | 54 | 55 | 0.0026045 | 0.125 | 0.08 | 261 | 0 | 0.364 | 1 | 1 | cs | TRUE
61 | LV_1705-5_0_10_line_61 |  | 54 | 56 | 0.033841 | 0.125 | 0.08 | 261 | 0 | 0.364 | 1 | 1 | cs | TRUE
62 | LV_1705-5_0_10_line_62 |  | 55 | 57 | 0.0031906 | 0.125 | 0.08 | 261 | 0 | 0.364 | 1 | 1 | cs | TRUE
63 | LV_1705-5_0_10_line_63 |  | 56 | 58 | 0.1223 | 0.125 | 0.08 | 261 | 0 | 0.364 | 1 | 1 | cs | TRUE
64 | LV_1705-5_0_10_line_64 |  | 57 | 59 | 0.0063262 | 0.125 | 0.08 | 261 | 0 | 0.364 | 1 | 1 | cs | TRUE
65 | LV_1705-5_0_10_line_65 |  | 59 | 60 | 0.11437 | 0.125 | 0.08 | 261 | 0 | 0.364 | 1 | 1 | cs | TRUE
66 | LV_1705-5_0_10_line_66 |  | 60 | 65 | 0.0074638 | 0.125 | 0.08 | 261 | 0 | 0.364 | 1 | 1 | cs | TRUE
67 | LV_1705-5_0_10_line_67 |  | 61 | 62 | 0.046943 | 0.125 | 0.08 | 261 | 0 | 0.364 | 1 | 4 | cs | TRUE
68 | LV_1705-5_0_10_line_68 |  | 62 | 63 | 0.024202 | 0.125 | 0.08 | 261 | 0 | 0.364 | 1 | 5 | cs | TRUE
69 | LV_1705-5_0_10_line_69 |  | 62 | 64 | 0.02329 | 0.125 | 0.08 | 261 | 0 | 0.364 | 1 | 2 | cs | TRUE
70 | LV_1705-5_0_10_line_70 |  | 63 | 126 | 0.01588 | 0.125 | 0.08 | 261 | 0 | 0.364 | 1 | 5 | cs | TRUE
71 | LV_1705-5_0_10_line_71 |  | 64 | 127 | 0.029425 | 0.125 | 0.08 | 261 | 0 | 0.364 | 1 | 1 | cs | TRUE
72 | LV_1705-5_0_10_line_72 |  | 65 | 140 | 0.029539 | 0.125 | 0.08 | 261 | 0 | 0.364 | 1 | 1 | cs | TRUE
73 | LV_1705-5_0_10_line_73 |  | 66 | 67 | 0.017037 | 0.125 | 0.08 | 261 | 0 | 0.364 | 1 | 1 | cs | TRUE
74 | LV_1705-5_0_10_line_74 |  | 66 | 68 | 0.019178 | 0.125 | 0.08 | 261 | 0 | 0.364 | 1 | 1 | cs | TRUE
75 | LV_1705-5_0_10_line_75 |  | 67 | 69 | 0.020002 | 0.125 | 0.08 | 261 | 0 | 0.364 | 1 | 1 | cs | TRUE
76 | LV_1705-5_0_10_line_76 |  | 68 | 70 | 0.019395 | 0.125 | 0.08 | 261 | 0 | 0.364 | 1 | 1 | cs | TRUE
77 | LV_1705-5_0_10_line_77 |  | 69 | 71 | 0.10332 | 0.125 | 0.08 | 261 | 0 | 0.364 | 1 | 1 | cs | TRUE
78 | LV_1705-5_0_10_line_78 |  | 69 | 72 | 0.17215 | 0.125 | 0.08 | 261 | 0 | 0.364 | 1 | 1 | cs | TRUE
79 | LV_1705-5_0_10_line_79 |  | 70 | 73 | 0.001674 | 0.125 | 0.08 | 261 | 0 | 0.364 | 1 | 1 | cs | TRUE
80 | LV_1705-5_0_10_line_80 |  | 71 | 74 | 0.026278 | 0.125 | 0.08 | 261 | 0 | 0.364 | 1 | 1 | cs | TRUE
81 | LV_1705-5_0_10_line_81 |  | 72 | 75 | 0.14178 | 0.125 | 0.08 | 261 | 0 | 0.364 | 1 | 1 | cs | TRUE
82 | LV_1705-5_0_10_line_82 |  | 73 | 79 | 0.19152 | 0.125 | 0.08 | 261 | 0 | 0.364 | 1 | 1 | cs | TRUE
83 | LV_1705-5_0_10_line_83 |  | 74 | 80 | 0.28717 | 0.125 | 0.08 | 261 | 0 | 0.364 | 1 | 1 | cs | TRUE
84 | LV_1705-5_0_10_line_84 |  | 75 | 76 | 0.02047 | 0.125 | 0.08 | 261 | 0 | 0.364 | 1 | 1 | cs | TRUE
85 | LV_1705-5_0_10_line_85 |  | 76 | 77 | 0.065146 | 0.125 | 0.08 | 261 | 0 | 0.364 | 1 | 1 | cs | TRUE
86 | LV_1705-5_0_10_line_86 |  | 77 | 78 | 0.089907 | 0.125 | 0.08 | 261 | 0 | 0.364 | 1 | 1 | cs | TRUE
87 | LV_1705-5_0_10_line_87 |  | 78 | 96 | 0.0095969 | 0.125 | 0.08 | 261 | 0 | 0.364 | 1 | 1 | cs | TRUE
88 | LV_1705-5_0_10_line_88 |  | 79 | 81 | 0.074619 | 0.125 | 0.08 | 261 | 0 | 0.364 | 1 | 1 | cs | TRUE
89 | LV_1705-5_0_10_line_89 |  | 80 | 82 | 0.031189 | 0.125 | 0.08 | 261 | 0 | 0.364 | 1 | 1 | cs | TRUE
90 | LV_1705-5_0_10_line_90 |  | 81 | 90 | 0.17291 | 0.125 | 0.08 | 261 | 0 | 0.364 | 1 | 1 | cs | TRUE
91 | LV_1705-5_0_10_line_91 |  | 82 | 83 | 0.043696 | 0.125 | 0.08 | 261 | 0 | 0.364 | 1 | 1 | cs | TRUE
92 | LV_1705-5_0_10_line_92 |  | 83 | 87 | 0.011132 | 0.125 | 0.08 | 261 | 0 | 0.364 | 1 | 1 | cs | TRUE
93 | LV_1705-5_0_10_line_93 |  | 83 | 84 | 0.019443 | 0.125 | 0.08 | 261 | 0 | 0.364 | 1 | 1 | cs | TRUE
94 | LV_1705-5_0_10_line_94 |  | 84 | 85 | 0.083968 | 0.125 | 0.08 | 261 | 0 | 0.364 | 1 | 1 | cs | TRUE
95 | LV_1705-5_0_10_line_95 |  | 85 | 86 | 0.10802 | 0.125 | 0.08 | 261 | 0 | 0.364 | 1 | 1 | cs | TRUE
96 | LV_1705-5_0_10_line_96 |  | 86 | 88 | 0.29949 | 0.125 | 0.08 | 261 | 0 | 0.364 | 1 | 1 | cs | TRUE
97 | LV_1705-5_0_10_line_97 |  | 87 | 89 | 0.017615 | 0.125 | 0.08 | 261 | 0 | 0.364 | 1 | 1 | cs | TRUE
98 | LV_1705-5_0_10_line_98 |  | 88 | 95 | 0.014272 | 0.125 | 0.08 | 261 | 0 | 0.364 | 1 | 1 | cs | TRUE
99 | LV_1705-5_0_10_line_99 |  | 90 | 91 | 0.012586 | 0.125 | 0.08 | 261 | 0 | 0.364 | 1 | 1 | cs | TRUE
100 | LV_1705-5_0_10_line_100 |  | 91 | 92 | 0.021305 | 0.125 | 0.08 | 261 | 0 | 0.364 | 1 | 1 | cs | TRUE
101 | LV_1705-5_0_10_line_101 |  | 91 | 93 | 0.0090655 | 0.125 | 0.08 | 261 | 0 | 0.364 | 1 | 1 | cs | TRUE
102 | LV_1705-5_0_10_line_102 |  | 92 | 94 | 0.029187 | 0.125 | 0.08 | 261 | 0 | 0.364 | 1 | 1 | cs | TRUE
103 | LV_1705-5_0_10_line_103 |  | 94 | 110 | 0.108 | 0.125 | 0.08 | 261 | 0 | 0.364 | 1 | 1 | cs | TRUE
104 | LV_1705-5_0_10_line_104 |  | 96 | 97 | 0.0014938 | 0.125 | 0.08 | 261 | 0 | 0.364 | 1 | 1 | cs | TRUE
105 | LV_1705-5_0_10_line_105 |  | 97 | 101 | 0.0023435 | 0.125 | 0.08 | 261 | 0 | 0.364 | 1 | 1 | cs | TRUE
106 | LV_1705-5_0_10_line_106 |  | 98 | 99 | 0.3173 | 0.125 | 0.08 | 261 | 0 | 0.364 | 1 | 2 | cs | TRUE
107 | LV_1705-5_0_10_line_107 |  | 98 | 100 | 0.073774 | 0.125 | 0.08 | 261 | 0 | 0.364 | 1 | 5 | cs | TRUE
108 | LV_1705-5_0_10_line_108 |  | 99 | 102 | 0.024193 | 0.125 | 0.08 | 261 | 0 | 0.364 | 1 | 1 | cs | TRUE
109 | LV_1705-5_0_10_line_109 |  | 100 | 104 | 0.08248 | 0.125 | 0.08 | 261 | 0 | 0.364 | 1 | 5 | cs | TRUE
110 | LV_1705-5_0_10_line_110 |  | 101 | 102 | 0.0036215 | 0.125 | 0.08 | 261 | 0 | 0.364 | 1 | 1 | cs | TRUE
111 | LV_1705-5_0_10_line_111 |  | 103 | 104 | 0.006785 | 0.125 | 0.08 | 261 | 0 | 0.364 | 1 | 1 | cs | TRUE
112 | LV_1705-5_0_10_line_112 |  | 103 | 105 | 0.079203 | 0.125 | 0.08 | 261 | 0 | 0.364 | 1 | 1 | cs | TRUE
113 | LV_1705-5_0_10_line_113 |  | 104 | 106 | 0.052916 | 0.125 | 0.08 | 261 | 0 | 0.364 | 1 | 5 | cs | TRUE
114 | LV_1705-5_0_10_line_114 |  | 105 | 107 | 0.01356 | 0.125 | 0.08 | 261 | 0 | 0.364 | 1 | 1 | cs | TRUE
115 | LV_1705-5_0_10_line_115 |  | 106 | 108 | 0.17185 | 0.125 | 0.08 | 261 | 0 | 0.364 | 1 | 5 | cs | TRUE
116 | LV_1705-5_0_10_line_116 |  | 108 | 109 | 0.01083 | 0.125 | 0.08 | 261 | 0 | 0.364 | 1 | 5 | cs | TRUE
117 | LV_1705-5_0_10_line_117 |  | 109 | 121 | 0.020052 | 0.125 | 0.08 | 261 | 0 | 0.364 | 1 | 5 | cs | TRUE
118 | LV_1705-5_0_10_line_118 |  | 110 | 111 | 0.02087 | 0.125 | 0.08 | 261 | 0 | 0.364 | 1 | 1 | cs | TRUE
119 | LV_1705-5_0_10_line_119 |  | 113 | 116 | 0.035798 | 0.125 | 0.08 | 261 | 0 | 0.364 | 1 | 1 | cs | TRUE
120 | LV_1705-5_0_10_line_120 |  | 114 | 117 | 0.046457 | 0.125 | 0.08 | 261 | 0 | 0.364 | 1 | 1 | cs | TRUE
121 | LV_1705-5_0_10_line_121 |  | 115 | 118 | 0.011636 | 0.125 | 0.08 | 261 | 0 | 0.364 | 1 | 1 | cs | TRUE
122 | LV_1705-5_0_10_line_122 |  | 117 | 119 | 0.01228 | 0.125 | 0.08 | 261 | 0 | 0.364 | 1 | 1 | cs | TRUE
123 | LV_1705-5_0_10_line_123 |  | 119 | 120 | 0.031217 | 0.125 | 0.08 | 261 | 0 | 0.364 | 1 | 1 | cs | TRUE
124 | LV_1705-5_0_10_line_124 |  | 121 | 122 | 0.034354 | 0.125 | 0.08 | 261 | 0 | 0.364 | 1 | 5 | cs | TRUE
125 | LV_1705-5_0_10_line_125 |  | 122 | 123 | 0.046958 | 0.125 | 0.08 | 261 | 0 | 0.364 | 1 | 5 | cs | TRUE
126 | LV_1705-5_0_10_line_126 |  | 124 | 125 | 0.12354 | 0.125 | 0.08 | 261 | 0 | 0.364 | 1 | 5 | cs | TRUE
127 | LV_1705-5_0_10_line_127 |  | 125 | 131 | 0.035169 | 0.125 | 0.08 | 261 | 0 | 0.364 | 1 | 5 | cs | TRUE
128 | LV_1705-5_0_10_line_128 |  | 127 | 128 | 0.012365 | 0.125 | 0.08 | 261 | 0 | 0.364 | 1 | 1 | cs | TRUE
129 | LV_1705-5_0_10_line_129 |  | 128 | 129 | 0.020897 | 0.125 | 0.08 | 261 | 0 | 0.364 | 1 | 1 | cs | TRUE
130 | LV_1705-5_0_10_line_130 |  | 129 | 130 | 0.041065 | 0.125 | 0.08 | 261 | 0 | 0.364 | 1 | 1 | cs | TRUE
131 | LV_1705-5_0_10_line_131 |  | 131 | 132 | 0.070288 | 0.125 | 0.08 | 261 | 0 | 0.364 | 1 | 5 | cs | TRUE
132 | LV_1705-5_0_10_line_132 |  | 132 | 136 | 0.092761 | 0.125 | 0.08 | 261 | 0 | 0.364 | 1 | 1 | cs | TRUE
133 | LV_1705-5_0_10_line_133 |  | 132 | 133 | 0.03467 | 0.125 | 0.08 | 261 | 0 | 0.364 | 1 | 5 | cs | TRUE
134 | LV_1705-5_0_10_line_134 |  | 133 | 134 | 0.1737 | 0.125 | 0.08 | 261 | 0 | 0.364 | 1 | 2 | cs | TRUE
135 | LV_1705-5_0_10_line_135 |  | 134 | 135 | 0.069102 | 0.125 | 0.08 | 261 | 0 | 0.364 | 1 | 1 | cs | TRUE
136 | LV_1705-5_0_10_line_136 |  | 136 | 139 | 0.017421 | 0.125 | 0.08 | 261 | 0 | 0.364 | 1 | 1 | cs | TRUE
137 | LV_1705-5_0_10_line_137 |  | 137 | 138 | 0.00063718 | 0.125 | 0.08 | 261 | 0 | 0.364 | 1 | 1 | cs | TRUE
138 | LV_1705-5_0_10_line_138 |  | 138 | 140 | 0.029197 | 0.125 | 0.08 | 261 | 0 | 0.364 | 1 | 1 | cs | TRUE
139 | LV_1705-5_0_10_line_139 |  | 139 | 140 | 0.020148 | 0.125 | 0.08 | 261 | 0 | 0.364 | 1 | 1 | cs | TRUE

## trafo
| name | std_type | hv_bus | lv_bus | sn_mva | vn_hv_kv | vn_lv_kv | vk_percent | vkr_percent | pfe_kw | i0_percent | shift_degree | tap_side | tap_neutral | tap_min | tap_max | tap_step_percent | tap_step_degree | tap_pos | tap_phase_shifter | parallel | df | in_service
0 | LV_1705-5_0_10_trafo_104 | 0.63 MVA 20/0.4 kV | 141 | 52 | 0.63 | 20 | 0.4 | 6 | 1.206 | 1.65 | 0.2619 | 150 | hv | 0 | -2 | 2 | 2.5 | 0 | 0 | FALSE | 1 | 1 | TRUE

## line_geodata
| x0 | y0 | x1 | y1 | x2 | y2 | x3 | y3 | x4 | y4 | x5 | y5 | x6 | y6 | x7 | y7 | x8 | y8 | x9 | y9 | x10 | y10
0 | 2686470.735 | 1228907.1833 | 2686470.735 | 1228907.1833 | 2686472.9048 | 1228916.3768
1 | 2686463.8882 | 1228893.2685 | 2686466.6817 | 1228896.2056 | 2686470.735 | 1228907.1833
2 | 2686473.1007 | 1228932.3005 | 2686473.0828 | 1228928.6213 | 2686472.9048 | 1228916.3768 | 2686472.9048 | 1228916.3768
3 | 2686381.1962 | 1228856.9475 | 2686456.4944 | 1228885.4946 | 2686463.8882 | 1228893.2685
4 | 2686484.7141 | 1228971.3201 | 2686478.9114 | 1228963.9306 | 2686473.1947 | 1228951.6612 | 2686473.1007 | 1228932.3005
5 | 2686340.7105 | 1228984.2262 | 2686378.83 | 1228856.0458 | 2686381.1962 | 1228856.9475
6 | 2686472.6206 | 1228687.9469 | 2686381.1962 | 1228856.9475
7 | 2686612.4554 | 1228755.7395 | 2686578.9244 | 1228736.5158 | 2686563.2377 | 1228725.1462
8 | 2686548.1241 | 1228700.4313 | 2686553.4392 | 1228714.2628 | 2686563.2377 | 1228725.1462
9 | 2686612.4554 | 1228755.7395 | 2686623.1981 | 1228739.1948
10 | 2686612.4554 | 1228755.7395 | 2686600.6027 | 1228773.5237 | 2686597.3866 | 1228783.6284 | 2686617.8895 | 1228787.9077 | 2686641.2567 | 1228795.8312 | 2686658.2108 | 1228802.8831 | 2686674.8385 | 1228812.054 | 2686715.5478 | 1228840.9229 | 2686739.5675 | 1228857.5958 | 2686747.7717 | 1228863.4529
11 | 2686548.1241 | 1228700.4313 | 2686536.779 | 1228698.8922
12 | 2686484.7141 | 1228971.3201 | 2686484.7141 | 1228971.3201 | 2686492.6195 | 1228975.3267 | 2686507.8009 | 1228978.433
13 | 2686340.7105 | 1228984.2262 | 2686336.4941 | 1228996.985
14 | 2686472.6206 | 1228687.9469 | 2686480.8084 | 1228678.3037 | 2686497.7546 | 1228671.8678 | 2686500.0308 | 1228669.6129
15 | 2686472.6206 | 1228687.9469 | 2686481.0129 | 1228691.3268 | 2686507.9912 | 1228694.9868
16 | 2686507.8009 | 1228978.433 | 2686513.4609 | 1228979.5911
17 | 2686623.8467 | 1228738.196 | 2686623.1981 | 1228739.1948
18 | 2686747.7717 | 1228863.4529 | 2686784.2491 | 1228889.4625
19 | 2686747.7717 | 1228863.4529 | 2686792.4792 | 1228842.6349 | 2686801.9797 | 1228839.627 | 2686812.0112 | 1228838.6616 | 2686821.0784 | 1228839.9059
20 | 2686336.4941 | 1228996.985 | 2686362.5121 | 1229010.6944 | 2686371.8143 | 1229019.7358 | 2686388.8535 | 1229061.579 | 2686393.6261 | 1229066.8631 | 2686414.6522 | 1229075.7525 | 2686423.3058 | 1229080.9263 | 2686430.5833 | 1229090.0717 | 2686435.3396 | 1229093.8657 | 2686451.1337 | 1229097.2754
21 | 2686509.4795 | 1228660.2524 | 2686500.0308 | 1228669.6129
22 | 2686507.9912 | 1228694.9868 | 2686536.779 | 1228698.8922
23 | 2686513.4609 | 1228979.5911 | 2686516.3717 | 1228980.1866 | 2686529.7492 | 1228984.6176 | 2686536.0523 | 1228988.0038
24 | 2686696.8597 | 1228744.2685 | 2686696.3936 | 1228744.013
25 | 2686640.105 | 1228713.1569 | 2686696.3936 | 1228744.013
26 | 2686640.105 | 1228713.1569 | 2686623.8467 | 1228738.196
27 | 2686640.105 | 1228713.1569 | 2686653.6806 | 1228694.7513
28 | 2686653.6806 | 1228694.7513 | 2686679.0553 | 1228660.3489
29 | 2686685.9077 | 1228651.0586 | 2686679.0553 | 1228660.3489
30 | 2686685.9077 | 1228651.0586 | 2686695.4005 | 1228647.0386 | 2686709.0789 | 1228650.1067 | 2686724.9276 | 1228657.1204
31 | 2686685.9077 | 1228651.0586 | 2686691.7734 | 1228640.6257 | 2686694.8484 | 1228631.8978 | 2686694.8484 | 1228631.8978
32 | 2686685.9077 | 1228651.0586 | 2686679.654 | 1228643.4066 | 2686667.9179 | 1228638.61 | 2686662.5104 | 1228638.457
33 | 2686724.9276 | 1228657.1204 | 2686740.2135 | 1228686.0857 | 2686742.2806 | 1228688.3383
34 | 2686724.9276 | 1228657.1204 | 2686728.6812 | 1228657.6703
35 | 2686694.8484 | 1228631.8978 | 2686706.2432 | 1228625.8976
36 | 2686509.4795 | 1228660.2524 | 2686523.6413 | 1228661.9892
37 | 2686509.4795 | 1228660.2524 | 2686505.8668 | 1228467.1013
38 | 2686523.6413 | 1228661.9892 | 2686525.406 | 1228662.2056
39 | 2686395.6773 | 1228450.7084 | 2686399.5903 | 1228455.7354 | 2686407.4282 | 1228461.8312 | 2686414.4703 | 1228464.8022 | 2686425.2746 | 1228465.9711 | 2686441.4048 | 1228465.6608 | 2686489.8903 | 1228467.6001 | 2686505.4696 | 1228467.1374 | 2686505.8668 | 1228467.1013
40 | 2686525.5622 | 1228458.461 | 2686522.448 | 1228462.1809 | 2686518.808 | 1228466.0084 | 2686513.5811 | 1228466.3993 | 2686505.8668 | 1228467.1013
41 | 2686538.1548 | 1228663.7691 | 2686525.406 | 1228662.2056
42 | 2686525.5622 | 1228458.461 | 2686527.7722 | 1228455.8213
43 | 2686395.6773 | 1228450.7084 | 2686404.0842 | 1228448.4178 | 2686415.406 | 1228442.656 | 2686422.8658 | 1228438.795 | 2686435.306 | 1228432.2045 | 2686454.1074 | 1228425.9177 | 2686456.868 | 1228423.6785
44 | 2686456.868 | 1228423.6785 | 2686462.4845 | 1228424.116 | 2686468.2839 | 1228421.8765 | 2686474.191 | 1228411.7108 | 2686480.677 | 1228394.571 | 2686485.117 | 1228388.8871 | 2686493.7716 | 1228383.12 | 2686508.5924 | 1228381.1564 | 2686514.8021 | 1228382.492 | 2686515.5192 | 1228386.8499 | 2686509.7343 | 1228399.0298
45 | 2686549.7031 | 1229008.5414 | 2686547.5846 | 1229001.8891 | 2686542.6141 | 1228993.0329 | 2686536.2376 | 1228988.1033 | 2686536.0523 | 1228988.0038
46 | 2686468.543 | 1229034.186 | 2686493.3108 | 1229039.7817 | 2686497.7899 | 1229040.7781
47 | 2686497.7899 | 1229040.7781 | 2686501.1116 | 1229041.5171
48 | 2686866.6008 | 1228780.0151 | 2686861.9593 | 1228794.8628
49 | 2686880.6388 | 1228858.9665 | 2686863.8464 | 1228832.5806 | 2686860.0955 | 1228822.7301 | 2686858.7755 | 1228811.4252 | 2686860.2405 | 1228800.3611 | 2686861.9593 | 1228794.8628
50 | 2686866.1246 | 1228870.0956 | 2686880.6388 | 1228858.9665
51 | 2686880.6388 | 1228858.9665 | 2686909.3571 | 1228904.0619
52 | 2686870.7199 | 1228880.7479 | 2686868.3499 | 1228873.3749 | 2686866.1246 | 1228870.0956
53 | 2686866.1246 | 1228870.0956 | 2686863.1594 | 1228867.1503 | 2686845.5857 | 1228853.9181
54 | 2686902.4521 | 1228916.6549 | 2686904.9581 | 1228915.7502 | 2686907.7372 | 1228913.278 | 2686909.6554 | 1228909.0586 | 2686909.3571 | 1228904.0619
55 | 2686909.3571 | 1228904.0619 | 2687118.2246 | 1228899.4782
56 | 2686870.7199 | 1228880.7479 | 2686857.9237 | 1228918.9878
57 | 2686845.5857 | 1228853.9181 | 2686837.1069 | 1228847.534 | 2686821.0784 | 1228839.9059 | 2686821.0784 | 1228839.9059
58 | 2687118.2246 | 1228899.4782 | 2687130.7349 | 1228882.5074 | 2687160.2697 | 1228907.9578 | 2687170.1861 | 1228918.3779
59 | 2687212.0692 | 1228710.6158 | 2687170.1861 | 1228918.3779
60 | 2686804.1146 | 1229307.8071 | 2686804.1146 | 1229307.8071 | 2686806.704 | 1229307.5272
61 | 2686804.1146 | 1229307.8071 | 2686792.059 | 1229309.9438 | 2686772.5271 | 1229310.3814 | 2686770.4918 | 1229310.0617
62 | 2686809.8761 | 1229307.1843 | 2686806.704 | 1229307.5272
63 | 2686652.3182 | 1229293.2157 | 2686657.4733 | 1229291.6466 | 2686679.7779 | 1229291.7606 | 2686706.6123 | 1229294.031 | 2686735.3253 | 1229296.8516 | 2686754.7737 | 1229301.6163 | 2686761.6792 | 1229308.6775 | 2686770.4918 | 1229310.0617
64 | 2686809.8761 | 1229307.1843 | 2686816.1657 | 1229306.5043 | 2686816.1657 | 1229306.5043
65 | 2686882.6803 | 1229216.0917 | 2686876.6404 | 1229221.2054 | 2686866.3253 | 1229232.2959 | 2686853.2534 | 1229257.3002 | 2686830.2664 | 1229297.6706 | 2686816.1657 | 1229306.5043
66 | 2686882.6803 | 1229216.0917 | 2686888.3765 | 1229211.2688
67 | 2686547.5011 | 1229048.2202 | 2686537.469 | 1229047.1735 | 2686517.1094 | 1229045.0759 | 2686501.1116 | 1229041.5171
68 | 2686547.5011 | 1229048.2202 | 2686550.1369 | 1229027.4774 | 2686550.6328 | 1229024.2226
69 | 2686547.5011 | 1229048.2202 | 2686568.2195 | 1229049.089 | 2686570.7702 | 1229049.2145
70 | 2686549.7031 | 1229008.5414 | 2686550.7293 | 1229011.764 | 2686551.0751 | 1229021.3201 | 2686550.6328 | 1229024.2226
71 | 2686600.1601 | 1229050.6616 | 2686570.7702 | 1229049.2145
72 | 2686904.715 | 1229187.9034 | 2686904.5221 | 1229191.2473 | 2686898.3673 | 1229202.8099 | 2686888.3765 | 1229211.2688
73 | 2687303.7478 | 1227906.9738 | 2687316.4795 | 1227895.6527
74 | 2687289.4161 | 1227919.7176 | 2687303.7478 | 1227906.9738
75 | 2687331.3811 | 1227882.3212 | 2687331.2278 | 1227882.5386 | 2687316.4795 | 1227895.6527
76 | 2687289.4161 | 1227919.7176 | 2687281.5914 | 1227926.6743 | 2687272.94 | 1227929.0268
77 | 2687350.0862 | 1227782.8207 | 2687352.1308 | 1227799.9323 | 2687351.4187 | 1227815.8996 | 2687338.2323 | 1227872.6122 | 2687331.3811 | 1227882.3212
78 | 2687331.3811 | 1227882.3212 | 2687465.5527 | 1227990.1756
79 | 2687272.94 | 1227929.0268 | 2687271.3244 | 1227929.4652
80 | 2687350.0862 | 1227782.8207 | 2687346.9684 | 1227756.7281
81 | 2687574.0827 | 1228081.4024 | 2687465.5527 | 1227990.1756
82 | 2687100.0486 | 1228006.6696 | 2687160.0166 | 1227959.6706 | 2687271.3244 | 1227929.4652
83 | 2687346.9684 | 1227756.7281 | 2687577.6849 | 1227585.7432
84 | 2687574.0827 | 1228081.4024 | 2687572.5428 | 1228087.1615 | 2687571.3016 | 1228101.6168
85 | 2687579.8482 | 1228164.3451 | 2687577.1209 | 1228162.7372 | 2687573.3719 | 1228150.7514 | 2687569.707 | 1228120.1872 | 2687571.3016 | 1228101.6168
86 | 2687579.8482 | 1228164.3451 | 2687572.071 | 1228217.9791 | 2687559.9738 | 1228251.5801
87 | 2687552.2994 | 1228257.3424 | 2687559.9738 | 1228251.5801 | 2687559.9738 | 1228251.5801
88 | 2687037.5559 | 1227968.3839 | 2687054.9298 | 1227972.7745 | 2687086.7125 | 1227992.5534 | 2687100.0486 | 1228006.6696
89 | 2687577.6849 | 1227585.7432 | 2687586.4508 | 1227583.3817 | 2687592.8258 | 1227581.2519 | 2687597.5855 | 1227578.1642 | 2687602.5895 | 1227571.8668 | 2687603.4644 | 1227570.4413
90 | 2687037.5559 | 1227968.3839 | 2687046.1141 | 1227940.2896 | 2687055.5287 | 1227901.8561 | 2687067.659 | 1227879.8072 | 2687092.3373 | 1227851.7266 | 2687099.3875 | 1227832.9612 | 2687105.7193 | 1227812.5397
91 | 2687625.2988 | 1227532.6183 | 2687616.9402 | 1227548.4841 | 2687603.4644 | 1227570.4413
92 | 2687625.2988 | 1227532.6183 | 2687630.2195 | 1227542.6039
93 | 2687625.2988 | 1227532.6183 | 2687628.7964 | 1227523.6303 | 2687636.3889 | 1227517.4361
94 | 2687636.3889 | 1227517.4361 | 2687671.4341 | 1227488.8452 | 2687699.2759 | 1227461.908
95 | 2687800.6787 | 1227435.6917 | 2687767.3907 | 1227435.1669 | 2687732.9584 | 1227441.8304 | 2687707.6797 | 1227453.7772 | 2687699.2759 | 1227461.908
96 | 2687800.6787 | 1227435.6917 | 2688082.6299 | 1227536.6872
97 | 2687641.5451 | 1227555.985 | 2687631.3038 | 1227544.8041 | 2687630.2195 | 1227542.6039
98 | 2688082.6299 | 1227536.6872 | 2688087.0052 | 1227530.5341 | 2688091.1594 | 1227525.2492
99 | 2687096.2383 | 1227804.2618 | 2687105.7193 | 1227812.5397
100 | 2687096.2383 | 1227804.2618 | 2687090.6274 | 1227804.9579 | 2687081.4237 | 1227806.7244 | 2687075.2668 | 1227807.9574 | 2687075.2668 | 1227807.9574
101 | 2687096.2383 | 1227804.2618 | 2687101.6886 | 1227797.0177
102 | 2687061.6062 | 1227833.0606 | 2687062.3533 | 1227831.7183 | 2687068.2429 | 1227815.0929 | 2687075.2668 | 1227807.9574
103 | 2686970.8874 | 1227825.3873 | 2686978.0432 | 1227829.4281 | 2686993.168 | 1227845.1268 | 2687000.5064 | 1227849.6372 | 2687018.2994 | 1227851.8323 | 2687032.8193 | 1227853.4458 | 2687047.644 | 1227848.2146 | 2687056.8348 | 1227841.6334 | 2687061.6062 | 1227833.0606
104 | 2687552.2994 | 1228257.3424 | 2687551.1049 | 1228258.2393
105 | 2687549.2308 | 1228259.6465 | 2687551.1049 | 1228258.2393
106 | 2687221.7576 | 1228364.6661 | 2687526.157 | 1228275.105
107 | 2687237.6731 | 1228436.6978 | 2687234.9066 | 1228425.6374 | 2687221.7576 | 1228364.6661
108 | 2687526.157 | 1228275.105 | 2687538.0578 | 1228268.0357 | 2687546.3349 | 1228261.8209
109 | 2687277.0918 | 1228504.7113 | 2687248.5784 | 1228480.2982 | 2687237.6731 | 1228436.6978
110 | 2687549.2308 | 1228259.6465 | 2687546.3349 | 1228261.8209
111 | 2687280.4521 | 1228498.812 | 2687277.0918 | 1228504.7113
112 | 2687280.4521 | 1228498.812 | 2687288.0223 | 1228509.6528 | 2687298.2439 | 1228542.7481 | 2687305.6653 | 1228572.4889 | 2687305.8035 | 1228573.1645
113 | 2687277.0918 | 1228504.7113 | 2687250.8825 | 1228550.681
114 | 2687308.52 | 1228586.4491 | 2687305.8035 | 1228573.1645
115 | 2687115.8962 | 1228656.1654 | 2687185.708 | 1228609.7557 | 2687250.304 | 1228551.6956 | 2687250.8825 | 1228550.681
116 | 2687115.8962 | 1228656.1654 | 2687124.6226 | 1228662.5786
117 | 2687140.7807 | 1228674.4536 | 2687124.6226 | 1228662.5786
118 | 2686970.8874 | 1227825.3873 | 2686963.4178 | 1227815.8493 | 2686957.4725 | 1227809.4219
119 | 2686742.2806 | 1228688.3383 | 2686751.2379 | 1228698.0992 | 2686770.549 | 1228709.7427
120 | 2686728.6812 | 1228657.6703 | 2686740.9429 | 1228659.4666 | 2686774.8588 | 1228662.6454
121 | 2686706.2432 | 1228625.8976 | 2686709.9912 | 1228623.924 | 2686715.5332 | 1228619.0199
122 | 2686774.8588 | 1228662.6454 | 2686775.7903 | 1228662.7327 | 2686787.1167 | 1228662.0991
123 | 2686787.1167 | 1228662.0991 | 2686812.6781 | 1228660.6694 | 2686818.2253 | 1228661.5452
124 | 2687168.4633 | 1228694.7982 | 2687140.7807 | 1228674.4536
125 | 2687168.4633 | 1228694.7982 | 2687177.2282 | 1228701.2398 | 2687212.0692 | 1228710.6158
126 | 2686868.0368 | 1228978.7533 | 2686837.5561 | 1228936.0913 | 2686824.0231 | 1228921.5614 | 2686809.731 | 1228907.632 | 2686784.2491 | 1228889.4625
127 | 2686888.4821 | 1229007.3695 | 2686868.0368 | 1228978.7533
128 | 2686612.5103 | 1229051.2696 | 2686600.1601 | 1229050.6616
129 | 2686612.5103 | 1229051.2696 | 2686613.1199 | 1229051.2996 | 2686631.7385 | 1229059.3552
130 | 2686631.7385 | 1229059.3552 | 2686632.2678 | 1229059.5842 | 2686670.7993 | 1229072.0178
131 | 2686928.6515 | 1229065.0451 | 2686919.6885 | 1229052.0384 | 2686911.8979 | 1229040.7277 | 2686900.4788 | 1229024.1605 | 2686888.4821 | 1229007.3695
132 | 2686928.6515 | 1229065.0451 | 2686912.7913 | 1229082.2364 | 2686906.3486 | 1229105.7031 | 2686902.3851 | 1229132.186 | 2686903.5969 | 1229150.4044
133 | 2686928.6515 | 1229065.0451 | 2686935.0305 | 1229076.513 | 2686952.3053 | 1229063.6342
134 | 2686952.3053 | 1229063.6342 | 2686972.2357 | 1229079.003 | 2686977.125 | 1229095.4304 | 2686979.4275 | 1229118.8026 | 2686985.5663 | 1229145.1107 | 2687023.5776 | 1229216.5169
135 | 2687023.5776 | 1229216.5169 | 2687046.1085 | 1229258.8425 | 2687057.0642 | 1229276.9377
136 | 2686904.713 | 1229167.7896 | 2686904.3728 | 1229162.0692 | 2686903.5969 | 1229150.4044
137 | 2686932.5455 | 1229180.2062 | 2686933.1752 | 1229180.1088
138 | 2686904.715 | 1229187.9034 | 2686909.9089 | 1229187.1343 | 2686920.7443 | 1229181.9334 | 2686927.1067 | 1229181.048 | 2686932.5455 | 1229180.2062
139 | 2686904.715 | 1229187.9034 | 2686905.2973 | 1229177.6158 | 2686904.713 | 1229167.7896

## bus_geodata
| x | y | coords
0 | 2686470.735 | 1228907.1833
1 | 2686472.9048 | 1228916.3768
2 | 2686463.8882 | 1228893.2685
3 | 2686473.1007 | 1228932.3005
4 | 2686381.1962 | 1228856.9475
5 | 2686563.2377 | 1228725.1462
6 | 2686612.4554 | 1228755.7395
7 | 2686548.1241 | 1228700.4313
8 | 2686484.7141 | 1228971.3201
9 | 2686340.7105 | 1228984.2262
10 | 2686472.6206 | 1228687.9469
11 | 2686507.8009 | 1228978.433
12 | 2686623.1981 | 1228739.1948
13 | 2686747.7717 | 1228863.4529
14 | 2686336.4941 | 1228996.985
15 | 2686500.0308 | 1228669.6129
16 | 2686507.9912 | 1228694.9868
17 | 2686513.4609 | 1228979.5911
18 | 2686696.3936 | 1228744.013
19 | 2686696.8597 | 1228744.2685
20 | 2686640.105 | 1228713.1569
21 | 2686623.8467 | 1228738.196
22 | 2686653.6806 | 1228694.7513
23 | 2686679.0553 | 1228660.3489
24 | 2686685.9077 | 1228651.0586
25 | 2686724.9276 | 1228657.1204
26 | 2686694.8484 | 1228631.8978
27 | 2686662.5104 | 1228638.457
28 | 2686536.779 | 1228698.8922
29 | 2686509.4795 | 1228660.2524
30 | 2686451.1337 | 1229097.2754
31 | 2686523.6413 | 1228661.9892
32 | 2686505.8669 | 1228467.1013
33 | 2686525.406 | 1228662.2056
34 | 2686525.5622 | 1228458.461
35 | 2686527.7722 | 1228455.8213
36 | 2686395.6773 | 1228450.7084
37 | 2686456.868 | 1228423.6785
38 | 2686509.7343 | 1228399.0298
39 | 2686536.0523 | 1228988.0038
40 | 2686468.543 | 1229034.186
41 | 2686497.7899 | 1229040.7781
42 | 2686861.9593 | 1228794.8628
43 | 2686866.6008 | 1228780.0151
44 | 2686880.6388 | 1228858.9665
45 | 2686866.1246 | 1228870.0956
46 | 2686909.3571 | 1228904.0619
47 | 2686870.7199 | 1228880.7479
48 | 2686845.5857 | 1228853.9181
49 | 2686902.4521 | 1228916.6549
50 | 2687118.2246 | 1228899.4782
51 | 2686857.9237 | 1228918.9878
52 | 2686821.0784 | 1228839.9059
53 | 2687170.1861 | 1228918.3779
54 | 2686804.1146 | 1229307.8071
55 | 2686806.704 | 1229307.5272
56 | 2686770.4918 | 1229310.0617
57 | 2686809.8761 | 1229307.1843
58 | 2686652.3182 | 1229293.2157
59 | 2686816.1657 | 1229306.5043
60 | 2686882.6803 | 1229216.0917
61 | 2686501.1116 | 1229041.5171
62 | 2686547.5011 | 1229048.2202
63 | 2686550.6328 | 1229024.2226
64 | 2686570.7702 | 1229049.2145
65 | 2686888.3765 | 1229211.2688
66 | 2687303.7478 | 1227906.9738
67 | 2687316.4795 | 1227895.6527
68 | 2687289.4161 | 1227919.7176
69 | 2687331.3811 | 1227882.3212
70 | 2687272.94 | 1227929.0268
71 | 2687350.0862 | 1227782.8207
72 | 2687465.5527 | 1227990.1756
73 | 2687271.3244 | 1227929.4652
74 | 2687346.9684 | 1227756.7281
75 | 2687574.0827 | 1228081.4024
76 | 2687571.3016 | 1228101.6168
77 | 2687579.8482 | 1228164.3451
78 | 2687559.9738 | 1228251.5801
79 | 2687100.0486 | 1228006.6696
80 | 2687577.6849 | 1227585.7432
81 | 2687037.5559 | 1227968.3839
82 | 2687603.4644 | 1227570.4413
83 | 2687625.2988 | 1227532.6183
84 | 2687636.3889 | 1227517.4361
85 | 2687699.2759 | 1227461.908
86 | 2687800.6787 | 1227435.6917
87 | 2687630.2195 | 1227542.6039
88 | 2688082.6299 | 1227536.6872
89 | 2687641.5451 | 1227555.985
90 | 2687105.7194 | 1227812.5397
91 | 2687096.2383 | 1227804.2618
92 | 2687075.2668 | 1227807.9574
93 | 2687101.6886 | 1227797.0177
94 | 2687061.6062 | 1227833.0606
95 | 2688091.1594 | 1227525.2492
96 | 2687552.2994 | 1228257.3424
97 | 2687551.1049 | 1228258.2393
98 | 2687221.7576 | 1228364.6661
99 | 2687526.157 | 1228275.105
100 | 2687237.6731 | 1228436.6978
101 | 2687549.2308 | 1228259.6465
102 | 2687546.3349 | 1228261.8209
103 | 2687280.4521 | 1228498.812
104 | 2687277.0918 | 1228504.7113
105 | 2687305.8035 | 1228573.1645
106 | 2687250.8825 | 1228550.681
107 | 2687308.52 | 1228586.4491
108 | 2687115.8962 | 1228656.1654
109 | 2687124.6226 | 1228662.5786
110 | 2686970.8874 | 1227825.3873
111 | 2686957.4725 | 1227809.4219
112 | 2686538.1548 | 1228663.7691
113 | 2686742.2806 | 1228688.3383
114 | 2686728.6812 | 1228657.6703
115 | 2686706.2432 | 1228625.8976
116 | 2686770.549 | 1228709.7427
117 | 2686774.8588 | 1228662.6454
118 | 2686715.5332 | 1228619.0199
119 | 2686787.1167 | 1228662.0991
120 | 2686818.2253 | 1228661.5452
121 | 2687140.7807 | 1228674.4536
122 | 2687168.4633 | 1228694.7982
123 | 2687212.0692 | 1228710.6158
124 | 2686784.2491 | 1228889.4625
125 | 2686868.0368 | 1228978.7533
126 | 2686549.7031 | 1229008.5415
127 | 2686600.1601 | 1229050.6616
128 | 2686612.5103 | 1229051.2696
129 | 2686631.7385 | 1229059.3552
130 | 2686670.7993 | 1229072.0178
131 | 2686888.4821 | 1229007.3695
132 | 2686928.6515 | 1229065.0451
133 | 2686952.3053 | 1229063.6342
134 | 2687023.5776 | 1229216.5169
135 | 2687057.0642 | 1229276.9377
136 | 2686903.5969 | 1229150.4044
137 | 2686933.1752 | 1229180.1088
138 | 2686932.5455 | 1229180.2062
139 | 2686904.713 | 1229167.7896
140 | 2686904.715 | 1229187.9034
141 | 2686866.1246 | 1228870.0956

## line_std_types
| c_nf_per_km | r_ohm_per_km | x_ohm_per_km | max_i_ka | type | q_mm2 | alpha | voltage_rating
NAYY 4x50 SE | 210 | 0.642 | 0.083 | 0.142 | cs | 50 | 0.00403 | LV
NAYY 4x120 SE | 264 | 0.225 | 0.08 | 0.242 | cs | 120 | 0.00403 | LV
NAYY 4x150 SE | 261 | 0.208 | 0.08 | 0.27 | cs | 150 | 0.00403 | LV
NA2XS2Y 1x95 RM/25 12/20 kV | 216 | 0.313 | 0.132 | 0.252 | cs | 95 | 0.00403 | MV
NA2XS2Y 1x185 RM/25 12/20 kV | 273 | 0.161 | 0.117 | 0.362 | cs | 185 | 0.00403 | MV
NA2XS2Y 1x240 RM/25 12/20 kV | 304 | 0.122 | 0.112 | 0.421 | cs | 240 | 0.00403 | MV
NA2XS2Y 1x95 RM/25 6/10 kV | 315 | 0.313 | 0.123 | 0.249 | cs | 95 | 0.00403 | MV
NA2XS2Y 1x185 RM/25 6/10 kV | 406 | 0.161 | 0.11 | 0.358 | cs | 185 | 0.00403 | MV
NA2XS2Y 1x240 RM/25 6/10 kV | 456 | 0.122 | 0.105 | 0.416 | cs | 240 | 0.00403 | MV
NA2XS2Y 1x150 RM/25 12/20 kV | 250 | 0.206 | 0.116 | 0.319 | cs | 150 | 0.00403 | MV
NA2XS2Y 1x120 RM/25 12/20 kV | 230 | 0.253 | 0.119 | 0.283 | cs | 120 | 0.00403 | MV
NA2XS2Y 1x70 RM/25 12/20 kV | 190 | 0.443 | 0.132 | 0.22 | cs | 70 | 0.00403 | MV
NA2XS2Y 1x150 RM/25 6/10 kV | 360 | 0.206 | 0.11 | 0.315 | cs | 150 | 0.00403 | MV
NA2XS2Y 1x120 RM/25 6/10 kV | 340 | 0.253 | 0.113 | 0.28 | cs | 120 | 0.00403 | MV
NA2XS2Y 1x70 RM/25 6/10 kV | 280 | 0.443 | 0.123 | 0.217 | cs | 70 | 0.00403 | MV
N2XS(FL)2Y 1x120 RM/35 64/110 kV | 112 | 0.153 | 0.166 | 0.366 | cs | 120 | 0.00393 | HV
N2XS(FL)2Y 1x185 RM/35 64/110 kV | 125 | 0.099 | 0.156 | 0.457 | cs | 185 | 0.00393 | HV
N2XS(FL)2Y 1x240 RM/35 64/110 kV | 135 | 0.075 | 0.149 | 0.526 | cs | 240 | 0.00393 | HV
N2XS(FL)2Y 1x300 RM/35 64/110 kV | 144 | 0.06 | 0.144 | 0.588 | cs | 300 | 0.00393 | HV
15-AL1/3-ST1A 0.4 | 11 | 1.8769 | 0.35 | 0.105 | ol | 16 | 0.00403 | LV
24-AL1/4-ST1A 0.4 | 11.25 | 1.2012 | 0.335 | 0.14 | ol | 24 | 0.00403 | LV
48-AL1/8-ST1A 0.4 | 12.2 | 0.5939 | 0.3 | 0.21 | ol | 48 | 0.00403 | LV
94-AL1/15-ST1A 0.4 | 13.2 | 0.306 | 0.29 | 0.35 | ol | 94 | 0.00403 | LV
34-AL1/6-ST1A 10.0 | 9.7 | 0.8342 | 0.36 | 0.17 | ol | 34 | 0.00403 | MV
48-AL1/8-ST1A 10.0 | 10.1 | 0.5939 | 0.35 | 0.21 | ol | 48 | 0.00403 | MV
70-AL1/11-ST1A 10.0 | 10.4 | 0.4132 | 0.339 | 0.29 | ol | 70 | 0.00403 | MV
94-AL1/15-ST1A 10.0 | 10.75 | 0.306 | 0.33 | 0.35 | ol | 94 | 0.00403 | MV
122-AL1/20-ST1A 10.0 | 11.1 | 0.2376 | 0.323 | 0.41 | ol | 122 | 0.00403 | MV
149-AL1/24-ST1A 10.0 | 11.25 | 0.194 | 0.315 | 0.47 | ol | 149 | 0.00403 | MV
34-AL1/6-ST1A 20.0 | 9.15 | 0.8342 | 0.382 | 0.17 | ol | 34 | 0.00403 | MV
48-AL1/8-ST1A 20.0 | 9.5 | 0.5939 | 0.372 | 0.21 | ol | 48 | 0.00403 | MV
70-AL1/11-ST1A 20.0 | 9.7 | 0.4132 | 0.36 | 0.29 | ol | 70 | 0.00403 | MV
94-AL1/15-ST1A 20.0 | 10 | 0.306 | 0.35 | 0.35 | ol | 94 | 0.00403 | MV
122-AL1/20-ST1A 20.0 | 10.3 | 0.2376 | 0.344 | 0.41 | ol | 122 | 0.00403 | MV
149-AL1/24-ST1A 20.0 | 10.5 | 0.194 | 0.337 | 0.47 | ol | 149 | 0.00403 | MV
184-AL1/30-ST1A 20.0 | 10.75 | 0.1571 | 0.33 | 0.535 | ol | 184 | 0.00403 | MV
243-AL1/39-ST1A 20.0 | 11 | 0.1188 | 0.32 | 0.645 | ol | 243 | 0.00403 | MV
48-AL1/8-ST1A 110.0 | 8 | 0.5939 | 0.46 | 0.21 | ol | 48 | 0.00403 | HV
70-AL1/11-ST1A 110.0 | 8.4 | 0.4132 | 0.45 | 0.29 | ol | 70 | 0.00403 | HV
94-AL1/15-ST1A 110.0 | 8.65 | 0.306 | 0.44 | 0.35 | ol | 94 | 0.00403 | HV
122-AL1/20-ST1A 110.0 | 8.5 | 0.2376 | 0.43 | 0.41 | ol | 122 | 0.00403 | HV
149-AL1/24-ST1A 110.0 | 8.75 | 0.194 | 0.41 | 0.47 | ol | 149 | 0.00403 | HV
184-AL1/30-ST1A 110.0 | 8.8 | 0.1571 | 0.4 | 0.535 | ol | 184 | 0.00403 | HV
243-AL1/39-ST1A 110.0 | 9 | 0.1188 | 0.39 | 0.645 | ol | 243 | 0.00403 | HV
305-AL1/39-ST1A 110.0 | 9.2 | 0.0949 | 0.38 | 0.74 | ol | 305 | 0.00403 | HV
490-AL1/64-ST1A 110.0 | 9.75 | 0.059 | 0.37 | 0.96 | ol | 490 | 0.00403 | HV
679-AL1/86-ST1A 110.0 | 9.95 | 0.042 | 0.36 | 1.15 | ol | 679 | 0.00403 | HV
490-AL1/64-ST1A 220.0 | 10 | 0.059 | 0.285 | 0.96 | ol | 490 | 0.00403 | HV
679-AL1/86-ST1A 220.0 | 11.7 | 0.042 | 0.275 | 1.15 | ol | 679 | 0.00403 | HV
490-AL1/64-ST1A 380.0 | 11 | 0.059 | 0.253 | 0.96 | ol | 490 | 0.00403 | HV
679-AL1/86-ST1A 380.0 | 14.6 | 0.042 | 0.25 | 1.15 | ol | 679 | 0.00403 | HV

## trafo_std_types
| i0_percent | pfe_kw | vkr_percent | sn_mva | vn_lv_kv | vn_hv_kv | vk_percent | shift_degree | vector_group | tap_side | tap_neutral | tap_min | tap_max | tap_step_degree | tap_step_percent | tap_phase_shifter
160 MVA 380/110 kV | 0.06 | 60 | 0.25 | 160 | 110 | 380 | 12.2 | 0 | Yy0 | hv | 0 | -9 | 9 | 0 | 1.5 | FALSE
100 MVA 220/110 kV | 0.06 | 55 | 0.26 | 100 | 110 | 220 | 12 | 0 | Yy0 | hv | 0 | -9 | 9 | 0 | 1.5 | FALSE
63 MVA 110/20 kV | 0.04 | 22 | 0.32 | 63 | 20 | 110 | 18 | 150 | YNd5 | hv | 0 | -9 | 9 | 0 | 1.5 | FALSE
40 MVA 110/20 kV | 0.05 | 18 | 0.34 | 40 | 20 | 110 | 16.2 | 150 | YNd5 | hv | 0 | -9 | 9 | 0 | 1.5 | FALSE
25 MVA 110/20 kV | 0.07 | 14 | 0.41 | 25 | 20 | 110 | 12 | 150 | YNd5 | hv | 0 | -9 | 9 | 0 | 1.5 | FALSE
63 MVA 110/10 kV | 0.04 | 22 | 0.32 | 63 | 10 | 110 | 18 | 150 | YNd5 | hv | 0 | -9 | 9 | 0 | 1.5 | FALSE
40 MVA 110/10 kV | 0.05 | 18 | 0.34 | 40 | 10 | 110 | 16.2 | 150 | YNd5 | hv | 0 | -9 | 9 | 0 | 1.5 | FALSE
25 MVA 110/10 kV | 0.07 | 14 | 0.41 | 25 | 10 | 110 | 12 | 150 | YNd5 | hv | 0 | -9 | 9 | 0 | 1.5 | FALSE
0.25 MVA 20/0.4 kV | 0.32 | 0.8 | 1.44 | 0.25 | 0.4 | 20 | 6 | 150 | Yzn5 | hv | 0 | -2 | 2 | 0 | 2.5 | FALSE
0.4 MVA 20/0.4 kV | 0.3375 | 1.35 | 1.425 | 0.4 | 0.4 | 20 | 6 | 150 | Dyn5 | hv | 0 | -2 | 2 | 0 | 2.5 | FALSE
0.63 MVA 20/0.4 kV | 0.2619 | 1.65 | 1.206 | 0.63 | 0.4 | 20 | 6 | 150 | Dyn5 | hv | 0 | -2 | 2 | 0 | 2.5 | FALSE
0.25 MVA 10/0.4 kV | 0.24 | 0.6 | 1.2 | 0.25 | 0.4 | 10 | 4 | 150 | Dyn5 | hv | 0 | -2 | 2 | 0 | 2.5 | FALSE
0.4 MVA 10/0.4 kV | 0.2375 | 0.95 | 1.325 | 0.4 | 0.4 | 10 | 4 | 150 | Dyn5 | hv | 0 | -2 | 2 | 0 | 2.5 | FALSE
0.63 MVA 10/0.4 kV | 0.1873 | 1.18 | 1.0794 | 0.63 | 0.4 | 10 | 4 | 150 | Dyn5 | hv | 0 | -2 | 2 | 0 | 2.5 | FALSE

## trafo3w_std_types
| sn_hv_mva | sn_mv_mva | sn_lv_mva | vn_hv_kv | vn_mv_kv | vn_lv_kv | vk_hv_percent | vk_mv_percent | vk_lv_percent | vkr_hv_percent | vkr_mv_percent | vkr_lv_percent | pfe_kw | i0_percent | shift_mv_degree | shift_lv_degree | vector_group | tap_side | tap_neutral | tap_min | tap_max | tap_step_percent
63/25/38 MVA 110/20/10 kV | 63 | 25 | 38 | 110 | 20 | 10 | 10.4 | 10.4 | 10.4 | 0.28 | 0.32 | 0.35 | 35 | 0.89 | 0 | 0 | YN0yn0yn0 | hv | 0 | -10 | 10 | 1.2
63/25/38 MVA 110/10/10 kV | 63 | 25 | 38 | 110 | 10 | 10 | 10.4 | 10.4 | 10.4 | 0.28 | 0.32 | 0.35 | 35 | 0.89 | 0 | 0 | YN0yn0yn0 | hv | 0 | -10 | 10 | 1.2

## fuse_std_types
| fuse_type | i_rated_a | t_avg | t_min | t_total | x_avg | x_min | x_total
HV 100A | HV 100A | 100 | 0 | [10.0, 3.64, 0.854, 0.281, 0.1, 0.0531, 0.022, 0.01] | [10.0, 4.267, 1.21, 0.403, 0.1, 0.058, 0.022, 0.01] | 0 | [300.0, 350.0, 450.0, 550.0, 700.0, 850.0, 1200.0, 1752.0] | [600.0, 700.0, 900.0, 1150.0, 1665.0, 2000.0, 3000.0, 4313.0]
HV 10A | HV 10A | 10 | 0 | [10.0, 1675.0, 0.344, 0.156, 0.1, 0.0417, 0.0171, 0.01] | [10.0, 1.3, 0.3, 0.155, 0.1, 0.0555, 0.023, 0.01] | 0 | [30.0, 32.0, 35.0, 37.0, 39.0, 50.0, 70.0, 88.0] | [60.0, 70.0, 80.0, 87.0, 94.0, 110.0, 150.0, 216.0]
HV 125A | HV 125A | 125 | 0 | [10.0, 1.82, 0.344, 0.1, 0.0467, 0.0269, 0.01] | [10.0, 2.478, 0.426, 0.1, 0.0427, 0.0211, 0.01] | 0 | [375.0, 500.0, 700.0, 925.0, 1200.0, 1500.0, 2341.0] | [750.0, 1000.0, 1500.0, 2200.0, 3000.0, 4000.0, 5765.0]
HV 160A | HV 160A | 160 | 0 | [10.0, 4.15, 1.03, 0.198, 0.1, 0.051, 0.0172, 0.01] | [10.0, 2.3, 0.734, 0.274, 0.1, 0.046, 0.0177, 0.01] | 0 | [480.0, 550.0, 700.0, 1000.0, 1260.0, 1600.0, 2500.0, 3227.0] | [960.0, 1300.0, 1700.0, 2200.0, 2996.0, 4000.0, 6000.0, 7946.0]
HV 16A | HV 16A | 16 | 0 | [10.0, 0.352, 0.164, 0.1, 0.0649, 0.0342, 0.01] | [10.0, 2.34, 0.722, 0.181, 0.1, 0.055, 0.0296, 0.01] | 0 | [48.0, 60.0, 65.0, 71.0, 80.0, 100.0, 162.0] | [96.0, 110.0, 125.0, 150.0, 168.0, 200.0, 250.0, 398.0]
HV 200A | HV 200A | 200 | 0 | [10.0, 4.267, 1.21, 0.403, 0.1, 0.058, 0.022, 0.01] | [10.0, 3.73, 1.654, 0.328, 0.1, 0.0531, 0.019, 0.01] | 0 | [600.0, 700.0, 900.0, 1150.0, 1665.0, 2000.0, 3000.0, 4313.0] | [1200.0, 1500.0, 1800.0, 2700.0, 3960.0, 5000.0, 7500.0, 10620.0]
HV 20A | HV 20A | 20 | 0 | [10.0, 1.3, 0.3, 0.155, 0.1, 0.0555, 0.023, 0.01] | [10.0, 1.3, 0.161, 0.1, 0.0611, 0.0399, 0.0141, 0.01] | 0 | [60.0, 70.0, 80.0, 87.0, 94.0, 110.0, 150.0, 216.0] | [120.0, 150.0, 200.0, 223.0, 260.0, 300.0, 450.0, 532.0]
HV 25A | HV 25A | 25 | 0 | [10.0, 2.512, 0.833, 0.299, 0.1, 0.0372, 0.0223, 0.01] | [10.0, 3.125, 0.597, 0.198, 0.1, 0.0378, 0.022, 0.01] | 0 | [75.0, 82.0, 90.0, 100.0, 124.0, 170.0, 200.0, 289.0] | [150.0, 170.0, 210.0, 250.0, 294.0, 400.0, 500.0, 711.0]
HV 31.5A | HV 31.5A | 31.5 | 0 | [10.0, 2.34, 0.722, 0.181, 0.1, 0.055, 0.0296, 0.01] | [10.0, 2.84, 0.368, 0.164, 0.1, 0.0621, 0.0378, 0.0195, 0.01] | 0 | [95.0, 110.0, 125.0, 150.0, 165.0, 200.0, 250.0, 390.0] | [189.0, 220.0, 300.0, 350.0, 393.0, 450.0, 530.0, 700.0, 960.0]
HV 40A | HV 40A | 40 | 0 | [10.0, 1.3, 0.161, 0.1, 0.0611, 0.0399, 0.0141, 0.01] | [10.0, 2.05, 0.369, 0.198, 0.1, 0.051, 0.0298, 0.01] | 0 | [120.0, 150.0, 200.0, 223.0, 260.0, 300.0, 450.0, 532.0] | [240.0, 300.0, 400.0, 450.0, 530.0, 650.0, 800.0, 1311.0]
HV 50A | HV 50A | 50 | 0 | [10.0, 3.215, 0.597, 0.198, 0.1, 0.0378, 0.022, 0.01] | [10.0, 3.64, 0.854, 0.281, 0.1, 0.0531, 0.022, 0.01] | 0 | [150.0, 170.0, 210.0, 250.0, 294.0, 400.0, 500.0, 711.0] | [300.0, 350.0, 450.0, 550.0, 700.0, 850.0, 1200.0, 1752.0]
HV 6.3A | HV 6.3A | 6.3 | 0 | [10.0, 1.39, 0.344, 0.168, 0.1, 0.056, 0.0263, 0.01] | [10.0, 1.711, 0.516, 0.198, 0.1, 0.0634, 0.0303, 0.01] | 0 | [19.0, 19.5, 20.4, 20.8, 22.0, 25.0, 32.0, 48.0] | [38.0, 40.0, 43.0, 48.0, 53.0, 60.0, 75.0, 118.0]
HV 63A | HV 63A | 63 | 0 | [10.0, 2.84, 0.368, 0.164, 0.1, 0.0621, 0.0378, 0.0195, 0.01] | [10.0, 1.82, 0.344, 0.1, 0.0467, 0.0269, 0.01] | 0 | [189.0, 220.0, 300.0, 350.0, 393.0, 450.0, 530.0, 700.0, 961.0] | [378.0, 500.0, 700.0, 934.0, 1200.0, 1500.0, 2366.0]
HV 80A | HV 80A | 80 | 0 | [10.0, 2.05, 0.369, 0.198, 0.1, 0.051, 0.0298, 0.01] | [10.0, 4.15, 1.03, 0.198, 0.1, 0.051, 0.0172, 0.01] | 0 | [240.0, 300.0, 400.0, 450.0, 530.0, 650.0, 800.0, 1311.0] | [480.0, 550.0, 700.0, 1000.0, 1260.0, 1600.0, 2500.0, 3227.0]
Siemens NH-1-100 | Siemens NH-1-100 | 100 | [5400.0, 2000.0, 400.0, 20.0, 1.0, 0.2, 0.012, 0.004] | 0 | 0 | [150.0, 190.0, 250.0, 430.0, 900.0, 1250.0, 2700.0, 3600.0] | 0 | 0
Siemens NH-1-125 | Siemens NH-1-125 | 125 | [4800.0, 120.0, 7.0, 0.1, 0.004] | 0 | 0 | [180.0, 400.0, 740.0, 2000.0, 4250.0] | 0 | 0
Siemens NH-1-16 | Siemens NH-1-16 | 16 | [4000.0, 400.0, 2.0, 0.1, 0.04, 0.01] | 0 | 0 | [26.0, 35.0, 75.0, 150.0, 200.0, 300.0] | 0 | 0
Siemens NH-1-160 | Siemens NH-1-160 | 160 | [4800.0, 120.0, 7.0, 0.1, 0.004] | 0 | 0 | [210.0, 500.0, 900.0, 2300.0, 5000.0] | 0 | 0
Siemens NH-1-25 | Siemens NH-1-25 | 25 | [4000.0, 1000.0, 10.0, 0.2, 0.02, 0.01] | 0 | 0 | [40.0, 50.0, 100.0, 210.0, 400.0, 500.0] | 0 | 0
Siemens NH-1-50 | Siemens NH-1-50 | 50 | [4000.0, 40.0, 4.0, 1.0, 0.02, 0.01] | 0 | 0 | [86.0, 200.0, 300.0, 400.0, 1000.0, 1280.0] | 0 | 0
Siemens NH-1-63 | Siemens NH-1-63 | 63 | [4000.0, 100.0, 10.0, 2.0, 0.04, 0.01] | 0 | 0 | [100.0, 200.0, 300.0, 400.0, 1000.0, 1500.0] | 0 | 0
Siemens NH-1-80 | Siemens NH-1-80 | 80 | [4800.0, 120.0, 7.0, 0.1, 0.01] | 0 | 0 | [150.58, 250.0, 450.0, 1150.0, 2470.0] | 0 | 0
Siemens NH-2-1000 | Siemens NH-2-1000 | 1000 | [4800.0, 120.0, 7.0, 0.1, 0.004] | 0 | 0 | [1900.0, 3500.0, 8400.0, 24000.0, 52000.0] | 0 | 0
Siemens NH-2-200 | Siemens NH-2-200 | 200 | [4800.0, 120.0, 7.0, 0.1, 0.004] | 0 | 0 | [280.0, 650.0, 1200.0, 3000.0, 7000.0] | 0 | 0
Siemens NH-2-224 | Siemens NH-2-224 | 224 | [4800.0, 120.0, 7.0, 0.2, 0.04, 0.004] | 0 | 0 | [400.0, 750.0, 1453.0, 3025.0, 4315.0, 7600.0] | 0 | 0
Siemens NH-2-250 | Siemens NH-2-250 | 250 | [4800.0, 120.0, 7.0, 0.1, 0.004] | 0 | 0 | [450.0, 800.0, 1650.0, 4000.0, 8500.0] | 0 | 0
Siemens NH-2-315 | Siemens NH-2-315 | 315 | [4800.0, 120.0, 7.0, 0.1, 0.004] | 0 | 0 | [550.0, 920.0, 1900.0, 5000.0, 11000.0] | 0 | 0
Siemens NH-2-355 | Siemens NH-2-355 | 355 | [4800.0, 120.0, 6.0, 0.1, 0.004] | 0 | 0 | [650.0, 1116.27, 2350.0, 5840.0, 12790.0] | 0 | 0
Siemens NH-2-400 | Siemens NH-2-400 | 400 | [4800.0, 120.0, 7.0, 0.1, 0.004] | 0 | 0 | [720.0, 1350.0, 2800.0, 6500.0, 15000.0] | 0 | 0
Siemens NH-2-425 | Siemens NH-2-425 | 425 | [4800.0, 120.0, 7.0, 0.1, 0.004] | 0 | 0 | [850.0, 1500.0, 3050.0, 7500.0, 16500.0] | 0 | 0
Siemens NH-2-630 | Siemens NH-2-630 | 630 | [4800.0, 120.0, 7.0, 0.1, 0.004] | 0 | 0 | [1200.0, 2000.0, 4800.0, 12000.0, 26000.0] | 0 | 0

## res_bus
| vm_pu | va_degree | p_mw | q_mvar
0 | 0.97475 | -0.48639 | 0.016621 | 0.0041657
1 | 0.97464 | -0.48863 | 0.0012305 | 0.0003084
2 | 0.97499 | -0.4817 | 0.0059152 | 0.0014825
3 | 0.97445 | -0.49233 | 0.0049841 | 0.0012491
4 | 0.97647 | -0.45259 | 0 | 0
5 | 0.98259 | -0.33291 | 0.0027998 | 0.00070169
6 | 0.98421 | -0.30159 | 0 | 0
7 | 0.98179 | -0.34856 | 0 | 0
8 | 0.97399 | -0.50139 | 0.0056116 | 0.0014064
9 | 0.97582 | -0.46534 | 0 | 0
10 | 0.97977 | -0.38801 | 0 | 0
11 | 0.97375 | -0.50611 | 0.0028686 | 0.00071893
12 | 0.98323 | -0.32053 | 0.013858 | 0.0034731
13 | 0.99393 | -0.11507 | 0 | 0
14 | 0.97576 | -0.4666 | 0 | 0
15 | 0.97836 | -0.41554 | 0.008622 | 0.0021609
16 | 0.98069 | -0.37 | 0.0091296 | 0.0022881
17 | 0.9737 | -0.50717 | 0.0049542 | 0.0012416
18 | 0.97883 | -0.40669 | 0.014545 | 0.0036453
19 | 0.97882 | -0.40685 | 0.017311 | 0.0043385
20 | 0.98072 | -0.36956 | 0 | 0
21 | 0.98313 | -0.32252 | 0.0055907 | 0.0014012
22 | 0.97955 | -0.3925 | 0.019309 | 0.0048393
23 | 0.97812 | -0.42048 | 0.0093995 | 0.0023557
24 | 0.97784 | -0.42607 | 0 | 0
25 | 0.9777 | -0.42885 | 0 | 0
26 | 0.97753 | -0.43205 | 0.010403 | 0.0026072
27 | 0.97764 | -0.42988 | 0.0074711 | 0.0018724
28 | 0.98148 | -0.35464 | 0.00096793 | 0.00024259
29 | 0.97792 | -0.42425 | 0 | 0
30 | 0.97499 | -0.48169 | 0.0051067 | 0.0012799
31 | 0.97757 | -0.43101 | 0.013906 | 0.0034851
32 | 0.97614 | -0.45931 | 0.0013235 | 0.0003317
33 | 0.97755 | -0.43141 | 0.0051727 | 0.0012964
34 | 0.97599 | -0.46212 | 0.0044695 | 0.0011202
35 | 0.97599 | -0.46226 | 0.0021866 | 0.00054801
36 | 0.97593 | -0.46343 | 0 | 0
37 | 0.97581 | -0.46584 | 0 | 0
38 | 0.97563 | -0.46935 | 0.0019462 | 0.00048775
39 | 0.97349 | -0.51117 | 0.004052 | 0.0010155
40 | 0.97274 | -0.52597 | 0.0047319 | 0.0011859
41 | 0.97288 | -0.52336 | 0.0069948 | 0.0017531
42 | 0.99616 | -0.073738 | 0.0097919 | 0.0024541
43 | 0.99582 | -0.08037 | 0.024264 | 0.0060811
44 | 0.99833 | -0.031884 | 0 | 0
45 | 0.99871 | -0.024713 | 0 | 0
46 | 0.99757 | -0.046532 | 0.0046762 | 0.001172
47 | 0.99862 | -0.02646 | 0 | 0
48 | 0.99929 | -0.01366 | 0.017163 | 0.0043015
49 | 0.9973 | -0.051787 | 0.018718 | 0.0046913
50 | 0.99547 | -0.086763 | 0.010876 | 0.0027258
51 | 0.99831 | -0.032482 | 0.0085412 | 0.0021406
52 | 1 | 0 | -0.56561 | -0.14446
53 | 0.99487 | -0.098283 | 0.012536 | 0.0031417
54 | 0.97819 | -0.42014 | 0.0010362 | 0.0002597
55 | 0.97819 | -0.42004 | 0.00022033 | 5.5219e-05
56 | 0.97815 | -0.42081 | 0.00062378 | 0.00015634
57 | 0.9782 | -0.4199 | 0.00064429 | 0.00016147
58 | 0.9781 | -0.42185 | 0.00046269 | 0.00011596
59 | 0.97822 | -0.41956 | 0.00032295 | 8.0939e-05
60 | 0.97857 | -0.41265 | 0.012368 | 0.0030998
61 | 0.97291 | -0.52263 | 0.0043214 | 0.0010831
62 | 0.97309 | -0.51916 | 0 | 0
63 | 0.97321 | -0.51685 | 0.0060542 | 0.0015173
64 | 0.97298 | -0.52127 | 0.0070794 | 0.0017743
65 | 0.97868 | -0.41052 | 0.033718 | 0.0084506
66 | 0.97724 | -0.44005 | 0.00050351 | 0.00012619
67 | 0.97728 | -0.43936 | 0.0012062 | 0.00030229
68 | 0.97721 | -0.44065 | 0 | 0
69 | 0.97734 | -0.4381 | 0.00065539 | 0.00016426
70 | 0.97718 | -0.44127 | 0 | 0
71 | 0.97615 | -0.46164 | 0.0012815 | 0.00032117
72 | 0.97999 | -0.38621 | 0.00058422 | 0.00014642
73 | 0.97718 | -0.44132 | 0.00033246 | 8.3323e-05
74 | 0.97587 | -0.46702 | 0.0018959 | 0.00047515
75 | 0.98224 | -0.34217 | 0 | 0
76 | 0.98257 | -0.33582 | 0.0054193 | 0.0013582
77 | 0.98393 | -0.30931 | 0 | 0
78 | 0.98581 | -0.27282 | 0.00080338 | 0.00020135
79 | 0.97694 | -0.44618 | 0 | 0
80 | 0.9734 | -0.51594 | 0 | 0
81 | 0.97684 | -0.44806 | 0 | 0
82 | 0.97313 | -0.52127 | 0.0014179 | 0.00035537
83 | 0.97281 | -0.52759 | 0 | 0
84 | 0.97275 | -0.52878 | 0.0010606 | 0.00026582
85 | 0.97257 | -0.53226 | 0.0007576 | 0.00018987
86 | 0.97242 | -0.53523 | 0 | 0
87 | 0.97276 | -0.52852 | 0.00067632 | 0.0001695
88 | 0.97201 | -0.54342 | 0.00065657 | 0.00016455
89 | 0.9727 | -0.52978 | 0.003869 | 0.00096965
90 | 0.97662 | -0.45243 | 0.00018486 | 4.633e-05
91 | 0.97661 | -0.4527 | 0 | 0
92 | 0.97659 | -0.4531 | 0.00011299 | 2.8319e-05
93 | 0.97661 | -0.45273 | 0.0001528 | 3.8295e-05
94 | 0.97656 | -0.4536 | 0.00078908 | 0.00019776
95 | 0.972 | -0.54364 | 0.0008221 | 0.00020604
96 | 0.98601 | -0.2688 | 0.00048959 | 0.0001227
97 | 0.98605 | -0.26816 | 0.00041898 | 0.00010501
98 | 0.99088 | -0.17494 | 0.0004285 | 0.00010739
99 | 0.98677 | -0.25421 | 0.00194 | 0.00048621
100 | 0.99127 | -0.16748 | 0.0018175 | 0.00045551
101 | 0.9861 | -0.26714 | 0.00081492 | 0.00020424
102 | 0.98618 | -0.26551 | 0.00096883 | 0.00024281
103 | 0.99172 | -0.15867 | 0 | 0
104 | 0.99173 | -0.15862 | 0 | 0
105 | 0.99169 | -0.15926 | 0.00010614 | 2.6602e-05
106 | 0.99203 | -0.15286 | 0.00010158 | 2.5458e-05
107 | 0.99169 | -0.15933 | 0.00030884 | 7.7403e-05
108 | 0.993 | -0.13409 | 0 | 0
109 | 0.99307 | -0.13291 | 0.00016289 | 4.0825e-05
110 | 0.97655 | -0.45386 | 0 | 0
111 | 0.97655 | -0.45391 | 0.00013199 | 3.3081e-05
112 | 0.97747 | -0.43303 | 0.0069204 | 0.0017344
113 | 0.97765 | -0.4297 | 0.00067486 | 0.00016914
114 | 0.97769 | -0.42901 | 0.00074472 | 0.00018664
115 | 0.97747 | -0.43323 | 0.0040651 | 0.0010188
116 | 0.97763 | -0.43011 | 0.00062874 | 0.00015758
117 | 0.97762 | -0.43038 | 0.00068936 | 0.00017277
118 | 0.97746 | -0.43344 | 0.00097503 | 0.00024437
119 | 0.97761 | -0.43058 | 0.00042165 | 0.00010568
120 | 0.97759 | -0.43087 | 0.00049926 | 0.00012513
121 | 0.99318 | -0.13071 | 7.5614e-05 | 1.8951e-05
122 | 0.99338 | -0.12694 | 0.00015719 | 3.9395e-05
123 | 0.99365 | -0.12175 | 9.6951e-05 | 2.4298e-05
124 | 0.99259 | -0.14063 | 0.0417 | 0.010451
125 | 0.98986 | -0.19313 | 0.015758 | 0.0039493
126 | 0.9733 | -0.51499 | 0.0088921 | 0.0022286
127 | 0.97291 | -0.52276 | 0.00068594 | 0.00017191
128 | 0.97288 | -0.52322 | 0.00066338 | 0.00016626
129 | 0.97286 | -0.52376 | 0.00076516 | 0.00019177
130 | 0.97283 | -0.52424 | 0.00063163 | 0.0001583
131 | 0.98919 | -0.20615 | 0.016074 | 0.0040285
132 | 0.98804 | -0.22819 | 0 | 0
133 | 0.98792 | -0.2306 | 0 | 0
134 | 0.98637 | -0.26073 | 0.0042416 | 0.001063
135 | 0.98541 | -0.2795 | 0.015149 | 0.0037967
136 | 0.98216 | -0.34233 | 0.0039644 | 0.00099358
137 | 0.97978 | -0.38882 | 0.0046012 | 0.0011532
138 | 0.97978 | -0.38877 | 0.0043965 | 0.0011019
139 | 0.98112 | -0.36267 | 0.0061323 | 0.0015369
140 | 0.98003 | -0.384 | 0 | 0
141 | 0.99998 | 149.9956 | 0 | 0

## res_line
| p_from_mw | q_from_mvar | p_to_mw | q_to_mvar | pl_mw | ql_mvar | i_from_ka | i_to_ka | i_ka | vm_from_pu | va_from_degree | vm_to_pu | va_to_degree | loading_percent
0 | 0.064605 | 0.016208 | -0.064598 | -0.016204 | 6.8918e-06 | 3.8221e-06 | 0.09863 | 0.09863 | 0.09863 | 0.97475 | -0.48639 | 0.97464 | -0.48863 | 5.4192
1 | -0.081226 | -0.020374 | 0.081245 | 0.020384 | 1.817e-05 | 1.0647e-05 | 0.124 | 0.124 | 0.124 | 0.97475 | -0.48639 | 0.97499 | -0.4817 | 6.8134
2 | 0.063368 | 0.015896 | -0.063357 | -0.01589 | 1.118e-05 | 6.1633e-06 | 0.096751 | 0.096752 | 0.096752 | 0.97464 | -0.48863 | 0.97445 | -0.49233 | 5.316
3 | -0.08716 | -0.021867 | 0.087281 | 0.021939 | 0.00012112 | 7.1819e-05 | 0.13303 | 0.13303 | 0.13303 | 0.97499 | -0.4817 | 0.97647 | -0.45259 | 7.3094
4 | 0.058372 | 0.014641 | -0.058347 | -0.014627 | 2.5205e-05 | 1.3498e-05 | 0.089141 | 0.089142 | 0.089142 | 0.97445 | -0.49233 | 0.97399 | -0.50139 | 4.8979
5 | 0.0051138 | 0.0012805 | -0.0051107 | -0.0012802 | 3.103e-06 | 2.8254e-07 | 0.0077924 | 0.007793 | 0.007793 | 0.97647 | -0.45259 | 0.97582 | -0.46534 | 2.1409
6 | -0.092395 | -0.023219 | 0.09268 | 0.02339 | 0.00028577 | 0.00017083 | 0.14082 | 0.14082 | 0.14082 | 0.97647 | -0.45259 | 0.97977 | -0.38801 | 7.7374
7 | -0.15061 | -0.038081 | 0.15083 | 0.038222 | 0.00022661 | 0.00014135 | 0.22819 | 0.22819 | 0.22819 | 0.98259 | -0.33291 | 0.98421 | -0.30159 | 12.5381
8 | 0.14781 | 0.037379 | -0.1477 | -0.03731 | 0.00011083 | 6.9064e-05 | 0.22395 | 0.22395 | 0.22395 | 0.98259 | -0.33291 | 0.98179 | -0.34856 | 12.3052
9 | 0.10707 | 0.027015 | -0.10697 | -0.026953 | 9.6995e-05 | 6.1576e-05 | 0.16194 | 0.16194 | 0.16194 | 0.98421 | -0.30159 | 0.98323 | -0.32053 | 22.2443
10 | -0.2579 | -0.065237 | 0.26023 | 0.066716 | 0.0023306 | 0.0014785 | 0.39013 | 0.39013 | 0.39013 | 0.98421 | -0.30159 | 0.99393 | -0.11507 | 21.4358
11 | 0.1477 | 0.03731 | -0.14765 | -0.037283 | 4.3068e-05 | 2.684e-05 | 0.22395 | 0.22396 | 0.22396 | 0.98179 | -0.34856 | 0.98148 | -0.35464 | 12.3052
12 | 0.052736 | 0.013221 | -0.052724 | -0.013215 | 1.1859e-05 | 6.0743e-06 | 0.080569 | 0.080569 | 0.080569 | 0.97399 | -0.50139 | 0.97375 | -0.50611 | 4.4269
13 | 0.0051107 | 0.0012802 | -0.0051104 | -0.0012802 | 3.06e-07 | 2.7999e-08 | 0.007793 | 0.0077931 | 0.0077931 | 0.97582 | -0.46534 | 0.97576 | -0.4666 | 2.141
14 | 0.044648 | 0.011222 | -0.044589 | -0.011185 | 5.8613e-05 | 3.7085e-05 | 0.06782 | 0.06782 | 0.06782 | 0.97977 | -0.38801 | 0.97836 | -0.41554 | 18.632
15 | -0.13733 | -0.034612 | 0.13745 | 0.034685 | 0.00011842 | 7.3502e-05 | 0.20864 | 0.20864 | 0.20864 | 0.97977 | -0.38801 | 0.98069 | -0.37 | 11.4636
16 | 0.049855 | 0.012496 | -0.049853 | -0.012494 | 2.515e-06 | 1.2503e-06 | 0.076186 | 0.076186 | 0.076186 | 0.97375 | -0.50611 | 0.9737 | -0.50717 | 4.186
17 | 0.093112 | 0.02348 | -0.093103 | -0.023474 | 8.8741e-06 | 5.6643e-06 | 0.14097 | 0.14097 | 0.14097 | 0.98323 | -0.32053 | 0.98313 | -0.32252 | 38.727
18 | 0.16269 | 0.041238 | -0.16249 | -0.041113 | 0.0001996 | 0.00012484 | 0.24373 | 0.24373 | 0.24373 | 0.99393 | -0.11507 | 0.99259 | -0.14063 | 13.3916
19 | -0.42292 | -0.10795 | 0.42528 | 0.10946 | 0.0023658 | 0.001509 | 0.63385 | 0.63385 | 0.63385 | 0.99393 | -0.11507 | 1 | 0 | 34.827
20 | 0.0051104 | 0.0012802 | -0.0051067 | -0.0012799 | 3.673e-06 | 3.38e-07 | 0.0077931 | 0.0077938 | 0.0077938 | 0.97576 | -0.4666 | 0.97499 | -0.48169 | 2.1412
21 | 0.035967 | 0.009024 | -0.035952 | -0.0090146 | 1.4927e-05 | 9.3865e-06 | 0.054707 | 0.054707 | 0.054707 | 0.97836 | -0.41554 | 0.97792 | -0.42425 | 15.0294
22 | -0.14658 | -0.036974 | 0.14668 | 0.037041 | 0.00010786 | 6.7193e-05 | 0.22249 | 0.22249 | 0.22249 | 0.98069 | -0.37 | 0.98148 | -0.35464 | 12.2246
23 | 0.044899 | 0.011253 | -0.04489 | -0.011249 | 8.5515e-06 | 3.9671e-06 | 0.068615 | 0.068615 | 0.068615 | 0.9737 | -0.50717 | 0.97349 | -0.51117 | 3.7701
24 | 0.017311 | 0.0043386 | -0.017311 | -0.0043385 | 1.3804e-07 | 8.1662e-08 | 0.026316 | 0.026316 | 0.026316 | 0.97883 | -0.40669 | 0.97882 | -0.40685 | 7.2298
25 | -0.031856 | -0.0079839 | 0.031912 | 0.0080192 | 5.6453e-05 | 3.5322e-05 | 0.048428 | 0.048427 | 0.048428 | 0.97883 | -0.40669 | 0.98072 | -0.36956 | 13.3043
26 | -0.087316 | -0.021948 | 0.087513 | 0.022073 | 0.00019656 | 0.00012542 | 0.1325 | 0.1325 | 0.1325 | 0.98072 | -0.36956 | 0.98313 | -0.32252 | 36.4024
27 | 0.055404 | 0.013929 | -0.055343 | -0.01389 | 6.0627e-05 | 3.8513e-05 | 0.084078 | 0.084078 | 0.084078 | 0.98072 | -0.36956 | 0.97955 | -0.3925 | 23.0983
28 | 0.036034 | 0.0090509 | -0.035986 | -0.0090207 | 4.8045e-05 | 3.0212e-05 | 0.054746 | 0.054746 | 0.054746 | 0.97955 | -0.3925 | 0.97812 | -0.42048 | 15.0401
29 | 0.026587 | 0.0066649 | -0.026579 | -0.0066605 | 7.082e-06 | 4.3876e-06 | 0.040447 | 0.040447 | 0.040447 | 0.97812 | -0.42048 | 0.97784 | -0.42607 | 11.1117
30 | 0.0036593 | 0.00091478 | -0.0036588 | -0.00091499 | 4.8304e-07 | -2.1202e-07 | 0.0055676 | 0.0055678 | 0.0055678 | 0.97784 | -0.42607 | 0.9777 | -0.42885 | 1.5296
31 | 0.015448 | 0.0038728 | -0.015443 | -0.0038703 | 4.398e-06 | 2.5486e-06 | 0.023508 | 0.023508 | 0.023508 | 0.97784 | -0.42607 | 0.97753 | -0.43205 | 6.4582
32 | 0.0074725 | 0.001873 | -0.0074711 | -0.0018724 | 1.3563e-06 | 5.1722e-07 | 0.011371 | 0.011371 | 0.011371 | 0.97784 | -0.42607 | 0.97764 | -0.42988 | 3.124
33 | 0.0013037 | 0.00032586 | -0.0013036 | -0.00032627 | 5.2851e-08 | -4.1522e-07 | 0.0019838 | 0.001984 | 0.001984 | 0.9777 | -0.42885 | 0.97765 | -0.4297 | 0.54505
34 | 0.0023551 | 0.00058913 | -0.0023551 | -0.00058917 | 1.8274e-08 | -3.5879e-08 | 0.003584 | 0.003584 | 0.003584 | 0.9777 | -0.42885 | 0.97769 | -0.42901 | 0.98462
35 | 0.0050404 | 0.0012631 | -0.0050401 | -0.001263 | 2.8429e-07 | 2.051e-08 | 0.0076725 | 0.0076726 | 0.0076726 | 0.97753 | -0.43205 | 0.97747 | -0.43323 | 2.1079
36 | 0.026008 | 0.0065214 | -0.026 | -0.0065162 | 8.38e-06 | 5.1842e-06 | 0.039575 | 0.039576 | 0.039576 | 0.97792 | -0.42425 | 0.97757 | -0.43101 | 10.8724
37 | 0.0099441 | 0.0024931 | -0.0099275 | -0.0024849 | 1.6588e-05 | 8.1969e-06 | 0.015131 | 0.015132 | 0.015132 | 0.97792 | -0.42425 | 0.97614 | -0.45931 | 4.1572
38 | 0.012094 | 0.0030311 | -0.012094 | -0.003031 | 2.2594e-07 | 1.2231e-07 | 0.018409 | 0.018409 | 0.018409 | 0.97757 | -0.43101 | 0.97755 | -0.43141 | 5.0574
39 | 0.0019471 | 0.00048483 | -0.0019467 | -0.00048603 | 3.8119e-07 | -1.199e-06 | 0.002967 | 0.0029675 | 0.0029675 | 0.97614 | -0.45931 | 0.97593 | -0.46343 | 0.81525
40 | 0.006657 | 0.0016684 | -0.0066561 | -0.0016681 | 8.9287e-07 | 2.8245e-07 | 0.010148 | 0.010148 | 0.010148 | 0.97614 | -0.45931 | 0.97599 | -0.46212 | 2.7879
41 | 0.006921 | 0.0017346 | -0.0069204 | -0.0017344 | 5.3458e-07 | 1.8112e-07 | 0.010535 | 0.010535 | 0.010535 | 0.97755 | -0.43141 | 0.97747 | -0.43303 | 2.8942
42 | 0.0021866 | 0.00054798 | -0.0021866 | -0.00054801 | 1.4348e-08 | -3.384e-08 | 0.0033337 | 0.0033337 | 0.0033337 | 0.97599 | -0.46212 | 0.97599 | -0.46226 | 0.91586
43 | 0.0019467 | 0.00048603 | -0.0019465 | -0.00048673 | 2.2218e-07 | -6.9831e-07 | 0.0029675 | 0.0029678 | 0.0029678 | 0.97593 | -0.46343 | 0.97581 | -0.46584 | 0.81533
44 | 0.0019465 | 0.00048673 | -0.0019462 | -0.00048775 | 3.2577e-07 | -1.0232e-06 | 0.0029678 | 0.0029683 | 0.0029683 | 0.97581 | -0.46584 | 0.97563 | -0.46935 | 0.81546
45 | 0.040838 | 0.010233 | -0.040831 | -0.01023 | 7.425e-06 | 3.1728e-06 | 0.062422 | 0.062422 | 0.062422 | 0.97349 | -0.51117 | 0.9733 | -0.51499 | 3.4298
46 | -0.0047319 | -0.0011859 | 0.0047325 | 0.0011859 | 5.8905e-07 | 4.7631e-09 | 0.0072384 | 0.0072383 | 0.0072384 | 0.97274 | -0.52597 | 0.97288 | -0.52336 | 1.9886
47 | -0.011727 | -0.002939 | 0.011728 | 0.0029392 | 4.1056e-07 | 2.205e-07 | 0.017937 | 0.017937 | 0.017937 | 0.97288 | -0.52336 | 0.97291 | -0.52263 | 4.9277
48 | 0.024272 | 0.0060858 | -0.024264 | -0.0060811 | 7.6686e-06 | 4.7054e-06 | 0.036257 | 0.036257 | 0.036257 | 0.99616 | -0.073738 | 0.99582 | -0.08037 | 9.9607
49 | -0.034064 | -0.0085399 | 0.034132 | 0.0085826 | 6.808e-05 | 4.2657e-05 | 0.050883 | 0.050883 | 0.050883 | 0.99616 | -0.073738 | 0.99833 | -0.031884 | 13.979
50 | -0.11277 | -0.028432 | 0.11281 | 0.028455 | 3.8715e-05 | 2.3583e-05 | 0.16814 | 0.16814 | 0.16814 | 0.99833 | -0.031884 | 0.99871 | -0.024713 | 9.2387
51 | 0.078639 | 0.019849 | -0.078584 | -0.019817 | 5.5135e-05 | 3.1794e-05 | 0.11726 | 0.11726 | 0.11726 | 0.99833 | -0.031884 | 0.99757 | -0.046532 | 6.443
52 | 0.0085444 | 0.002142 | -0.0085436 | -0.0021417 | 7.1128e-07 | 3.0209e-07 | 0.012731 | 0.012731 | 0.012731 | 0.99871 | -0.024713 | 0.99862 | -0.02646 | 3.4975
53 | -0.12135 | -0.030597 | 0.12142 | 0.030636 | 6.4231e-05 | 3.9394e-05 | 0.18087 | 0.18087 | 0.18087 | 0.99871 | -0.024713 | 0.99929 | -0.01366 | 9.9382
54 | 0.018723 | 0.0046941 | -0.018718 | -0.0046913 | 4.6872e-06 | 2.7907e-06 | 0.027929 | 0.027929 | 0.027929 | 0.99757 | -0.046532 | 0.9973 | -0.051787 | 7.6727
55 | 0.055185 | 0.013951 | -0.055079 | -0.013897 | 0.00010629 | 5.4414e-05 | 0.082359 | 0.082363 | 0.082363 | 0.99757 | -0.046532 | 0.99547 | -0.086763 | 4.5255
56 | 0.0085436 | 0.0021417 | -0.0085412 | -0.0021406 | 2.4505e-06 | 1.041e-06 | 0.012731 | 0.012731 | 0.012731 | 0.99862 | -0.02646 | 0.99831 | -0.032482 | 3.4975
57 | -0.13858 | -0.034938 | 0.13867 | 0.034994 | 9.0654e-05 | 5.6159e-05 | 0.20643 | 0.20643 | 0.20643 | 0.99929 | -0.01366 | 1 | 0 | 11.3424
58 | 0.044202 | 0.011171 | -0.044178 | -0.01116 | 2.4403e-05 | 1.0781e-05 | 0.066106 | 0.066107 | 0.066107 | 0.99547 | -0.086763 | 0.99487 | -0.098283 | 3.6323
59 | 0.031642 | 0.0080184 | -0.031607 | -0.0080093 | 3.5654e-05 | 9.0752e-06 | 0.047358 | 0.047363 | 0.047363 | 0.99487 | -0.098283 | 0.99365 | -0.12175 | 2.6024
60 | -0.0021228 | -0.00053008 | 0.0021228 | 0.00053005 | 1.018e-08 | -2.618e-08 | 0.0032284 | 0.0032284 | 0.0032284 | 0.97819 | -0.42014 | 0.97819 | -0.42004 | 0.88693
61 | 0.0010865 | 0.00027037 | -0.0010865 | -0.00027078 | 3.4642e-08 | -4.0262e-07 | 0.0016521 | 0.0016523 | 0.0016523 | 0.97819 | -0.42014 | 0.97815 | -0.42081 | 0.45393
62 | -0.0023431 | -0.00058527 | 0.0023431 | 0.00058524 | 1.5194e-08 | -3.0328e-08 | 0.0035636 | 0.0035636 | 0.0035636 | 0.97819 | -0.42004 | 0.9782 | -0.4199 | 0.97901
63 | 0.00046272 | 0.00011444 | -0.00046269 | -0.00011596 | 2.2706e-08 | -1.5205e-06 | 0.00070336 | 0.00070391 | 0.00070391 | 0.97815 | -0.42081 | 0.9781 | -0.42185 | 0.19338
64 | -0.0029874 | -0.00074671 | 0.0029874 | 0.00074666 | 4.8976e-08 | -4.8073e-08 | 0.0045436 | 0.0045436 | 0.0045436 | 0.9782 | -0.4199 | 0.97822 | -0.41956 | 1.2483
65 | -0.0033104 | -0.0008276 | 0.0033115 | 0.00082686 | 1.0871e-06 | -7.4056e-07 | 0.0050349 | 0.0050344 | 0.0050349 | 0.97822 | -0.41956 | 0.97857 | -0.41265 | 1.3832
66 | -0.01568 | -0.0039267 | 0.015681 | 0.0039276 | 1.591e-06 | 9.2446e-07 | 0.023842 | 0.023842 | 0.023842 | 0.97857 | -0.41265 | 0.97868 | -0.41052 | 6.55
67 | -0.016049 | -0.0040223 | 0.016052 | 0.0040216 | 2.6515e-06 | -6.3523e-07 | 0.024546 | 0.024545 | 0.024546 | 0.97291 | -0.52263 | 0.97309 | -0.51916 | 1.6859
68 | -0.025879 | -0.0064831 | 0.025881 | 0.0064834 | 2.8423e-06 | 3.1565e-07 | 0.039572 | 0.039571 | 0.039572 | 0.97309 | -0.51916 | 0.97321 | -0.51685 | 2.1743
69 | 0.0098268 | 0.0024615 | -0.0098258 | -0.0024614 | 9.8604e-07 | 5.2467e-08 | 0.015026 | 0.015027 | 0.015027 | 0.97309 | -0.51916 | 0.97298 | -0.52127 | 2.0641
70 | -0.031936 | -0.0080007 | 0.031938 | 0.0080016 | 2.8396e-06 | 8.3062e-07 | 0.048828 | 0.048828 | 0.048828 | 0.97321 | -0.51685 | 0.9733 | -0.51499 | 2.6829
71 | 0.0027464 | 0.00068714 | -0.0027462 | -0.00068738 | 1.9463e-07 | -2.4087e-07 | 0.0041997 | 0.0041999 | 0.0041999 | 0.97298 | -0.52127 | 0.97291 | -0.52276 | 1.1538
72 | -0.0494 | -0.012378 | 0.049462 | 0.012418 | 6.2489e-05 | 3.9621e-05 | 0.075109 | 0.075108 | 0.075109 | 0.97868 | -0.41052 | 0.98003 | -0.384 | 20.6342
73 | -0.0022086 | -0.00054535 | 0.0022086 | 0.00054518 | 7.2127e-08 | -1.673e-07 | 0.00336 | 0.0033599 | 0.00336 | 0.97724 | -0.44005 | 0.97728 | -0.43936 | 0.92308
74 | 0.0017051 | 0.00041916 | -0.001705 | -0.00041936 | 4.8369e-08 | -2.0932e-07 | 0.0025933 | 0.0025934 | 0.0025934 | 0.97724 | -0.44005 | 0.97721 | -0.44065 | 0.71248
75 | -0.0034148 | -0.00084747 | 0.003415 | 0.00084735 | 2.0253e-07 | -1.2101e-07 | 0.0051964 | 0.0051963 | 0.0051964 | 0.97728 | -0.43936 | 0.97734 | -0.4381 | 1.4276
76 | 0.001705 | 0.00041936 | -0.001705 | -0.00041958 | 4.8919e-08 | -2.1167e-07 | 0.0025934 | 0.0025935 | 0.0025935 | 0.97721 | -0.44065 | 0.97718 | -0.44127 | 0.7125
77 | 0.012482 | 0.0031329 | -0.012468 | -0.0031252 | 1.3997e-05 | 7.665e-06 | 0.019006 | 0.019007 | 0.019007 | 0.97734 | -0.4381 | 0.97615 | -0.46164 | 5.2216
78 | -0.016553 | -0.0041445 | 0.016594 | 0.0041686 | 4.0995e-05 | 2.4074e-05 | 0.0252 | 0.0252 | 0.0252 | 0.97734 | -0.4381 | 0.97999 | -0.38621 | 6.9232
79 | 0.001705 | 0.00041958 | -0.001705 | -0.00041959 | 4.2223e-09 | -1.8268e-08 | 0.0025935 | 0.0025935 | 0.0025935 | 0.97718 | -0.44127 | 0.97718 | -0.44132 | 0.7125
80 | 0.011187 | 0.0028041 | -0.011184 | -0.0028026 | 2.8658e-06 | 1.5057e-06 | 0.017053 | 0.017053 | 0.017053 | 0.97615 | -0.46164 | 0.97587 | -0.46702 | 4.685
81 | -0.017178 | -0.004315 | 0.017214 | 0.0043364 | 3.618e-05 | 2.1365e-05 | 0.026087 | 0.026086 | 0.026087 | 0.97999 | -0.38621 | 0.98224 | -0.34217 | 7.1667
82 | 0.0013725 | 0.00033627 | -0.0013722 | -0.00033847 | 3.1303e-07 | -2.1984e-06 | 0.0020873 | 0.0020881 | 0.0020881 | 0.97718 | -0.44132 | 0.97694 | -0.44618 | 0.57365
83 | 0.0092882 | 0.0023274 | -0.0092666 | -0.0023172 | 2.1602e-05 | 1.0246e-05 | 0.014163 | 0.014164 | 0.014164 | 0.97587 | -0.46702 | 0.9734 | -0.51594 | 3.8912
84 | -0.017214 | -0.0043364 | 0.017219 | 0.0043394 | 5.2236e-06 | 3.0839e-06 | 0.026086 | 0.026086 | 0.026086 | 0.98224 | -0.34217 | 0.98257 | -0.33582 | 7.1665
85 | -0.022639 | -0.0056977 | 0.022668 | 0.0057152 | 2.873e-05 | 1.7561e-05 | 0.034293 | 0.034293 | 0.034293 | 0.98257 | -0.33582 | 0.98393 | -0.30931 | 9.4212
86 | -0.022668 | -0.0057152 | 0.022707 | 0.0057394 | 3.9649e-05 | 2.4231e-05 | 0.034293 | 0.034292 | 0.034293 | 0.98393 | -0.30931 | 0.98581 | -0.27282 | 9.4211
87 | -0.023511 | -0.0059408 | 0.023515 | 0.0059436 | 4.5367e-06 | 2.7811e-06 | 0.035505 | 0.035505 | 0.035505 | 0.98581 | -0.27282 | 0.98601 | -0.2688 | 9.7541
88 | 0.0013722 | 0.00033847 | -0.0013721 | -0.00033933 | 1.2203e-07 | -8.5613e-07 | 0.0020881 | 0.0020884 | 0.0020884 | 0.97694 | -0.44618 | 0.97684 | -0.44806 | 0.57375
89 | 0.0092666 | 0.0023172 | -0.0092643 | -0.002316 | 2.3464e-06 | 1.1141e-06 | 0.014164 | 0.014164 | 0.014164 | 0.9734 | -0.51594 | 0.97313 | -0.52127 | 3.8912
90 | 0.0013721 | 0.00033933 | -0.0013718 | -0.00034131 | 2.8292e-07 | -1.9831e-06 | 0.0020884 | 0.0020892 | 0.0020892 | 0.97684 | -0.44806 | 0.97662 | -0.45243 | 0.57396
91 | 0.0078463 | 0.0019607 | -0.007844 | -0.0019597 | 2.3579e-06 | 9.664e-07 | 0.011996 | 0.011996 | 0.011996 | 0.97313 | -0.52127 | 0.97281 | -0.52759 | 3.2956
92 | 0.0045457 | 0.0011391 | -0.0045455 | -0.0011391 | 2.0182e-07 | -9.0378e-09 | 0.0069531 | 0.0069531 | 0.0069531 | 0.97281 | -0.52759 | 0.97276 | -0.52852 | 1.9102
93 | 0.0032983 | 0.00082063 | -0.0032981 | -0.00082075 | 1.8542e-07 | -1.2271e-07 | 0.0050429 | 0.005043 | 0.005043 | 0.97281 | -0.52759 | 0.97275 | -0.52878 | 1.3854
94 | 0.0022374 | 0.00055493 | -0.0022371 | -0.00055574 | 3.6845e-07 | -8.0638e-07 | 0.0034205 | 0.0034209 | 0.0034209 | 0.97275 | -0.52878 | 0.97257 | -0.53226 | 0.93981
95 | 0.0014795 | 0.00036587 | -0.0014793 | -0.00036707 | 2.0726e-07 | -1.2076e-06 | 0.0022618 | 0.0022623 | 0.0022623 | 0.97257 | -0.53226 | 0.97242 | -0.53523 | 0.6215
96 | 0.0014793 | 0.00036707 | -0.0014787 | -0.00037042 | 5.7512e-07 | -3.3458e-06 | 0.0022623 | 0.0022636 | 0.0022636 | 0.97242 | -0.53523 | 0.97201 | -0.54342 | 0.62187
97 | 0.0038692 | 0.00096958 | -0.003869 | -0.00096965 | 2.314e-07 | -7.057e-08 | 0.0059186 | 0.0059187 | 0.0059187 | 0.97276 | -0.52852 | 0.9727 | -0.52978 | 1.626
98 | 0.00082211 | 0.00020587 | -0.0008221 | -0.00020604 | 8.4769e-09 | -1.7148e-07 | 0.0012585 | 0.0012585 | 0.0012585 | 0.97201 | -0.54342 | 0.972 | -0.54364 | 0.34575
99 | 0.0011869 | 0.00029498 | -0.0011869 | -0.00029513 | 1.5421e-08 | -1.4762e-07 | 0.0018075 | 0.0018076 | 0.0018076 | 0.97662 | -0.45243 | 0.97661 | -0.4527 | 0.49659
100 | 0.0010341 | 0.00025695 | -0.0010341 | -0.0002572 | 1.9815e-08 | -2.5389e-07 | 0.0015748 | 0.0015749 | 0.0015749 | 0.97661 | -0.4527 | 0.97659 | -0.4531 | 0.43267
101 | 0.0001528 | 3.8181e-05 | -0.0001528 | -3.8295e-05 | 1.8421e-10 | -1.1332e-07 | 0.00023277 | 0.00023281 | 0.00023281 | 0.97661 | -0.4527 | 0.97661 | -0.45273 | 0.063959
102 | 0.0009211 | 0.00022888 | -0.00092108 | -0.00022923 | 2.1539e-08 | -3.5139e-07 | 0.0014028 | 0.0014029 | 0.0014029 | 0.97659 | -0.4531 | 0.97656 | -0.4536 | 0.38541
103 | 0.000132 | 3.1469e-05 | -0.00013199 | -3.282e-05 | 1.6329e-09 | -1.3502e-06 | 0.00020056 | 0.00020103 | 0.00020103 | 0.97656 | -0.4536 | 0.97655 | -0.45386 | 0.055228
104 | -0.024005 | -0.0060663 | 0.024005 | 0.0060667 | 7.3585e-07 | 4.5189e-07 | 0.036244 | 0.036244 | 0.036244 | 0.98601 | -0.2688 | 0.98605 | -0.26816 | 9.9571
105 | -0.024424 | -0.0061717 | 0.024426 | 0.0061725 | 1.1951e-06 | 7.3494e-07 | 0.036876 | 0.036876 | 0.036876 | 0.98605 | -0.26816 | 0.9861 | -0.26714 | 10.1308
106 | 0.028273 | 0.0071763 | -0.028165 | -0.0071157 | 0.00010742 | 6.0607e-05 | 0.04249 | 0.042493 | 0.042493 | 0.99088 | -0.17494 | 0.98677 | -0.25421 | 5.8369
107 | -0.028701 | -0.0072837 | 0.028712 | 0.0072855 | 1.0294e-05 | 1.8348e-06 | 0.043134 | 0.043132 | 0.043134 | 0.99088 | -0.17494 | 0.99127 | -0.16748 | 2.37
108 | 0.026225 | 0.0066295 | -0.026211 | -0.0066207 | 1.4203e-05 | 8.7813e-06 | 0.039568 | 0.039568 | 0.039568 | 0.98677 | -0.25421 | 0.98618 | -0.26551 | 10.8702
109 | -0.030529 | -0.0077411 | 0.030542 | 0.0077441 | 1.301e-05 | 3.0073e-06 | 0.04586 | 0.045858 | 0.04586 | 0.99127 | -0.16748 | 0.99173 | -0.15862 | 2.5198
110 | -0.02524 | -0.0063767 | 0.025242 | 0.0063779 | 1.972e-06 | 1.2159e-06 | 0.038106 | 0.038106 | 0.038106 | 0.9861 | -0.26714 | 0.98618 | -0.26551 | 10.4686
111 | -0.000415 | -0.00010282 | 0.000415 | 0.00010273 | 9.851e-10 | -8.6917e-08 | 0.00062226 | 0.00062222 | 0.00062226 | 0.99172 | -0.15867 | 0.99173 | -0.15862 | 0.17095
112 | 0.000415 | 0.00010282 | -0.00041499 | -0.00010383 | 1.1507e-08 | -1.0146e-06 | 0.00062226 | 0.00062261 | 0.00062261 | 0.99172 | -0.15867 | 0.99169 | -0.15926 | 0.17105
113 | -0.030957 | -0.0078468 | 0.030966 | 0.0078489 | 8.5739e-06 | 2.0724e-06 | 0.04648 | 0.046479 | 0.04648 | 0.99173 | -0.15862 | 0.99203 | -0.15286 | 2.5539
114 | 0.00030884 | 7.7229e-05 | -0.00030884 | -7.7403e-05 | 1.0918e-09 | -1.7425e-07 | 0.00046335 | 0.00046341 | 0.00046341 | 0.99169 | -0.15926 | 0.99169 | -0.15933 | 0.12731
115 | -0.031067 | -0.0078743 | 0.031095 | 0.0078812 | 2.8025e-05 | 6.831e-06 | 0.046632 | 0.046628 | 0.046632 | 0.99203 | -0.15286 | 0.993 | -0.13409 | 2.5622
116 | -0.031095 | -0.0078812 | 0.031097 | 0.0078816 | 1.7659e-06 | 4.2963e-07 | 0.046628 | 0.046627 | 0.046628 | 0.993 | -0.13409 | 0.99307 | -0.13291 | 2.562
117 | -0.03126 | -0.0079224 | 0.031263 | 0.0079232 | 3.304e-06 | 8.1722e-07 | 0.046871 | 0.046871 | 0.046871 | 0.99307 | -0.13291 | 0.99318 | -0.13071 | 2.5754
118 | 0.00013199 | 3.282e-05 | -0.00013199 | -3.3081e-05 | 3.1644e-10 | -2.6091e-07 | 0.00020103 | 0.00020112 | 0.00020112 | 0.97655 | -0.45386 | 0.97655 | -0.45391 | 0.055254
119 | 0.00062875 | 0.00015714 | -0.00062874 | -0.00015758 | 1.2292e-08 | -4.4101e-07 | 0.00095681 | 0.00095697 | 0.00095697 | 0.97765 | -0.4297 | 0.97763 | -0.43011 | 0.26291
120 | 0.0016104 | 0.00040252 | -0.0016103 | -0.00040304 | 1.0463e-07 | -5.1559e-07 | 0.0024506 | 0.0024508 | 0.0024508 | 0.97769 | -0.42901 | 0.97762 | -0.43038 | 0.6733
121 | 0.00097504 | 0.00024423 | -0.00097503 | -0.00024437 | 9.6135e-09 | -1.397e-07 | 0.0014843 | 0.0014843 | 0.0014843 | 0.97747 | -0.43323 | 0.97746 | -0.43344 | 0.40778
122 | 0.00092093 | 0.00023027 | -0.00092092 | -0.00023041 | 9.0457e-09 | -1.4818e-07 | 0.0014015 | 0.0014016 | 0.0014016 | 0.97762 | -0.43038 | 0.97761 | -0.43058 | 0.38505
123 | 0.00049927 | 0.00012474 | -0.00049926 | -0.00012513 | 6.7592e-09 | -3.8708e-07 | 0.00075979 | 0.00075993 | 0.00075993 | 0.97761 | -0.43058 | 0.97759 | -0.43087 | 0.20877
124 | -0.031339 | -0.0079422 | 0.031345 | 0.0079436 | 5.6878e-06 | 1.4168e-06 | 0.046984 | 0.046983 | 0.046984 | 0.99318 | -0.13071 | 0.99338 | -0.12694 | 2.5816
125 | -0.031502 | -0.007983 | 0.03151 | 0.007985 | 7.8522e-06 | 1.985e-06 | 0.047219 | 0.047218 | 0.047219 | 0.99338 | -0.12694 | 0.99365 | -0.12175 | 2.5944
126 | 0.12079 | 0.030662 | -0.12048 | -0.030475 | 0.00030427 | 0.00018677 | 0.18121 | 0.18122 | 0.18122 | 0.99259 | -0.14063 | 0.98986 | -0.19313 | 9.957
127 | 0.10473 | 0.026526 | -0.10466 | -0.026486 | 6.5456e-05 | 3.9633e-05 | 0.15753 | 0.15753 | 0.15753 | 0.98986 | -0.19313 | 0.98919 | -0.20615 | 8.6555
128 | 0.0020603 | 0.00051547 | -0.0020602 | -0.00051559 | 4.6033e-08 | -1.2409e-07 | 0.0031508 | 0.0031508 | 0.0031508 | 0.97291 | -0.52276 | 0.97288 | -0.52322 | 0.86561
129 | 0.0013968 | 0.00034933 | -0.0013968 | -0.00034957 | 3.5761e-08 | -2.3659e-07 | 0.0021362 | 0.0021363 | 0.0021363 | 0.97288 | -0.52322 | 0.97286 | -0.52376 | 0.58689
130 | 0.00063165 | 0.0001578 | -0.00063163 | -0.0001583 | 1.4371e-08 | -5.0068e-07 | 0.00096594 | 0.00096613 | 0.00096613 | 0.97286 | -0.52376 | 0.97283 | -0.52424 | 0.26542
131 | 0.088586 | 0.022458 | -0.088492 | -0.022402 | 9.3741e-05 | 5.5488e-05 | 0.13335 | 0.13335 | 0.13335 | 0.98919 | -0.20615 | 0.98804 | -0.22819 | 7.327
132 | 0.069058 | 0.017522 | -0.068681 | -0.017282 | 0.00037682 | 0.00023998 | 0.10408 | 0.10408 | 0.10408 | 0.98804 | -0.22819 | 0.98216 | -0.34233 | 28.5934
133 | 0.019434 | 0.0048802 | -0.019432 | -0.004881 | 2.2281e-06 | -7.9393e-07 | 0.029272 | 0.029273 | 0.029273 | 0.98804 | -0.22819 | 0.98792 | -0.2306 | 1.6084
134 | 0.019432 | 0.004881 | -0.019404 | -0.0048676 | 2.7909e-05 | 1.3421e-05 | 0.029273 | 0.029274 | 0.029274 | 0.98792 | -0.2306 | 0.98637 | -0.26073 | 4.0212
135 | 0.015163 | 0.0038045 | -0.015149 | -0.0037967 | 1.356e-05 | 7.7975e-06 | 0.022876 | 0.022876 | 0.022876 | 0.98637 | -0.26073 | 0.98541 | -0.2795 | 6.2846
136 | 0.064717 | 0.016289 | -0.064654 | -0.016249 | 6.2836e-05 | 3.9995e-05 | 0.098074 | 0.098074 | 0.098074 | 0.98216 | -0.34233 | 0.98112 | -0.36267 | 26.9434
137 | -0.0046012 | -0.0011532 | 0.0046013 | 0.0011532 | 1.1668e-08 | -5.5728e-10 | 0.006988 | 0.006988 | 0.006988 | 0.97978 | -0.38882 | 0.97978 | -0.38877 | 1.9198
138 | -0.0089977 | -0.002255 | 0.0089998 | 0.002256 | 2.0445e-06 | 9.4066e-07 | 0.013665 | 0.013665 | 0.013665 | 0.97978 | -0.38877 | 0.98003 | -0.384 | 3.7541
139 | 0.058522 | 0.014712 | -0.058462 | -0.014674 | 5.9541e-05 | 3.7852e-05 | 0.088773 | 0.088773 | 0.088773 | 0.98112 | -0.36267 | 0.98003 | -0.384 | 24.3883

## res_trafo
| p_hv_mw | q_hv_mvar | p_lv_mw | q_lv_mvar | pl_mw | ql_mvar | i_hv_ka | i_lv_ka | vm_hv_pu | va_hv_degree | vm_lv_pu | va_lv_degree | loading_percent
0 | -1.2729e-15 | -1.3162e-15 | 0.00165 | 1.2699e-07 | 0.00165 | 1.2699e-07 | 5.2857e-17 | 0.0023815 | 0.99998 | 149.9956 | 1 | 0 | 0.2619

## res_ext_grid
| p_mw | q_mvar
0 | 0.56838 | 0.14515

## res_load
| p_mw | q_mvar
0 | 0.016621 | 0.0041657
1 | 0.0012305 | 0.0003084
2 | 0.0059152 | 0.0014825
3 | 0.0049841 | 0.0012491
4 | 0.0027998 | 0.00070169
5 | 0.0056116 | 0.0014064
6 | 0.0028686 | 0.00071893
7 | 0.013858 | 0.0034731
8 | 0.008622 | 0.0021609
9 | 0.0091296 | 0.0022881
10 | 0.0049542 | 0.0012416
11 | 0.014545 | 0.0036453
12 | 0.017311 | 0.0043385
13 | 0.0055907 | 0.0014012
14 | 0.019309 | 0.0048393
15 | 0.0093995 | 0.0023557
16 | 0.010403 | 0.0026072
17 | 0.0074711 | 0.0018724
18 | 0.00096793 | 0.00024259
19 | 0.0051067 | 0.0012799
20 | 0.013906 | 0.0034851
21 | 0.0013235 | 0.0003317
22 | 0.0051727 | 0.0012964
23 | 0.0044695 | 0.0011202
24 | 0.0021866 | 0.00054801
25 | 0.0019462 | 0.00048775
26 | 0.004052 | 0.0010155
27 | 0.0047319 | 0.0011859
28 | 0.0069948 | 0.0017531
29 | 0.0097919 | 0.0024541
30 | 0.024264 | 0.0060811
31 | 0.0046762 | 0.001172
32 | 0.017163 | 0.0043015
33 | 0.018718 | 0.0046913
34 | 0.010876 | 0.0027258
35 | 0.0085412 | 0.0021406
36 | 0.0027724 | 0.00069482
37 | 0.012536 | 0.0031417
38 | 0.0010362 | 0.0002597
39 | 0.00022033 | 5.5219e-05
40 | 0.00062378 | 0.00015634
41 | 0.00064429 | 0.00016147
42 | 0.00046269 | 0.00011596
43 | 0.00032295 | 8.0939e-05
44 | 0.012368 | 0.0030998
45 | 0.0043214 | 0.0010831
46 | 0.0060542 | 0.0015173
47 | 0.0070794 | 0.0017743
48 | 0.033718 | 0.0084506
49 | 0.00050351 | 0.00012619
50 | 0.0012062 | 0.00030229
51 | 0.00065539 | 0.00016426
52 | 0.0012815 | 0.00032117
53 | 0.00058422 | 0.00014642
54 | 0.00033246 | 8.3323e-05
55 | 0.0018959 | 0.00047515
56 | 0.0054193 | 0.0013582
57 | 0.00080338 | 0.00020135
58 | 0.0014179 | 0.00035537
59 | 0.0010606 | 0.00026582
60 | 0.0007576 | 0.00018987
61 | 0.00067632 | 0.0001695
62 | 0.00065657 | 0.00016455
63 | 0.003869 | 0.00096965
64 | 0.00018486 | 4.633e-05
65 | 0.00011299 | 2.8319e-05
66 | 0.0001528 | 3.8295e-05
67 | 0.00078908 | 0.00019776
68 | 0.0008221 | 0.00020604
69 | 0.00048959 | 0.0001227
70 | 0.00041898 | 0.00010501
71 | 0.0004285 | 0.00010739
72 | 0.00194 | 0.00048621
73 | 0.0018175 | 0.00045551
74 | 0.00081492 | 0.00020424
75 | 0.00096883 | 0.00024281
76 | 0.00010614 | 2.6602e-05
77 | 0.00010158 | 2.5458e-05
78 | 0.00030884 | 7.7403e-05
79 | 0.00016289 | 4.0825e-05
80 | 0.00013199 | 3.3081e-05
81 | 0.0069204 | 0.0017344
82 | 0.00067486 | 0.00016914
83 | 0.00074472 | 0.00018664
84 | 0.0040651 | 0.0010188
85 | 0.00062874 | 0.00015758
86 | 0.00068936 | 0.00017277
87 | 0.00097503 | 0.00024437
88 | 0.00042165 | 0.00010568
89 | 0.00049926 | 0.00012513
90 | 7.5614e-05 | 1.8951e-05
91 | 0.00015719 | 3.9395e-05
92 | 9.6951e-05 | 2.4298e-05
93 | 0.0417 | 0.010451
94 | 0.015758 | 0.0039493
95 | 0.0088921 | 0.0022286
96 | 0.00068594 | 0.00017191
97 | 0.00066338 | 0.00016626
98 | 0.00076516 | 0.00019177
99 | 0.00063163 | 0.0001583
100 | 0.016074 | 0.0040285
101 | 0.0042416 | 0.001063
102 | 0.015149 | 0.0037967
103 | 0.0039644 | 0.00099358
104 | 0.0046012 | 0.0011532
105 | 0.0043965 | 0.0011019
106 | 0.0061323 | 0.0015369

## dtypes
| element | column | dtype
0 | bus | name | object
1 | bus | vn_kv | float64
2 | bus | type | object
3 | bus | zone | object
4 | bus | in_service | bool
5 | load | name | object
6 | load | bus | uint32
7 | load | p_mw | float64
8 | load | q_mvar | float64
9 | load | const_z_percent | float64
10 | load | const_i_percent | float64
11 | load | sn_mva | float64
12 | load | scaling | float64
13 | load | in_service | bool
14 | load | type | object
15 | ext_grid | name | object
16 | ext_grid | bus | uint32
17 | ext_grid | vm_pu | float64
18 | ext_grid | va_degree | float64
19 | ext_grid | slack_weight | float64
20 | ext_grid | in_service | bool
21 | line | name | object
22 | line | std_type | object
23 | line | from_bus | uint32
24 | line | to_bus | uint32
25 | line | length_km | float64
26 | line | r_ohm_per_km | float64
27 | line | x_ohm_per_km | float64
28 | line | c_nf_per_km | float64
29 | line | g_us_per_km | float64
30 | line | max_i_ka | float64
31 | line | df | float64
32 | line | parallel | uint32
33 | line | type | object
34 | line | in_service | bool
35 | trafo | name | object
36 | trafo | std_type | object
37 | trafo | hv_bus | uint32
38 | trafo | lv_bus | uint32
39 | trafo | sn_mva | float64
40 | trafo | vn_hv_kv | float64
41 | trafo | vn_lv_kv | float64
42 | trafo | vk_percent | float64
43 | trafo | vkr_percent | float64
44 | trafo | pfe_kw | float64
45 | trafo | i0_percent | float64
46 | trafo | shift_degree | float64
47 | trafo | tap_side | object
48 | trafo | tap_neutral | int32
49 | trafo | tap_min | int32
50 | trafo | tap_max | int32
51 | trafo | tap_step_percent | float64
52 | trafo | tap_step_degree | float64
53 | trafo | tap_pos | int32
54 | trafo | tap_phase_shifter | bool
55 | trafo | parallel | uint32
56 | trafo | df | float64
57 | trafo | in_service | bool
58 | line_geodata | coords | object
59 | bus_geodata | x | float64
60 | bus_geodata | y | float64
61 | bus_geodata | coords | object
62 | res_bus | vm_pu | float64
63 | res_bus | va_degree | float64
64 | res_bus | p_mw | float64
65 | res_bus | q_mvar | float64
66 | res_line | p_from_mw | float64
67 | res_line | q_from_mvar | float64
68 | res_line | p_to_mw | float64
69 | res_line | q_to_mvar | float64
70 | res_line | pl_mw | float64
71 | res_line | ql_mvar | float64
72 | res_line | i_from_ka | float64
73 | res_line | i_to_ka | float64
74 | res_line | i_ka | float64
75 | res_line | vm_from_pu | float64
76 | res_line | va_from_degree | float64
77 | res_line | vm_to_pu | float64
78 | res_line | va_to_degree | float64
79 | res_line | loading_percent | float64
80 | res_trafo | p_hv_mw | float64
81 | res_trafo | q_hv_mvar | float64
82 | res_trafo | p_lv_mw | float64
83 | res_trafo | q_lv_mvar | float64
84 | res_trafo | pl_mw | float64
85 | res_trafo | ql_mvar | float64
86 | res_trafo | i_hv_ka | float64
87 | res_trafo | i_lv_ka | float64
88 | res_trafo | vm_hv_pu | float64
89 | res_trafo | va_hv_degree | float64
90 | res_trafo | vm_lv_pu | float64
91 | res_trafo | va_lv_degree | float64
92 | res_trafo | loading_percent | float64
93 | res_ext_grid | p_mw | float64
94 | res_ext_grid | q_mvar | float64
95 | res_load | p_mw | float64
96 | res_load | q_mvar | float64

## parameters
| version | format_version | converged | OPF_converged | name | f_hz | sn_mva
0 | 2.14.6 | 2.14.0 | TRUE | FALSE |  | 50 | 1