## bus
| name | vn_kv | type | zone | in_service
0 | bus_LV_173-6_1_3_node_36 | 0.4 | n |  | TRUE
1 | bus_LV_173-6_1_3_node_214 | 0.4 | n |  | TRUE
2 | bus_LV_173-6_1_3_node_37 | 0.4 | n |  | TRUE
3 | bus_LV_173-6_1_3_node_199 | 0.4 | n |  | TRUE
4 | bus_LV_173-6_1_3_node_220 | 0.4 | n |  | TRUE
5 | bus_LV_173-6_1_3_node_268 | 0.4 | n |  | TRUE
6 | bus_LV_173-6_1_3_node_39 | 0.4 | n |  | TRUE
7 | bus_LV_173-6_1_3_node_180 | 0.4 | n |  | TRUE
8 | bus_LV_173-6_1_3_node_234 | 0.4 | n |  | TRUE
9 | bus_LV_173-6_1_3_node_48 | 0.4 | n |  | TRUE
10 | bus_LV_173-6_1_3_node_49 | 0.4 | n |  | TRUE
11 | bus_LV_173-6_1_3_node_96 | 0.4 | n |  | TRUE
12 | bus_LV_173-6_1_3_node_181 | 0.4 | n |  | TRUE
13 | bus_LV_173-6_1_3_node_95 | 0.4 | n |  | TRUE
14 | bus_LV_173-6_1_3_node_97 | 0.4 | n |  | TRUE
15 | bus_LV_173-6_1_3_node_98 | 0.4 | n |  | TRUE
16 | bus_LV_173-6_1_3_node_99 | 0.4 | n |  | TRUE
17 | bus_LV_173-6_1_3_node_161 | 0.4 | n |  | TRUE
18 | bus_LV_173-6_1_3_node_101 | 0.4 | n |  | TRUE
19 | bus_LV_173-6_1_3_node_205 | 0.4 | n |  | TRUE
20 | bus_LV_173-6_1_3_node_102 | 0.4 | n |  | TRUE
21 | bus_LV_173-6_1_3_node_243 | 0.4 | n |  | TRUE
22 | bus_LV_173-6_1_3_node_245 | 0.4 | n |  | TRUE
23 | bus_LV_173-6_1_3_node_244 | 0.4 | n |  | TRUE
24 | bus_LV_173-6_1_3_node_153 | 0.4 | n |  | TRUE
25 | bus_LV_173-6_1_3_node_154 | 0.4 | n |  | TRUE
26 | bus_LV_173-6_1_3_node_155 | 0.4 | n |  | TRUE
27 | bus_LV_173-6_1_3_node_156 | 0.4 | n |  | TRUE
28 | bus_LV_173-6_1_3_node_157 | 0.4 | n |  | TRUE
29 | bus_LV_173-6_1_3_node_166 | 0.4 | n |  | TRUE
30 | bus_LV_173-6_1_3_node_158 | 0.4 | n |  | TRUE
31 | bus_LV_173-6_1_3_node_159 | 0.4 | n |  | TRUE
32 | bus_LV_173-6_1_3_node_160 | 0.4 | n |  | TRUE
33 | bus_LV_173-6_1_3_node_162 | 0.4 | n |  | TRUE
34 | bus_LV_173-6_1_3_node_163 | 0.4 | n |  | TRUE
35 | bus_LV_173-6_1_3_node_164 | 0.4 | n |  | TRUE
36 | bus_LV_173-6_1_3_node_165 | 0.4 | n |  | TRUE
37 | bus_LV_173-6_1_3_node_167 | 0.4 | n |  | TRUE
38 | bus_LV_173-6_1_3_node_168 | 0.4 | n |  | TRUE
39 | bus_LV_173-6_1_3_node_169 | 0.4 | n |  | TRUE
40 | bus_LV_173-6_1_3_node_170 | 0.4 | n |  | TRUE
41 | bus_LV_173-6_1_3_node_171 | 0.4 | n |  | TRUE
42 | bus_LV_173-6_1_3_node_172 | 0.4 | n |  | TRUE
43 | bus_LV_173-6_1_3_node_173 | 0.4 | n |  | TRUE
44 | bus_LV_173-6_1_3_node_174 | 0.4 | n |  | TRUE
45 | bus_LV_173-6_1_3_node_175 | 0.4 | n |  | TRUE
46 | bus_LV_173-6_1_3_node_176 | 0.4 | n |  | TRUE
47 | bus_LV_173-6_1_3_node_217 | 0.4 | n |  | TRUE
48 | bus_LV_173-6_1_3_node_208 | 0.4 | n |  | TRUE
49 | bus_LV_173-6_1_3_node_247 | 0.4 | n |  | TRUE
50 | bus_LV_173-6_1_3_node_242 | 0.4 | n |  | TRUE
51 | bus_LV_173-6_1_3_node_177 | 0.4 | n |  | TRUE
52 | bus_LV_173-6_1_3_node_178 | 0.4 | n |  | TRUE
53 | bus_LV_173-6_1_3_node_179 | 0.4 | n |  | TRUE
54 | bus_LV_173-6_1_3_node_182 | 0.4 | n |  | TRUE
55 | bus_LV_173-6_1_3_node_183 | 0.4 | n |  | TRUE
56 | bus_LV_173-6_1_3_node_184 | 0.4 | n |  | TRUE
57 | bus_LV_173-6_1_3_node_185 | 0.4 | n |  | TRUE
58 | bus_LV_173-6_1_3_node_186 | 0.4 | n |  | TRUE
59 | bus_LV_173-6_1_3_node_187 | 0.4 | n |  | TRUE
60 | bus_LV_173-6_1_3_node_188 | 0.4 | n |  | TRUE
61 | bus_LV_173-6_1_3_node_189 | 0.4 | n |  | TRUE
62 | bus_LV_173-6_1_3_node_191 | 0.4 | n |  | TRUE
63 | bus_LV_173-6_1_3_node_192 | 0.4 | n |  | TRUE
64 | bus_LV_173-6_1_3_node_222 | 0.4 | n |  | TRUE
65 | bus_LV_173-6_1_3_node_230 | 0.4 | n |  | TRUE
66 | bus_LV_173-6_1_3_node_190 | 0.4 | n |  | TRUE
67 | bus_LV_173-6_1_3_node_241 | 0.4 | n |  | TRUE
68 | bus_LV_173-6_1_3_node_204 | 0.4 | n |  | TRUE
69 | bus_LV_173-6_1_3_node_201 | 0.4 | n |  | TRUE
70 | bus_LV_173-6_1_3_node_193 | 0.4 | n |  | TRUE
71 | bus_LV_173-6_1_3_node_194 | 0.4 | n |  | TRUE
72 | bus_LV_173-6_1_3_node_195 | 0.4 | n |  | TRUE
73 | bus_LV_173-6_1_3_node_196 | 0.4 | n |  | TRUE
74 | bus_LV_173-6_1_3_node_200 | 0.4 | n |  | TRUE
75 | bus_LV_173-6_1_3_node_197 | 0.4 | n |  | TRUE
76 | bus_LV_173-6_1_3_node_261 | 0.4 | n |  | TRUE
77 | bus_LV_173-6_1_3_node_210 | 0.4 | n |  | TRUE
78 | bus_LV_173-6_1_3_node_202 | 0.4 | n |  | TRUE
79 | bus_LV_173-6_1_3_node_203 | 0.4 | n |  | TRUE
80 | bus_LV_173-6_1_3_node_263 | 0.4 | n |  | TRUE
81 | bus_LV_173-6_1_3_node_264 | 0.4 | n |  | TRUE
82 | bus_LV_173-6_1_3_node_206 | 0.4 | n |  | TRUE
83 | bus_LV_173-6_1_3_node_207 | 0.4 | n |  | TRUE
84 | bus_LV_173-6_1_3_node_209 | 0.4 | n |  | TRUE
85 | bus_LV_173-6_1_3_node_251 | 0.4 | n |  | TRUE
86 | bus_LV_173-6_1_3_node_211 | 0.4 | n |  | TRUE
87 | bus_LV_173-6_1_3_node_212 | 0.4 | n |  | TRUE
88 | bus_LV_173-6_1_3_node_213 | 0.4 | n |  | TRUE
89 | bus_LV_173-6_1_3_node_215 | 0.4 | n |  | TRUE
90 | bus_LV_173-6_1_3_node_216 | 0.4 | n |  | TRUE
91 | bus_LV_173-6_1_3_node_235 | 0.4 | n |  | TRUE
92 | bus_LV_173-6_1_3_node_219 | 0.4 | n |  | TRUE
93 | bus_LV_173-6_1_3_node_221 | 0.4 | n |  | TRUE
94 | bus_LV_173-6_1_3_node_232 | 0.4 | n |  | TRUE
95 | bus_LV_173-6_1_3_node_223 | 0.4 | n |  | TRUE
96 | bus_LV_173-6_1_3_node_224 | 0.4 | n |  | TRUE
97 | bus_LV_173-6_1_3_node_225 | 0.4 | n |  | TRUE
98 | bus_LV_173-6_1_3_node_226 | 0.4 | n |  | TRUE
99 | bus_LV_173-6_1_3_node_227 | 0.4 | n |  | TRUE
100 | bus_LV_173-6_1_3_node_228 | 0.4 | n |  | TRUE
101 | bus_LV_173-6_1_3_node_229 | 0.4 | n |  | TRUE
102 | bus_LV_173-6_1_3_node_231 | 0.4 | n |  | TRUE
103 | bus_LV_173-6_1_3_node_253 | 0.4 | n |  | TRUE
104 | bus_LV_173-6_1_3_node_233 | 0.4 | n |  | TRUE
105 | bus_LV_173-6_1_3_node_236 | 0.4 | n |  | TRUE
106 | bus_LV_173-6_1_3_node_237 | 0.4 | n |  | TRUE
107 | bus_LV_173-6_1_3_node_269 | 0.4 | n |  | TRUE
108 | bus_LV_173-6_1_3_node_252 | 0.4 | n |  | TRUE
109 | bus_LV_173-6_1_3_node_238 | 0.4 | n |  | TRUE
110 | bus_LV_173-6_1_3_node_239 | 0.4 | n |  | TRUE
111 | bus_LV_173-6_1_3_node_240 | 0.4 | n |  | TRUE
112 | bus_LV_173-6_1_3_node_246 | 0.4 | n |  | TRUE
113 | bus_LV_173-6_1_3_node_248 | 0.4 | n |  | TRUE
114 | bus_LV_173-6_1_3_node_249 | 0.4 | n |  | TRUE
115 | bus_LV_173-6_1_3_node_250 | 0.4 | n |  | TRUE
116 | bus_LV_173-6_1_3_node_254 | 0.4 | n |  | TRUE
117 | bus_LV_173-6_1_3_node_255 | 0.4 | n |  | TRUE
118 | bus_LV_173-6_1_3_node_256 | 0.4 | n |  | TRUE
119 | bus_LV_173-6_1_3_node_259 | 0.4 | n |  | TRUE
120 | bus_LV_173-6_1_3_node_257 | 0.4 | n |  | TRUE
121 | bus_LV_173-6_1_3_node_258 | 0.4 | n |  | TRUE
122 | bus_LV_173-6_1_3_node_260 | 0.4 | n |  | TRUE
123 | bus_LV_173-6_1_3_node_262 | 0.4 | n |  | TRUE
124 | bus_LV_173-6_1_3_node_265 | 0.4 | n |  | TRUE
125 | bus_LV_173-6_1_3_node_266 | 0.4 | n |  | TRUE
126 | bus_LV_173-6_1_3_node_267 | 0.4 | n |  | TRUE
127 | bus_MV_7_1_node_71 | 20 | n |  | TRUE

## load
| name | bus | p_mw | q_mvar | const_z_percent | const_i_percent | sn_mva | scaling | in_service | type
0 | LV_173-6_1_3_load_214 | 1 | 0.00050717 | 0.00012711 | 0 | 0 |  | 1 | TRUE | wye
1 | LV_173-6_1_3_load_220 | 4 | 0.0062764 | 0.001573 | 0 | 0 |  | 1 | TRUE | wye
2 | LV_173-6_1_3_load_268 | 5 | 0.00037333 | 9.3566e-05 | 0 | 0 |  | 1 | TRUE | wye
3 | LV_173-6_1_3_load_180 | 7 | 0.0036855 | 0.00092368 | 0 | 0 |  | 1 | TRUE | wye
4 | LV_173-6_1_3_load_96 | 11 | 0.00053851 | 0.00013496 | 0 | 0 |  | 1 | TRUE | wye
5 | LV_173-6_1_3_load_181 | 12 | 0.0024924 | 0.00062465 | 0 | 0 |  | 1 | TRUE | wye
6 | LV_173-6_1_3_load_95 | 13 | 0.0034933 | 0.00087549 | 0 | 0 |  | 1 | TRUE | wye
7 | LV_173-6_1_3_load_97 | 14 | 0.0033778 | 0.00084657 | 0 | 0 |  | 1 | TRUE | wye
8 | LV_173-6_1_3_load_161 | 17 | 0.00015874 | 3.9784e-05 | 0 | 0 |  | 1 | TRUE | wye
9 | LV_173-6_1_3_load_205 | 19 | 0.0015758 | 0.00039493 | 0 | 0 |  | 1 | TRUE | wye
10 | LV_173-6_1_3_load_243 | 21 | 0.0075194 | 0.0018845 | 0 | 0 |  | 1 | TRUE | wye
11 | LV_173-6_1_3_load_245 | 22 | 0.0066538 | 0.0016676 | 0 | 0 |  | 1 | TRUE | wye
12 | LV_173-6_1_3_load_244 | 23 | 0.0066538 | 0.0016676 | 0 | 0 |  | 1 | TRUE | wye
13 | LV_173-6_1_3_load_153 | 24 | 0.00056344 | 0.00014121 | 0 | 0 |  | 1 | TRUE | wye
14 | LV_173-6_1_3_load_155 | 26 | 0.0011056 | 0.00027708 | 0 | 0 |  | 1 | TRUE | wye
15 | LV_173-6_1_3_load_156 | 27 | 0.00054558 | 0.00013673 | 0 | 0 |  | 1 | TRUE | wye
16 | LV_173-6_1_3_load_157 | 28 | 0.00039255 | 9.8382e-05 | 0 | 0 |  | 1 | TRUE | wye
17 | LV_173-6_1_3_load_166 | 29 | 0.00035631 | 8.93e-05 | 0 | 0 |  | 1 | TRUE | wye
18 | LV_173-6_1_3_load_158 | 30 | 0.00037451 | 9.3862e-05 | 0 | 0 |  | 1 | TRUE | wye
19 | LV_173-6_1_3_load_159 | 31 | 0.00036781 | 9.2182e-05 | 0 | 0 |  | 1 | TRUE | wye
20 | LV_173-6_1_3_load_160 | 32 | 0.00019406 | 4.8636e-05 | 0 | 0 |  | 1 | TRUE | wye
21 | LV_173-6_1_3_load_162 | 33 | 0.00030219 | 7.5737e-05 | 0 | 0 |  | 1 | TRUE | wye
22 | LV_173-6_1_3_load_163 | 34 | 0.0010124 | 0.00025373 | 0 | 0 |  | 1 | TRUE | wye
23 | LV_173-6_1_3_load_167 | 37 | 0.01557 | 0.0039021 | 0 | 0 |  | 1 | TRUE | wye
24 | LV_173-6_1_3_load_168 | 38 | 0.00073394 | 0.00018394 | 0 | 0 |  | 1 | TRUE | wye
25 | LV_173-6_1_3_load_171 | 41 | 0.0021003 | 0.0005264 | 0 | 0 |  | 1 | TRUE | wye
26 | LV_173-6_1_3_load_174 | 44 | 0.0049148 | 0.0012318 | 0 | 0 |  | 1 | TRUE | wye
27 | LV_173-6_1_3_load_175 | 45 | 0.0015609 | 0.00039119 | 0 | 0 |  | 1 | TRUE | wye
28 | LV_173-6_1_3_load_176 | 46 | 0.0012056 | 0.00030215 | 0 | 0 |  | 1 | TRUE | wye
29 | LV_173-6_1_3_load_217 | 47 | 0.0017553 | 0.00043992 | 0 | 0 |  | 1 | TRUE | wye
30 | LV_173-6_1_3_load_247 | 49 | 0.00244 | 0.00061152 | 0 | 0 |  | 1 | TRUE | wye
31 | LV_173-6_1_3_load_177 | 51 | 0.0021095 | 0.00052868 | 0 | 0 |  | 1 | TRUE | wye
32 | LV_173-6_1_3_load_178 | 52 | 0.0011813 | 0.00029607 | 0 | 0 |  | 1 | TRUE | wye
33 | LV_173-6_1_3_load_179 | 53 | 0.0016664 | 0.00041764 | 0 | 0 |  | 1 | TRUE | wye
34 | LV_173-6_1_3_load_182 | 54 | 0.0016729 | 0.00041928 | 0 | 0 |  | 1 | TRUE | wye
35 | LV_173-6_1_3_load_183 | 55 | 0.0021749 | 0.00054509 | 0 | 0 |  | 1 | TRUE | wye
36 | LV_173-6_1_3_load_185 | 57 | 0.002174 | 0.00054486 | 0 | 0 |  | 1 | TRUE | wye
37 | LV_173-6_1_3_load_188 | 60 | 0.0022306 | 0.00055903 | 0 | 0 |  | 1 | TRUE | wye
38 | LV_173-6_1_3_load_191 | 62 | 0.00088169 | 0.00022097 | 0 | 0 |  | 1 | TRUE | wye
39 | LV_173-6_1_3_load_192 | 63 | 0.0016831 | 0.00042182 | 0 | 0 |  | 1 | TRUE | wye
40 | LV_173-6_1_3_load_230 | 65 | 0.0021095 | 0.0005287 | 0 | 0 |  | 1 | TRUE | wye
41 | LV_173-6_1_3_load_190 | 66 | 0.0011843 | 0.00029681 | 0 | 0 |  | 1 | TRUE | wye
42 | LV_173-6_1_3_load_241 | 67 | 0.0014449 | 0.00036213 | 0 | 0 |  | 1 | TRUE | wye
43 | LV_173-6_1_3_load_204 | 68 | 0.0008802 | 0.0002206 | 0 | 0 |  | 1 | TRUE | wye
44 | LV_173-6_1_3_load_201 | 69 | 0.00088119 | 0.00022085 | 0 | 0 |  | 1 | TRUE | wye
45 | LV_173-6_1_3_load_193 | 70 | 0.0014211 | 0.00035617 | 0 | 0 |  | 1 | TRUE | wye
46 | LV_173-6_1_3_load_194 | 71 | 0.0015035 | 0.00037682 | 0 | 0 |  | 1 | TRUE | wye
47 | LV_173-6_1_3_load_200 | 74 | 0.00022724 | 5.6951e-05 | 0 | 0 |  | 1 | TRUE | wye
48 | LV_173-6_1_3_load_261 | 76 | 0.00024727 | 6.1972e-05 | 0 | 0 |  | 1 | TRUE | wye
49 | LV_173-6_1_3_load_210 | 77 | 0.0026 | 0.00065163 | 0 | 0 |  | 1 | TRUE | wye
50 | LV_173-6_1_3_load_202 | 78 | 0.00088005 | 0.00022056 | 0 | 0 |  | 1 | TRUE | wye
51 | LV_173-6_1_3_load_203 | 79 | 0.00087634 | 0.00021963 | 0 | 0 |  | 1 | TRUE | wye
52 | LV_173-6_1_3_load_263 | 80 | 0.00088214 | 0.00022109 | 0 | 0 |  | 1 | TRUE | wye
53 | LV_173-6_1_3_load_264 | 81 | 0.00087656 | 0.00021969 | 0 | 0 |  | 1 | TRUE | wye
54 | LV_173-6_1_3_load_206 | 82 | 0.0018765 | 0.00047029 | 0 | 0 |  | 1 | TRUE | wye
55 | LV_173-6_1_3_load_209 | 84 | 0.00084225 | 0.00021109 | 0 | 0 |  | 1 | TRUE | wye
56 | LV_173-6_1_3_load_251 | 85 | 0.0013525 | 0.00033896 | 0 | 0 |  | 1 | TRUE | wye
57 | LV_173-6_1_3_load_213 | 88 | 0.0050837 | 0.0012741 | 0 | 0 |  | 1 | TRUE | wye
58 | LV_173-6_1_3_load_215 | 89 | 0.001341 | 0.00033609 | 0 | 0 |  | 1 | TRUE | wye
59 | LV_173-6_1_3_load_216 | 90 | 0.0078548 | 0.0019686 | 0 | 0 |  | 1 | TRUE | wye
60 | LV_173-6_1_3_load_221 | 93 | 0.00020463 | 5.1286e-05 | 0 | 0 |  | 1 | TRUE | wye
61 | LV_173-6_1_3_load_232 | 94 | 0.00048504 | 0.00012156 | 0 | 0 |  | 1 | TRUE | wye
62 | LV_173-6_1_3_load_223 | 95 | 0.0015982 | 0.00040053 | 0 | 0 |  | 1 | TRUE | wye
63 | LV_173-6_1_3_load_224 | 96 | 0.0023197 | 0.00058136 | 0 | 0 |  | 1 | TRUE | wye
64 | LV_173-6_1_3_load_226 | 98 | 0.00096263 | 0.00024126 | 0 | 0 |  | 1 | TRUE | wye
65 | LV_173-6_1_3_load_227 | 99 | 0.0011493 | 0.00028804 | 0 | 0 |  | 1 | TRUE | wye
66 | LV_173-6_1_3_load_228 | 100 | 0.0015963 | 0.00040007 | 0 | 0 |  | 1 | TRUE | wye
67 | LV_173-6_1_3_load_229 | 101 | 0.0012124 | 0.00030385 | 0 | 0 |  | 1 | TRUE | wye
68 | LV_173-6_1_3_load_253 | 103 | 0.0016662 | 0.00041759 | 0 | 0 |  | 1 | TRUE | wye
69 | LV_173-6_1_3_load_233 | 104 | 0.0013102 | 0.00032836 | 0 | 0 |  | 1 | TRUE | wye
70 | LV_173-6_1_3_load_236 | 105 | 0.0057071 | 0.0014303 | 0 | 0 |  | 1 | TRUE | wye
71 | LV_173-6_1_3_load_269 | 107 | 0.0023133 | 0.00057976 | 0 | 0 |  | 1 | TRUE | wye
72 | LV_173-6_1_3_load_252 | 108 | 0.0024479 | 0.0006135 | 0 | 0 |  | 1 | TRUE | wye
73 | LV_173-6_1_3_load_238 | 109 | 0.0012774 | 0.00032015 | 0 | 0 |  | 1 | TRUE | wye
74 | LV_173-6_1_3_load_239 | 110 | 0.0020474 | 0.00051313 | 0 | 0 |  | 1 | TRUE | wye
75 | LV_173-6_1_3_load_246 | 112 | 0.0051093 | 0.0012805 | 0 | 0 |  | 1 | TRUE | wye
76 | LV_173-6_1_3_load_248 | 113 | 0.00071702 | 0.0001797 | 0 | 0 |  | 1 | TRUE | wye
77 | LV_173-6_1_3_load_249 | 114 | 0.0011992 | 0.00030055 | 0 | 0 |  | 1 | TRUE | wye
78 | LV_173-6_1_3_load_250 | 115 | 0.0011914 | 0.00029859 | 0 | 0 |  | 1 | TRUE | wye
79 | LV_173-6_1_3_load_254 | 116 | 0.0038287 | 0.00095956 | 0 | 0 |  | 1 | TRUE | wye
80 | LV_173-6_1_3_load_255 | 117 | 0.0011318 | 0.00028365 | 0 | 0 |  | 1 | TRUE | wye
81 | LV_173-6_1_3_load_259 | 119 | 0.0015615 | 0.00039134 | 0 | 0 |  | 1 | TRUE | wye
82 | LV_173-6_1_3_load_257 | 120 | 0.0030917 | 0.00077486 | 0 | 0 |  | 1 | TRUE | wye
83 | LV_173-6_1_3_load_258 | 121 | 0.0024463 | 0.00061309 | 0 | 0 |  | 1 | TRUE | wye
84 | LV_173-6_1_3_load_260 | 122 | 0.003421 | 0.00085738 | 0 | 0 |  | 1 | TRUE | wye
85 | LV_173-6_1_3_load_262 | 123 | 0.00022916 | 5.7433e-05 | 0 | 0 |  | 1 | TRUE | wye
86 | LV_173-6_1_3_load_265 | 124 | 0.00092966 | 0.000233 | 0 | 0 |  | 1 | TRUE | wye
87 | LV_173-6_1_3_load_266 | 125 | 0.00088037 | 0.00022064 | 0 | 0 |  | 1 | TRUE | wye
88 | LV_173-6_1_3_load_267 | 126 | 0.00087627 | 0.00021961 | 0 | 0 |  | 1 | TRUE | wye

## ext_grid
| name | bus | vm_pu | va_degree | slack_weight | in_service
0 |  | 63 | 1 | 0 | 1 | TRUE

## line
| name | std_type | from_bus | to_bus | length_km | r_ohm_per_km | x_ohm_per_km | c_nf_per_km | g_us_per_km | max_i_ka | df | parallel | type | in_service
0 | LV_173-6_1_3_line_0 |  | 0 | 1 | 0.0073201 | 0.125 | 0.08 | 261 | 0 | 0.364 | 1 | 1 | cs | TRUE
1 | LV_173-6_1_3_line_1 |  | 0 | 2 | 0.28188 | 0.125 | 0.08 | 261 | 0 | 0.364 | 1 | 1 | cs | TRUE
2 | LV_173-6_1_3_line_2 |  | 0 | 3 | 0.10667 | 0.125 | 0.08 | 261 | 0 | 0.364 | 1 | 1 | cs | TRUE
3 | LV_173-6_1_3_line_3 |  | 2 | 4 | 0.021588 | 0.125 | 0.08 | 261 | 0 | 0.364 | 1 | 1 | cs | TRUE
4 | LV_173-6_1_3_line_4 |  | 2 | 5 | 0.052548 | 0.125 | 0.08 | 261 | 0 | 0.364 | 1 | 1 | cs | TRUE
5 | LV_173-6_1_3_line_5 |  | 3 | 77 | 0.02265 | 0.125 | 0.08 | 261 | 0 | 0.364 | 1 | 1 | cs | TRUE
6 | LV_173-6_1_3_line_6 |  | 3 | 72 | 0.022295 | 0.125 | 0.08 | 261 | 0 | 0.364 | 1 | 1 | cs | TRUE
7 | LV_173-6_1_3_line_7 |  | 4 | 92 | 0.068125 | 0.125 | 0.08 | 261 | 0 | 0.364 | 1 | 1 | cs | TRUE
8 | LV_173-6_1_3_line_8 |  | 6 | 7 | 0.034228 | 0.125 | 0.08 | 261 | 0 | 0.364 | 1 | 1 | cs | TRUE
9 | LV_173-6_1_3_line_9 |  | 6 | 8 | 0.050131 | 0.125 | 0.08 | 261 | 0 | 0.364 | 1 | 1 | cs | TRUE
10 | LV_173-6_1_3_line_10 |  | 7 | 52 | 0.040209 | 0.125 | 0.08 | 261 | 0 | 0.364 | 1 | 1 | cs | TRUE
11 | LV_173-6_1_3_line_11 |  | 8 | 105 | 0.015295 | 0.125 | 0.08 | 261 | 0 | 0.364 | 1 | 1 | cs | TRUE
12 | LV_173-6_1_3_line_12 |  | 8 | 64 | 0.028708 | 0.125 | 0.08 | 261 | 0 | 0.364 | 1 | 1 | cs | TRUE
13 | LV_173-6_1_3_line_13 |  | 9 | 10 | 0.3261 | 0.125 | 0.08 | 261 | 0 | 0.364 | 1 | 1 | cs | TRUE
14 | LV_173-6_1_3_line_14 |  | 9 | 11 | 0.16202 | 0.125 | 0.08 | 261 | 0 | 0.364 | 1 | 1 | cs | TRUE
15 | LV_173-6_1_3_line_15 |  | 10 | 12 | 0.042556 | 0.125 | 0.08 | 261 | 0 | 0.364 | 1 | 1 | cs | TRUE
16 | LV_173-6_1_3_line_16 |  | 11 | 13 | 0.012915 | 0.125 | 0.08 | 261 | 0 | 0.364 | 1 | 1 | cs | TRUE
17 | LV_173-6_1_3_line_17 |  | 12 | 53 | 0.031546 | 0.125 | 0.08 | 261 | 0 | 0.364 | 1 | 1 | cs | TRUE
18 | LV_173-6_1_3_line_18 |  | 13 | 14 | 0.045365 | 0.125 | 0.08 | 261 | 0 | 0.364 | 1 | 1 | cs | TRUE
19 | LV_173-6_1_3_line_19 |  | 15 | 16 | 0.41444 | 0.125 | 0.08 | 261 | 0 | 0.364 | 1 | 1 | cs | TRUE
20 | LV_173-6_1_3_line_20 |  | 15 | 17 | 0.41721 | 0.125 | 0.08 | 261 | 0 | 0.364 | 1 | 1 | cs | TRUE
21 | LV_173-6_1_3_line_21 |  | 16 | 18 | 0.041062 | 0.125 | 0.08 | 261 | 0 | 0.364 | 1 | 1 | cs | TRUE
22 | LV_173-6_1_3_line_22 |  | 16 | 19 | 0.0487 | 0.125 | 0.08 | 261 | 0 | 0.364 | 1 | 1 | cs | TRUE
23 | LV_173-6_1_3_line_23 |  | 17 | 31 | 0.0075331 | 0.125 | 0.08 | 261 | 0 | 0.364 | 1 | 1 | cs | TRUE
24 | LV_173-6_1_3_line_24 |  | 18 | 20 | 0.011444 | 0.125 | 0.08 | 261 | 0 | 0.364 | 1 | 1 | cs | TRUE
25 | LV_173-6_1_3_line_25 |  | 18 | 21 | 0.030363 | 0.125 | 0.08 | 261 | 0 | 0.364 | 1 | 1 | cs | TRUE
26 | LV_173-6_1_3_line_26 |  | 20 | 22 | 0.024305 | 0.125 | 0.08 | 261 | 0 | 0.364 | 1 | 1 | cs | TRUE
27 | LV_173-6_1_3_line_27 |  | 20 | 23 | 0.042225 | 0.125 | 0.08 | 261 | 0 | 0.364 | 1 | 1 | cs | TRUE
28 | LV_173-6_1_3_line_28 |  | 21 | 111 | 0.0045845 | 0.125 | 0.08 | 261 | 0 | 0.364 | 1 | 1 | cs | TRUE
29 | LV_173-6_1_3_line_29 |  | 22 | 112 | 0.060712 | 0.125 | 0.08 | 261 | 0 | 0.364 | 1 | 1 | cs | TRUE
30 | LV_173-6_1_3_line_30 |  | 24 | 25 | 0.0057091 | 0.125 | 0.08 | 261 | 0 | 0.364 | 1 | 1 | cs | TRUE
31 | LV_173-6_1_3_line_31 |  | 25 | 26 | 0.052402 | 0.125 | 0.08 | 261 | 0 | 0.364 | 1 | 1 | cs | TRUE
32 | LV_173-6_1_3_line_32 |  | 25 | 27 | 0.028928 | 0.125 | 0.08 | 261 | 0 | 0.364 | 1 | 1 | cs | TRUE
33 | LV_173-6_1_3_line_33 |  | 27 | 28 | 0.011049 | 0.125 | 0.08 | 261 | 0 | 0.364 | 1 | 1 | cs | TRUE
34 | LV_173-6_1_3_line_34 |  | 28 | 29 | 0.032141 | 0.125 | 0.08 | 261 | 0 | 0.364 | 1 | 1 | cs | TRUE
35 | LV_173-6_1_3_line_35 |  | 29 | 36 | 0.014804 | 0.125 | 0.08 | 261 | 0 | 0.364 | 1 | 1 | cs | TRUE
36 | LV_173-6_1_3_line_36 |  | 30 | 31 | 0.0093047 | 0.125 | 0.08 | 261 | 0 | 0.364 | 1 | 1 | cs | TRUE
37 | LV_173-6_1_3_line_37 |  | 30 | 32 | 0.0071283 | 0.125 | 0.08 | 261 | 0 | 0.364 | 1 | 1 | cs | TRUE
38 | LV_173-6_1_3_line_38 |  | 32 | 33 | 0.0061686 | 0.125 | 0.08 | 261 | 0 | 0.364 | 1 | 1 | cs | TRUE
39 | LV_173-6_1_3_line_39 |  | 33 | 34 | 0.017207 | 0.125 | 0.08 | 261 | 0 | 0.364 | 1 | 1 | cs | TRUE
40 | LV_173-6_1_3_line_40 |  | 34 | 35 | 0.0034057 | 0.125 | 0.08 | 261 | 0 | 0.364 | 1 | 1 | cs | TRUE
41 | LV_173-6_1_3_line_41 |  | 35 | 36 | 0.012152 | 0.125 | 0.08 | 261 | 0 | 0.364 | 1 | 1 | cs | TRUE
42 | LV_173-6_1_3_line_42 |  | 37 | 38 | 0.0136 | 0.125 | 0.08 | 261 | 0 | 0.364 | 1 | 1 | cs | TRUE
43 | LV_173-6_1_3_line_43 |  | 37 | 39 | 0.0088737 | 0.125 | 0.08 | 261 | 0 | 0.364 | 1 | 1 | cs | TRUE
44 | LV_173-6_1_3_line_44 |  | 38 | 40 | 0.011734 | 0.125 | 0.08 | 261 | 0 | 0.364 | 1 | 1 | cs | TRUE
45 | LV_173-6_1_3_line_45 |  | 39 | 41 | 0.0089835 | 0.125 | 0.08 | 261 | 0 | 0.364 | 1 | 1 | cs | TRUE
46 | LV_173-6_1_3_line_46 |  | 39 | 42 | 0.011681 | 0.125 | 0.08 | 261 | 0 | 0.364 | 1 | 1 | cs | TRUE
47 | LV_173-6_1_3_line_47 |  | 40 | 43 | 0.037222 | 0.125 | 0.08 | 261 | 0 | 0.364 | 1 | 1 | cs | TRUE
48 | LV_173-6_1_3_line_48 |  | 41 | 44 | 0.022155 | 0.125 | 0.08 | 261 | 0 | 0.364 | 1 | 1 | cs | TRUE
49 | LV_173-6_1_3_line_49 |  | 42 | 45 | 0.0077221 | 0.125 | 0.08 | 261 | 0 | 0.364 | 1 | 1 | cs | TRUE
50 | LV_173-6_1_3_line_50 |  | 42 | 46 | 0.017716 | 0.125 | 0.08 | 261 | 0 | 0.364 | 1 | 1 | cs | TRUE
51 | LV_173-6_1_3_line_51 |  | 43 | 47 | 0.024036 | 0.125 | 0.08 | 261 | 0 | 0.364 | 1 | 1 | cs | TRUE
52 | LV_173-6_1_3_line_52 |  | 43 | 48 | 0.012828 | 0.125 | 0.08 | 261 | 0 | 0.364 | 1 | 1 | cs | TRUE
53 | LV_173-6_1_3_line_53 |  | 45 | 49 | 0.013098 | 0.125 | 0.08 | 261 | 0 | 0.364 | 1 | 1 | cs | TRUE
54 | LV_173-6_1_3_line_54 |  | 46 | 50 | 0.0087185 | 0.125 | 0.08 | 261 | 0 | 0.364 | 1 | 1 | cs | TRUE
55 | LV_173-6_1_3_line_55 |  | 48 | 84 | 0.026101 | 0.125 | 0.08 | 261 | 0 | 0.364 | 1 | 1 | cs | TRUE
56 | LV_173-6_1_3_line_56 |  | 48 | 83 | 0.03495 | 0.125 | 0.08 | 261 | 0 | 0.364 | 1 | 1 | cs | TRUE
57 | LV_173-6_1_3_line_57 |  | 49 | 101 | 0.0099504 | 0.125 | 0.08 | 261 | 0 | 0.364 | 1 | 1 | cs | TRUE
58 | LV_173-6_1_3_line_58 |  | 50 | 111 | 0.003913 | 0.125 | 0.08 | 261 | 0 | 0.364 | 1 | 1 | cs | TRUE
59 | LV_173-6_1_3_line_59 |  | 51 | 52 | 0.033081 | 0.125 | 0.08 | 261 | 0 | 0.364 | 1 | 1 | cs | TRUE
60 | LV_173-6_1_3_line_60 |  | 51 | 53 | 0.012334 | 0.125 | 0.08 | 261 | 0 | 0.364 | 1 | 1 | cs | TRUE
61 | LV_173-6_1_3_line_61 |  | 54 | 55 | 0.0078559 | 0.125 | 0.08 | 261 | 0 | 0.364 | 1 | 1 | cs | TRUE
62 | LV_173-6_1_3_line_62 |  | 54 | 56 | 0.017595 | 0.125 | 0.08 | 261 | 0 | 0.364 | 1 | 1 | cs | TRUE
63 | LV_173-6_1_3_line_63 |  | 55 | 57 | 0.0079143 | 0.125 | 0.08 | 261 | 0 | 0.364 | 1 | 1 | cs | TRUE
64 | LV_173-6_1_3_line_64 |  | 56 | 58 | 0.031058 | 0.125 | 0.08 | 261 | 0 | 0.364 | 1 | 1 | cs | TRUE
65 | LV_173-6_1_3_line_65 |  | 56 | 59 | 0.005736 | 0.125 | 0.08 | 261 | 0 | 0.364 | 1 | 2 | cs | TRUE
66 | LV_173-6_1_3_line_66 |  | 57 | 60 | 0.0079152 | 0.125 | 0.08 | 261 | 0 | 0.364 | 1 | 1 | cs | TRUE
67 | LV_173-6_1_3_line_67 |  | 58 | 61 | 0.00537 | 0.125 | 0.08 | 261 | 0 | 0.364 | 1 | 1 | cs | TRUE
68 | LV_173-6_1_3_line_68 |  | 59 | 62 | 0.017673 | 0.125 | 0.08 | 261 | 0 | 0.364 | 1 | 1 | cs | TRUE
69 | LV_173-6_1_3_line_69 |  | 59 | 63 | 0.0015456 | 0.125 | 0.08 | 261 | 0 | 0.364 | 1 | 2 | cs | TRUE
70 | LV_173-6_1_3_line_70 |  | 60 | 64 | 0.012164 | 0.125 | 0.08 | 261 | 0 | 0.364 | 1 | 1 | cs | TRUE
71 | LV_173-6_1_3_line_71 |  | 61 | 65 | 0.012814 | 0.125 | 0.08 | 261 | 0 | 0.364 | 1 | 1 | cs | TRUE
72 | LV_173-6_1_3_line_72 |  | 62 | 68 | 0.0063656 | 0.125 | 0.08 | 261 | 0 | 0.364 | 1 | 1 | cs | TRUE
73 | LV_173-6_1_3_line_73 |  | 63 | 69 | 0.019983 | 0.125 | 0.08 | 261 | 0 | 0.364 | 1 | 1 | cs | TRUE
74 | LV_173-6_1_3_line_74 |  | 64 | 91 | 0.021175 | 0.125 | 0.08 | 261 | 0 | 0.364 | 1 | 1 | cs | TRUE
75 | LV_173-6_1_3_line_75 |  | 65 | 99 | 0.0018295 | 0.125 | 0.08 | 261 | 0 | 0.364 | 1 | 1 | cs | TRUE
76 | LV_173-6_1_3_line_76 |  | 66 | 67 | 0.0088396 | 0.125 | 0.08 | 261 | 0 | 0.364 | 1 | 1 | cs | TRUE
77 | LV_173-6_1_3_line_77 |  | 67 | 110 | 0.013939 | 0.125 | 0.08 | 261 | 0 | 0.364 | 1 | 1 | cs | TRUE
78 | LV_173-6_1_3_line_78 |  | 68 | 81 | 0.0057686 | 0.125 | 0.08 | 261 | 0 | 0.364 | 1 | 1 | cs | TRUE
79 | LV_173-6_1_3_line_79 |  | 69 | 78 | 0.005754 | 0.125 | 0.08 | 261 | 0 | 0.364 | 1 | 1 | cs | TRUE
80 | LV_173-6_1_3_line_80 |  | 70 | 71 | 0.0068704 | 0.125 | 0.08 | 261 | 0 | 0.364 | 1 | 1 | cs | TRUE
81 | LV_173-6_1_3_line_81 |  | 70 | 72 | 0.0070403 | 0.125 | 0.08 | 261 | 0 | 0.364 | 1 | 1 | cs | TRUE
82 | LV_173-6_1_3_line_82 |  | 71 | 73 | 0.0057835 | 0.125 | 0.08 | 261 | 0 | 0.364 | 1 | 1 | cs | TRUE
83 | LV_173-6_1_3_line_83 |  | 73 | 74 | 0.0056371 | 0.125 | 0.08 | 261 | 0 | 0.364 | 1 | 1 | cs | TRUE
84 | LV_173-6_1_3_line_84 |  | 74 | 75 | 0.0021133 | 0.125 | 0.08 | 261 | 0 | 0.364 | 1 | 1 | cs | TRUE
85 | LV_173-6_1_3_line_85 |  | 75 | 76 | 0.0034699 | 0.125 | 0.08 | 261 | 0 | 0.364 | 1 | 1 | cs | TRUE
86 | LV_173-6_1_3_line_86 |  | 76 | 123 | 0.01079 | 0.125 | 0.08 | 261 | 0 | 0.364 | 1 | 1 | cs | TRUE
87 | LV_173-6_1_3_line_87 |  | 77 | 86 | 0.0055098 | 0.125 | 0.08 | 261 | 0 | 0.364 | 1 | 1 | cs | TRUE
88 | LV_173-6_1_3_line_88 |  | 78 | 79 | 0.0032082 | 0.125 | 0.08 | 261 | 0 | 0.364 | 1 | 1 | cs | TRUE
89 | LV_173-6_1_3_line_89 |  | 79 | 80 | 0.016692 | 0.125 | 0.08 | 261 | 0 | 0.364 | 1 | 1 | cs | TRUE
90 | LV_173-6_1_3_line_90 |  | 80 | 125 | 0.006366 | 0.125 | 0.08 | 261 | 0 | 0.364 | 1 | 1 | cs | TRUE
91 | LV_173-6_1_3_line_91 |  | 82 | 83 | 0.013225 | 0.125 | 0.08 | 261 | 0 | 0.364 | 1 | 1 | cs | TRUE
92 | LV_173-6_1_3_line_92 |  | 84 | 85 | 0.017472 | 0.125 | 0.08 | 261 | 0 | 0.364 | 1 | 1 | cs | TRUE
93 | LV_173-6_1_3_line_93 |  | 85 | 115 | 0.0094151 | 0.125 | 0.08 | 261 | 0 | 0.364 | 1 | 1 | cs | TRUE
94 | LV_173-6_1_3_line_94 |  | 86 | 87 | 0.017669 | 0.125 | 0.08 | 261 | 0 | 0.364 | 1 | 1 | cs | TRUE
95 | LV_173-6_1_3_line_95 |  | 86 | 88 | 0.016134 | 0.125 | 0.08 | 261 | 0 | 0.364 | 1 | 1 | cs | TRUE
96 | LV_173-6_1_3_line_96 |  | 87 | 89 | 0.0049574 | 0.125 | 0.08 | 261 | 0 | 0.364 | 1 | 1 | cs | TRUE
97 | LV_173-6_1_3_line_97 |  | 88 | 90 | 0.018833 | 0.125 | 0.08 | 261 | 0 | 0.364 | 1 | 1 | cs | TRUE
98 | LV_173-6_1_3_line_98 |  | 89 | 91 | 0.0021867 | 0.125 | 0.08 | 261 | 0 | 0.364 | 1 | 1 | cs | TRUE
99 | LV_173-6_1_3_line_99 |  | 91 | 106 | 0.013998 | 0.125 | 0.08 | 261 | 0 | 0.364 | 1 | 1 | cs | TRUE
100 | LV_173-6_1_3_line_100 |  | 92 | 93 | 0.033399 | 0.125 | 0.08 | 261 | 0 | 0.364 | 1 | 1 | cs | TRUE
101 | LV_173-6_1_3_line_101 |  | 93 | 94 | 0.016665 | 0.125 | 0.08 | 261 | 0 | 0.364 | 1 | 1 | cs | TRUE
102 | LV_173-6_1_3_line_102 |  | 94 | 104 | 0.01283 | 0.125 | 0.08 | 261 | 0 | 0.364 | 1 | 1 | cs | TRUE
103 | LV_173-6_1_3_line_103 |  | 95 | 96 | 0.0034284 | 0.125 | 0.08 | 261 | 0 | 0.364 | 1 | 1 | cs | TRUE
104 | LV_173-6_1_3_line_104 |  | 95 | 97 | 0.012022 | 0.125 | 0.08 | 261 | 0 | 0.364 | 1 | 1 | cs | TRUE
105 | LV_173-6_1_3_line_105 |  | 96 | 98 | 0.0065399 | 0.125 | 0.08 | 261 | 0 | 0.364 | 1 | 1 | cs | TRUE
106 | LV_173-6_1_3_line_106 |  | 97 | 99 | 0.010601 | 0.125 | 0.08 | 261 | 0 | 0.364 | 1 | 1 | cs | TRUE
107 | LV_173-6_1_3_line_107 |  | 97 | 100 | 0.0054967 | 0.125 | 0.08 | 261 | 0 | 0.364 | 1 | 1 | cs | TRUE
108 | LV_173-6_1_3_line_108 |  | 98 | 101 | 0.0069403 | 0.125 | 0.08 | 261 | 0 | 0.364 | 1 | 1 | cs | TRUE
109 | LV_173-6_1_3_line_109 |  | 100 | 102 | 0.0051286 | 0.125 | 0.08 | 261 | 0 | 0.364 | 1 | 1 | cs | TRUE
110 | LV_173-6_1_3_line_110 |  | 102 | 103 | 0.0029108 | 0.125 | 0.08 | 261 | 0 | 0.364 | 1 | 1 | cs | TRUE
111 | LV_173-6_1_3_line_111 |  | 103 | 116 | 0.0086046 | 0.125 | 0.08 | 261 | 0 | 0.364 | 1 | 1 | cs | TRUE
112 | LV_173-6_1_3_line_112 |  | 105 | 107 | 0.013172 | 0.125 | 0.08 | 261 | 0 | 0.364 | 1 | 1 | cs | TRUE
113 | LV_173-6_1_3_line_113 |  | 106 | 108 | 0.0288 | 0.125 | 0.08 | 261 | 0 | 0.364 | 1 | 1 | cs | TRUE
114 | LV_173-6_1_3_line_114 |  | 109 | 110 | 0.0019968 | 0.125 | 0.08 | 261 | 0 | 0.364 | 1 | 1 | cs | TRUE
115 | LV_173-6_1_3_line_115 |  | 109 | 111 | 0.016094 | 0.125 | 0.08 | 261 | 0 | 0.364 | 1 | 1 | cs | TRUE
116 | LV_173-6_1_3_line_116 |  | 113 | 114 | 0.0030555 | 0.125 | 0.08 | 261 | 0 | 0.364 | 1 | 1 | cs | TRUE
117 | LV_173-6_1_3_line_117 |  | 113 | 115 | 0.0078886 | 0.125 | 0.08 | 261 | 0 | 0.364 | 1 | 1 | cs | TRUE
118 | LV_173-6_1_3_line_118 |  | 116 | 117 | 0.0046638 | 0.125 | 0.08 | 261 | 0 | 0.364 | 1 | 1 | cs | TRUE
119 | LV_173-6_1_3_line_119 |  | 117 | 118 | 0.0028834 | 0.125 | 0.08 | 261 | 0 | 0.364 | 1 | 1 | cs | TRUE
120 | LV_173-6_1_3_line_120 |  | 118 | 119 | 0.0092971 | 0.125 | 0.08 | 261 | 0 | 0.364 | 1 | 1 | cs | TRUE
121 | LV_173-6_1_3_line_121 |  | 118 | 120 | 0.0047564 | 0.125 | 0.08 | 261 | 0 | 0.364 | 1 | 1 | cs | TRUE
122 | LV_173-6_1_3_line_122 |  | 119 | 122 | 0.004061 | 0.125 | 0.08 | 261 | 0 | 0.364 | 1 | 1 | cs | TRUE
123 | LV_173-6_1_3_line_123 |  | 120 | 121 | 0.0084445 | 0.125 | 0.08 | 261 | 0 | 0.364 | 1 | 1 | cs | TRUE
124 | LV_173-6_1_3_line_124 |  | 123 | 124 | 0.014646 | 0.125 | 0.08 | 261 | 0 | 0.364 | 1 | 1 | cs | TRUE
125 | LV_173-6_1_3_line_125 |  | 125 | 126 | 0.0028927 | 0.125 | 0.08 | 261 | 0 | 0.364 | 1 | 1 | cs | TRUE

## trafo
| name | std_type | hv_bus | lv_bus | sn_mva | vn_hv_kv | vn_lv_kv | vk_percent | vkr_percent | pfe_kw | i0_percent | shift_degree | tap_side | tap_neutral | tap_min | tap_max | tap_step_percent | tap_step_degree | tap_pos | tap_phase_shifter | parallel | df | in_service
0 | LV_173-6_1_3_trafo_192 | 0.63 MVA 20/0.4 kV | 127 | 63 | 0.63 | 20 | 0.4 | 6 | 1.206 | 1.65 | 0.2619 | 150 | hv | 0 | -2 | 2 | 2.5 | 0 | 0 | FALSE | 1 | 1 | TRUE

## line_geodata
| x0 | y0 | x1 | y1 | x2 | y2 | x3 | y3 | x4 | y4 | x5 | y5 | x6 | y6 | x7 | y7 | x8 | y8 | x9 | y9 | x10 | y10 | x11 | y11 | x12 | y12 | x13 | y13 | x14 | y14 | x15 | y15 | x16 | y16 | x17 | y17 | x18 | y18 | x19 | y19
0 | 2704169.6562 | 1248174.7566 | 2704176.9744 | 1248174.5879
1 | 2704169.6562 | 1248174.7566 | 2704171.1273 | 1248167.9882 | 2704207.1792 | 1248125.5324 | 2704216.4136 | 1248119.7234 | 2704225.7885 | 1248116.6636 | 2704236.1894 | 1248116.2572 | 2704244.5617 | 1248119.0955 | 2704256.271 | 1248128.4644 | 2704263.1621 | 1248131.3434 | 2704270.8727 | 1248132.2909 | 2704278.0034 | 1248129.7031 | 2704291.2407 | 1248119.639 | 2704297.4115 | 1248114.9439 | 2704306.3184 | 1248109.7297 | 2704314.4256 | 1248108.3157 | 2704325.945 | 1248109.1635 | 2704379.3025 | 1248121.6569 | 2704388.6149 | 1248130.2944 | 2704401.4175 | 1248144.9092
2 | 2704068.425 | 1248208.2611 | 2704142.3257 | 1248180.0251 | 2704169.6562 | 1248174.7566
3 | 2704401.4175 | 1248144.9092 | 2704415.6459 | 1248161.1445
4 | 2704401.4175 | 1248144.9092 | 2704391.4592 | 1248160.9243 | 2704384.0691 | 1248176.084 | 2704378.4862 | 1248178.2764 | 2704373.3565 | 1248176.1844 | 2704368.8987 | 1248173.3436
5 | 2704068.425 | 1248208.2611 | 2704047.3491 | 1248216.5579
6 | 2704068.425 | 1248208.2611 | 2704075.3295 | 1248223.272 | 2704080.2543 | 1248226.283
7 | 2704466.0054 | 1248205.873 | 2704459.8283 | 1248202.7839 | 2704449.2111 | 1248196.6142 | 2704439.7437 | 1248188.6411 | 2704415.6459 | 1248161.1445
8 | 2704017.8936 | 1248127.7439 | 2704016.3417 | 1248114.1725 | 2704014.3308 | 1248096.6234 | 2704013.4146 | 1248093.8673
9 | 2704017.8936 | 1248127.7439 | 2704018.5992 | 1248141.3337 | 2704018.156 | 1248155.3926 | 2704017.9129 | 1248162.7831 | 2704017.4221 | 1248177.8309
10 | 2703981.1947 | 1248074.5639 | 2703998.5963 | 1248079.4337 | 2704006.4613 | 1248082.3518 | 2704011.382 | 1248087.7535 | 2704013.4146 | 1248093.8673
11 | 2704017.4221 | 1248177.8309 | 2704002.1418 | 1248177.1623
12 | 2704017.4221 | 1248177.8309 | 2704016.8525 | 1248195.6461 | 2704017.4624 | 1248206.5099
13 | 2703761.8878 | 1247847.8922 | 2703762.4959 | 1247855.0085 | 2703758.3373 | 1247889.3073 | 2703751.3135 | 1247934.0977 | 2703751.7496 | 1247940.2546 | 2703756.9367 | 1247945.5607 | 2703817.5555 | 1247967.1277 | 2703874.6882 | 1247983.2855 | 2703887.4201 | 1247988.6684 | 2703898.9366 | 1247996.1539 | 2703912.3654 | 1248010.4672 | 2703879.7561 | 1248030.7119 | 2703866.9156 | 1248040.5837
14 | 2703761.8878 | 1247847.8922 | 2703803.5894 | 1247823.0803 | 2703821.8314 | 1247808.0322 | 2703837.1608 | 1247790.2198 | 2703863.2729 | 1247748.0994 | 2703873.4037 | 1247734.715
15 | 2703866.9156 | 1248040.5837 | 2703873.7835 | 1248044.7962 | 2703907.0348 | 1248053.9892
16 | 2703881.1984 | 1247724.4168 | 2703881.1984 | 1247724.4168 | 2703873.4037 | 1247734.715
17 | 2703907.0348 | 1248053.9892 | 2703937.4399 | 1248062.3953
18 | 2703915.6525 | 1247694.9995 | 2703900.7427 | 1247706.2115 | 2703881.1984 | 1247724.4168
19 | 2703504.0684 | 1248052.2813 | 2703537.9976 | 1248063.1823 | 2703567.6156 | 1248071.8064 | 2703580.8145 | 1248078.1308 | 2703591.1399 | 1248085.9285 | 2703624.6601 | 1248114.5813 | 2703641.4375 | 1248133.0892 | 2703656.7025 | 1248154.7176 | 2703670.1554 | 1248171.544 | 2703684.3966 | 1248186.4826 | 2703695.6648 | 1248194.7751 | 2703712.007 | 1248201.444 | 2703731.4259 | 1248204.0858 | 2703792.6575 | 1248204.3242 | 2703795.731 | 1248204.3669 | 2703803.838 | 1248204.6757 | 2703813.931 | 1248205.8756 | 2703862.6794 | 1248208.5426
20 | 2703504.0684 | 1248052.2813 | 2703468.1806 | 1248011.2225 | 2703449.3645 | 1247998.2394 | 2703440.0637 | 1247988.8475 | 2703432.6269 | 1247979.9886 | 2703427.443 | 1247963.2293 | 2703424.0657 | 1247944.2332 | 2703422.6264 | 1247927.1612 | 2703423.7308 | 1247912.7914 | 2703428.5854 | 1247899.5211 | 2703453.6429 | 1247861.3614 | 2703479.1549 | 1247821.4194 | 2703488.0385 | 1247811.0329 | 2703504.8377 | 1247799.8284 | 2703512.0691 | 1247792.3487 | 2703514.6809 | 1247782.9424 | 2703515.7973 | 1247759.688 | 2703531.0899 | 1247710.2158 | 2703530.2131 | 1247699.8701 | 2703530.2131 | 1247699.8701
21 | 2703871.3598 | 1248240.3421 | 2703856.2982 | 1248230.437 | 2703860.1577 | 1248222.2648 | 2703861.934 | 1248215.7352 | 2703862.6794 | 1248208.5426
22 | 2703862.6794 | 1248208.5426 | 2703862.7082 | 1248203.8838 | 2703860.8525 | 1248178.7536 | 2703859.3262 | 1248159.9732
23 | 2703526.0438 | 1247693.5961 | 2703530.2131 | 1247699.8701
24 | 2703871.3598 | 1248240.3421 | 2703865.9484 | 1248250.4331
25 | 2703871.3598 | 1248240.3421 | 2703878.5789 | 1248244.3273 | 2703885.3504 | 1248244.9798 | 2703900.4775 | 1248242.592
26 | 2703865.9484 | 1248250.4331 | 2703857.0103 | 1248256.1699 | 2703851.7871 | 1248268.8184
27 | 2703865.9484 | 1248250.4331 | 2703869.7405 | 1248257.3049 | 2703886.7949 | 1248257.8041 | 2703884.2202 | 1248274.9261
28 | 2703905.0059 | 1248241.8773 | 2703900.4775 | 1248242.592
29 | 2703851.7871 | 1248268.8184 | 2703851.7173 | 1248268.9874 | 2703847.487 | 1248275.9077 | 2703840.468 | 1248279.899 | 2703817.6025 | 1248285.1583 | 2703805.5755 | 1248284.4138 | 2703800.5089 | 1248277.1801
30 | 2703548.8622 | 1247575.0527 | 2703553.3664 | 1247571.5447
31 | 2703548.8622 | 1247575.0527 | 2703567.9073 | 1247590.1305 | 2703569.19 | 1247595.8352 | 2703560.7535 | 1247616.4931
32 | 2703548.8622 | 1247575.0527 | 2703537.3034 | 1247581.1557 | 2703531.1989 | 1247588.1101 | 2703528.7966 | 1247594.2605
33 | 2703524.7432 | 1247604.5391 | 2703525.3708 | 1247603.0313 | 2703528.7966 | 1247594.2605
34 | 2703511.0461 | 1247633.5342 | 2703516.4054 | 1247624.5696 | 2703524.7432 | 1247604.5391
35 | 2703501.2424 | 1247644.5651 | 2703509.8922 | 1247635.4645 | 2703511.0461 | 1247633.5342
36 | 2703520.8939 | 1247685.8464 | 2703526.0438 | 1247693.5961
37 | 2703520.8939 | 1247685.8464 | 2703516.9487 | 1247679.9094
38 | 2703513.5346 | 1247674.7718 | 2703516.9487 | 1247679.9094
39 | 2703513.5346 | 1247674.7718 | 2703511.186 | 1247671.2376 | 2703506.0034 | 1247659.3554
40 | 2703504.6418 | 1247656.2337 | 2703506.0034 | 1247659.3554
41 | 2703504.6418 | 1247656.2337 | 2703501.2424 | 1247644.5651
42 | 2703906.2603 | 1248304.6652 | 2703910.0598 | 1248291.6067
43 | 2703912.539 | 1248283.0864 | 2703910.0598 | 1248291.6067
44 | 2703902.3814 | 1248315.7232 | 2703904.694 | 1248310.0481 | 2703906.2603 | 1248304.6652
45 | 2703912.539 | 1248283.0864 | 2703918.5849 | 1248284.1932 | 2703921.3759 | 1248284.7027
46 | 2703911.9353 | 1248271.4221 | 2703912.539 | 1248283.0864
47 | 2703934.4196 | 1248331.8197 | 2703924.0929 | 1248330.6044 | 2703914.6835 | 1248327.0477 | 2703907.0551 | 1248321.4207 | 2703902.3814 | 1248315.7232
48 | 2703942.3816 | 1248288.8954 | 2703938.6849 | 1248285.8802 | 2703925.5946 | 1248285.4727 | 2703921.3759 | 1248284.7027
49 | 2703911.9353 | 1248271.4221 | 2703919.573 | 1248270.2832
50 | 2703911.9353 | 1248271.4221 | 2703907.8335 | 1248254.1872
51 | 2703948.3763 | 1248313.839 | 2703940.0923 | 1248318.4641 | 2703936.6891 | 1248324.7316 | 2703934.4196 | 1248331.8197
52 | 2703934.4196 | 1248331.8197 | 2703947.1958 | 1248333.3337
53 | 2703919.573 | 1248270.2832 | 2703932.528 | 1248268.3514
54 | 2703905.8149 | 1248245.7056 | 2703907.8335 | 1248254.1872
55 | 2703947.1958 | 1248333.3337 | 2703954.3095 | 1248329.5444 | 2703971.3467 | 1248323.6096
56 | 2703947.1958 | 1248333.3337 | 2703957.3573 | 1248336.2142 | 2703962.3774 | 1248338.9599 | 2703966.0876 | 1248343.6065 | 2703968.2564 | 1248349.5715 | 2703968.8769 | 1248355.9652
57 | 2703942.3696 | 1248266.8838 | 2703932.528 | 1248268.3514
58 | 2703905.0059 | 1248241.8773 | 2703905.8149 | 1248245.7056
59 | 2703949.328 | 1248065.682 | 2703959.9755 | 1248068.6257 | 2703981.1947 | 1248074.5639
60 | 2703949.328 | 1248065.682 | 2703937.4399 | 1248062.3953
61 | 2703982.1778 | 1248205.7904 | 2703987.3254 | 1248208.1603 | 2703989.5111 | 1248208.0406
62 | 2703964.5867 | 1248206.1711 | 2703982.1778 | 1248205.7904
63 | 2703989.5111 | 1248208.0406 | 2703997.4136 | 1248207.6079
64 | 2703964.5867 | 1248206.1711 | 2703964.2911 | 1248237.2239
65 | 2703960.2107 | 1248202.447 | 2703964.5867 | 1248206.1711
66 | 2704005.3169 | 1248207.175 | 2703997.4136 | 1248207.6079
67 | 2703964.2911 | 1248237.2239 | 2703969.6734 | 1248237.4073
68 | 2703960.2107 | 1248202.447 | 2703942.6089 | 1248204.037
69 | 2703960.2107 | 1248202.447 | 2703959.0654 | 1248201.4092
70 | 2704017.4624 | 1248206.5099 | 2704005.3169 | 1248207.175
71 | 2703969.6734 | 1248237.4073 | 2703970.3384 | 1248250.2037
72 | 2703942.6089 | 1248204.037 | 2703936.2691 | 1248204.6097
73 | 2703959.0654 | 1248201.4092 | 2703954.0543 | 1248196.868 | 2703952.6798 | 1248193.8415 | 2703951.9858 | 1248185.6117 | 2703950.463 | 1248185.0095
74 | 2704019.0708 | 1248227.6215 | 2704018.3481 | 1248217.1561 | 2704017.4624 | 1248206.5099
75 | 2703970.4333 | 1248252.0307 | 2703970.3384 | 1248250.2037
76 | 2703945.3289 | 1248236.7251 | 2703936.4924 | 1248236.4927
77 | 2703922.7477 | 1248238.3423 | 2703932.5512 | 1248236.389 | 2703936.4924 | 1248236.4927
78 | 2703930.5239 | 1248205.1287 | 2703936.2691 | 1248204.6097
79 | 2703950.463 | 1248185.0095 | 2703945.1122 | 1248182.8934
80 | 2704087.2921 | 1248226.3655 | 2704094.1378 | 1248226.9474
81 | 2704080.2543 | 1248226.283 | 2704086.5837 | 1248226.3053 | 2704087.2921 | 1248226.3655
82 | 2704099.9141 | 1248226.8175 | 2704094.9932 | 1248227.0201 | 2704094.1378 | 1248226.9474
83 | 2704099.9141 | 1248226.8175 | 2704105.2342 | 1248224.9538
84 | 2704107.2313 | 1248225.645 | 2704105.2342 | 1248224.9538
85 | 2704107.2313 | 1248225.645 | 2704110.6972 | 1248225.4777
86 | 2704120.8519 | 1248222.2533 | 2704113.6496 | 1248225.3352 | 2704110.6972 | 1248225.4777
87 | 2704042.2222 | 1248218.5761 | 2704047.3491 | 1248216.5579
88 | 2703942.1289 | 1248181.7136 | 2703942.1289 | 1248181.7136 | 2703945.1122 | 1248182.8934
89 | 2703925.4894 | 1248183.0381 | 2703942.1289 | 1248181.7136
90 | 2703925.4894 | 1248183.0381 | 2703919.1435 | 1248183.5433
91 | 2703968.8769 | 1248355.9652 | 2703980.8349 | 1248357.187 | 2703982.0201 | 1248356.9697
92 | 2703988.0623 | 1248318.8272 | 2703983.7586 | 1248319.2859 | 2703971.3467 | 1248323.6096
93 | 2703988.0623 | 1248318.8272 | 2703994.7768 | 1248318.1116 | 2703997.4393 | 1248318.0949
94 | 2704042.2222 | 1248218.5761 | 2704025.769 | 1248225.137
95 | 2704042.2222 | 1248218.5761 | 2704042.0298 | 1248202.4434
96 | 2704025.769 | 1248225.137 | 2704021.121 | 1248226.861
97 | 2704042.0298 | 1248202.4434 | 2704041.9167 | 1248192.9615 | 2704039.063 | 1248189.0083 | 2704034.5902 | 1248188.8705
98 | 2704019.0708 | 1248227.6215 | 2704021.121 | 1248226.861
99 | 2704006.0403 | 1248232.8304 | 2704019.0708 | 1248227.6215
100 | 2704466.0054 | 1248205.873 | 2704463.6593 | 1248209.5568 | 2704458.6655 | 1248213.0382 | 2704446.3877 | 1248215.3794 | 2704439.9036 | 1248215.1316 | 2704436.467 | 1248213.1726
101 | 2704436.467 | 1248213.1726 | 2704428.9329 | 1248208.8778 | 2704422.3706 | 1248204.3143
102 | 2704411.8375 | 1248196.9896 | 2704422.3706 | 1248204.3143
103 | 2703959.0933 | 1248264.39 | 2703955.7024 | 1248264.8956
104 | 2703970.9834 | 1248262.617 | 2703959.0933 | 1248264.39
105 | 2703955.7024 | 1248264.8956 | 2703949.234 | 1248265.8602
106 | 2703970.9834 | 1248262.617 | 2703970.4333 | 1248252.0307
107 | 2703970.9834 | 1248262.617 | 2703974.5047 | 1248266.8376
108 | 2703942.3696 | 1248266.8838 | 2703949.234 | 1248265.8602
109 | 2703979.1811 | 1248268.9435 | 2703974.5047 | 1248266.8376
110 | 2703979.1811 | 1248268.9435 | 2703982.0886 | 1248269.0811
111 | 2703982.0886 | 1248269.0811 | 2703990.6836 | 1248269.488
112 | 2703988.9824 | 1248176.5866 | 2704002.1418 | 1248177.1623
113 | 2704006.0403 | 1248232.8304 | 2704009.7832 | 1248238.2003 | 2704026.7037 | 1248245.0359 | 2704029.5107 | 1248247.8928
114 | 2703920.7894 | 1248238.7325 | 2703922.7477 | 1248238.3423
115 | 2703905.0059 | 1248241.8773 | 2703920.7894 | 1248238.7325
116 | 2704005.3277 | 1248318.0453 | 2704005.972 | 1248318.0412 | 2704008.2941 | 1248318.691
117 | 2704005.3277 | 1248318.0453 | 2703997.4393 | 1248318.0949
118 | 2703995.3422 | 1248269.7085 | 2703990.6836 | 1248269.488
119 | 2703998.2224 | 1248269.8448 | 2703995.3422 | 1248269.7085
120 | 2703998.2224 | 1248269.8448 | 2704006.6146 | 1248265.8439
121 | 2703998.2224 | 1248269.8448 | 2704002.6926 | 1248271.4699
122 | 2704010.2803 | 1248264.0962 | 2704006.6146 | 1248265.8439
123 | 2704010.6289 | 1248274.3549 | 2704002.6926 | 1248271.4699
124 | 2704130.1271 | 1248211.8139 | 2704128.2147 | 1248217.0511 | 2704122.6606 | 1248221.4793 | 2704120.8519 | 1248222.2533
125 | 2703916.2599 | 1248183.7729 | 2703919.1435 | 1248183.5433

## bus_geodata
| x | y | coords
0 | 2704169.6562 | 1248174.7566
1 | 2704176.9744 | 1248174.5879
2 | 2704401.4175 | 1248144.9092
3 | 2704068.425 | 1248208.2611
4 | 2704415.6459 | 1248161.1445
5 | 2704368.8987 | 1248173.3436
6 | 2704017.8936 | 1248127.7439
7 | 2704013.4146 | 1248093.8673
8 | 2704017.4221 | 1248177.8309
9 | 2703761.8878 | 1247847.8922
10 | 2703866.9156 | 1248040.5837
11 | 2703873.4037 | 1247734.715
12 | 2703907.0348 | 1248053.9892
13 | 2703881.1984 | 1247724.4168
14 | 2703915.6525 | 1247694.9995
15 | 2703504.0684 | 1248052.2813
16 | 2703862.6794 | 1248208.5426
17 | 2703530.2131 | 1247699.8701
18 | 2703871.3598 | 1248240.3421
19 | 2703859.3262 | 1248159.9732
20 | 2703865.9484 | 1248250.4331
21 | 2703900.4775 | 1248242.592
22 | 2703851.7871 | 1248268.8184
23 | 2703884.2202 | 1248274.9261
24 | 2703553.3664 | 1247571.5447
25 | 2703548.8622 | 1247575.0527
26 | 2703560.7535 | 1247616.4931
27 | 2703528.7966 | 1247594.2605
28 | 2703524.7432 | 1247604.5391
29 | 2703511.0461 | 1247633.5342
30 | 2703520.8939 | 1247685.8464
31 | 2703526.0438 | 1247693.5961
32 | 2703516.9487 | 1247679.9094
33 | 2703513.5346 | 1247674.7718
34 | 2703506.0034 | 1247659.3554
35 | 2703504.6418 | 1247656.2337
36 | 2703501.2424 | 1247644.5651
37 | 2703910.0598 | 1248291.6067
38 | 2703906.2603 | 1248304.6652
39 | 2703912.539 | 1248283.0864
40 | 2703902.3814 | 1248315.7232
41 | 2703921.3759 | 1248284.7027
42 | 2703911.9353 | 1248271.4221
43 | 2703934.4196 | 1248331.8197
44 | 2703942.3816 | 1248288.8954
45 | 2703919.573 | 1248270.2832
46 | 2703907.8335 | 1248254.1872
47 | 2703948.3763 | 1248313.839
48 | 2703947.1958 | 1248333.3337
49 | 2703932.528 | 1248268.3514
50 | 2703905.8149 | 1248245.7056
51 | 2703949.328 | 1248065.682
52 | 2703981.1947 | 1248074.5639
53 | 2703937.4399 | 1248062.3953
54 | 2703982.1778 | 1248205.7904
55 | 2703989.5111 | 1248208.0406
56 | 2703964.5867 | 1248206.1711
57 | 2703997.4136 | 1248207.6079
58 | 2703964.2911 | 1248237.2239
59 | 2703960.2107 | 1248202.447
60 | 2704005.3169 | 1248207.175
61 | 2703969.6734 | 1248237.4073
62 | 2703942.6089 | 1248204.037
63 | 2703959.0654 | 1248201.4092
64 | 2704017.4624 | 1248206.5099
65 | 2703970.3384 | 1248250.2037
66 | 2703945.3289 | 1248236.7251
67 | 2703936.4924 | 1248236.4927
68 | 2703936.2691 | 1248204.6097
69 | 2703950.463 | 1248185.0095
70 | 2704087.2921 | 1248226.3655
71 | 2704094.1378 | 1248226.9474
72 | 2704080.2543 | 1248226.283
73 | 2704099.9141 | 1248226.8175
74 | 2704105.2342 | 1248224.9538
75 | 2704107.2313 | 1248225.645
76 | 2704110.6972 | 1248225.4777
77 | 2704047.3491 | 1248216.5579
78 | 2703945.1122 | 1248182.8934
79 | 2703942.1289 | 1248181.7136
80 | 2703925.4894 | 1248183.0381
81 | 2703930.5239 | 1248205.1287
82 | 2703982.0201 | 1248356.9697
83 | 2703968.8769 | 1248355.9652
84 | 2703971.3467 | 1248323.6096
85 | 2703988.0623 | 1248318.8272
86 | 2704042.2222 | 1248218.5761
87 | 2704025.769 | 1248225.137
88 | 2704042.0298 | 1248202.4434
89 | 2704021.121 | 1248226.861
90 | 2704034.5902 | 1248188.8704
91 | 2704019.0708 | 1248227.6215
92 | 2704466.0054 | 1248205.873
93 | 2704436.467 | 1248213.1726
94 | 2704422.3706 | 1248204.3143
95 | 2703959.0933 | 1248264.39
96 | 2703955.7024 | 1248264.8956
97 | 2703970.9834 | 1248262.617
98 | 2703949.234 | 1248265.8602
99 | 2703970.4333 | 1248252.0307
100 | 2703974.5047 | 1248266.8376
101 | 2703942.3696 | 1248266.8838
102 | 2703979.1811 | 1248268.9435
103 | 2703982.0886 | 1248269.0811
104 | 2704411.8375 | 1248196.9896
105 | 2704002.1418 | 1248177.1623
106 | 2704006.0403 | 1248232.8304
107 | 2703988.9824 | 1248176.5866
108 | 2704029.5107 | 1248247.8928
109 | 2703920.7894 | 1248238.7325
110 | 2703922.7477 | 1248238.3423
111 | 2703905.0059 | 1248241.8773
112 | 2703800.5089 | 1248277.1801
113 | 2704005.3277 | 1248318.0453
114 | 2704008.2941 | 1248318.691
115 | 2703997.4393 | 1248318.0949
116 | 2703990.6836 | 1248269.488
117 | 2703995.3422 | 1248269.7085
118 | 2703998.2224 | 1248269.8448
119 | 2704006.6146 | 1248265.8439
120 | 2704002.6926 | 1248271.4699
121 | 2704010.6289 | 1248274.3549
122 | 2704010.2803 | 1248264.0962
123 | 2704120.8519 | 1248222.2533
124 | 2704130.1271 | 1248211.8139
125 | 2703919.1435 | 1248183.5433
126 | 2703916.2599 | 1248183.7729
127 | 2703960.2107 | 1248202.447

## line_std_types
| c_nf_per_km | r_ohm_per_km | x_ohm_per_km | max_i_ka | type | q_mm2 | alpha | voltage_rating
NAYY 4x50 SE | 210 | 0.642 | 0.083 | 0.142 | cs | 50 | 0.00403 | LV
NAYY 4x120 SE | 264 | 0.225 | 0.08 | 0.242 | cs | 120 | 0.00403 | LV
NAYY 4x150 SE | 261 | 0.208 | 0.08 | 0.27 | cs | 150 | 0.00403 | LV
NA2XS2Y 1x95 RM/25 12/20 kV | 216 | 0.313 | 0.132 | 0.252 | cs | 95 | 0.00403 | MV
NA2XS2Y 1x185 RM/25 12/20 kV | 273 | 0.161 | 0.117 | 0.362 | cs | 185 | 0.00403 | MV
NA2XS2Y 1x240 RM/25 12/20 kV | 304 | 0.122 | 0.112 | 0.421 | cs | 240 | 0.00403 | MV
NA2XS2Y 1x95 RM/25 6/10 kV | 315 | 0.313 | 0.123 | 0.249 | cs | 95 | 0.00403 | MV
NA2XS2Y 1x185 RM/25 6/10 kV | 406 | 0.161 | 0.11 | 0.358 | cs | 185 | 0.00403 | MV
NA2XS2Y 1x240 RM/25 6/10 kV | 456 | 0.122 | 0.105 | 0.416 | cs | 240 | 0.00403 | MV
NA2XS2Y 1x150 RM/25 12/20 kV | 250 | 0.206 | 0.116 | 0.319 | cs | 150 | 0.00403 | MV
NA2XS2Y 1x120 RM/25 12/20 kV | 230 | 0.253 | 0.119 | 0.283 | cs | 120 | 0.00403 | MV
NA2XS2Y 1x70 RM/25 12/20 kV | 190 | 0.443 | 0.132 | 0.22 | cs | 70 | 0.00403 | MV
NA2XS2Y 1x150 RM/25 6/10 kV | 360 | 0.206 | 0.11 | 0.315 | cs | 150 | 0.00403 | MV
NA2XS2Y 1x120 RM/25 6/10 kV | 340 | 0.253 | 0.113 | 0.28 | cs | 120 | 0.00403 | MV
NA2XS2Y 1x70 RM/25 6/10 kV | 280 | 0.443 | 0.123 | 0.217 | cs | 70 | 0.00403 | MV
N2XS(FL)2Y 1x120 RM/35 64/110 kV | 112 | 0.153 | 0.166 | 0.366 | cs | 120 | 0.00393 | HV
N2XS(FL)2Y 1x185 RM/35 64/110 kV | 125 | 0.099 | 0.156 | 0.457 | cs | 185 | 0.00393 | HV
N2XS(FL)2Y 1x240 RM/35 64/110 kV | 135 | 0.075 | 0.149 | 0.526 | cs | 240 | 0.00393 | HV
N2XS(FL)2Y 1x300 RM/35 64/110 kV | 144 | 0.06 | 0.144 | 0.588 | cs | 300 | 0.00393 | HV
15-AL1/3-ST1A 0.4 | 11 | 1.8769 | 0.35 | 0.105 | ol | 16 | 0.00403 | LV
24-AL1/4-ST1A 0.4 | 11.25 | 1.2012 | 0.335 | 0.14 | ol | 24 | 0.00403 | LV
48-AL1/8-ST1A 0.4 | 12.2 | 0.5939 | 0.3 | 0.21 | ol | 48 | 0.00403 | LV
94-AL1/15-ST1A 0.4 | 13.2 | 0.306 | 0.29 | 0.35 | ol | 94 | 0.00403 | LV
34-AL1/6-ST1A 10.0 | 9.7 | 0.8342 | 0.36 | 0.17 | ol | 34 | 0.00403 | MV
48-AL1/8-ST1A 10.0 | 10.1 | 0.5939 | 0.35 | 0.21 | ol | 48 | 0.00403 | MV
70-AL1/11-ST1A 10.0 | 10.4 | 0.4132 | 0.339 | 0.29 | ol | 70 | 0.00403 | MV
94-AL1/15-ST1A 10.0 | 10.75 | 0.306 | 0.33 | 0.35 | ol | 94 | 0.00403 | MV
122-AL1/20-ST1A 10.0 | 11.1 | 0.2376 | 0.323 | 0.41 | ol | 122 | 0.00403 | MV
149-AL1/24-ST1A 10.0 | 11.25 | 0.194 | 0.315 | 0.47 | ol | 149 | 0.00403 | MV
34-AL1/6-ST1A 20.0 | 9.15 | 0.8342 | 0.382 | 0.17 | ol | 34 | 0.00403 | MV
48-AL1/8-ST1A 20.0 | 9.5 | 0.5939 | 0.372 | 0.21 | ol | 48 | 0.00403 | MV
70-AL1/11-ST1A 20.0 | 9.7 | 0.4132 | 0.36 | 0.29 | ol | 70 | 0.00403 | MV
94-AL1/15-ST1A 20.0 | 10 | 0.306 | 0.35 | 0.35 | ol | 94 | 0.00403 | MV
122-AL1/20-ST1A 20.0 | 10.3 | 0.2376 | 0.344 | 0.41 | ol | 122 | 0.00403 | MV
149-AL1/24-ST1A 20.0 | 10.5 | 0.194 | 0.337 | 0.47 | ol | 149 | 0.00403 | MV
184-AL1/30-ST1A 20.0 | 10.75 | 0.1571 | 0.33 | 0.535 | ol | 184 | 0.00403 | MV
243-AL1/39-ST1A 20.0 | 11 | 0.1188 | 0.32 | 0.645 | ol | 243 | 0.00403 | MV
48-AL1/8-ST1A 110.0 | 8 | 0.5939 | 0.46 | 0.21 | ol | 48 | 0.00403 | HV
70-AL1/11-ST1A 110.0 | 8.4 | 0.4132 | 0.45 | 0.29 | ol | 70 | 0.00403 | HV
94-AL1/15-ST1A 110.0 | 8.65 | 0.306 | 0.44 | 0.35 | ol | 94 | 0.00403 | HV
122-AL1/20-ST1A 110.0 | 8.5 | 0.2376 | 0.43 | 0.41 | ol | 122 | 0.00403 | HV
149-AL1/24-ST1A 110.0 | 8.75 | 0.194 | 0.41 | 0.47 | ol | 149 | 0.00403 | HV
184-AL1/30-ST1A 110.0 | 8.8 | 0.1571 | 0.4 | 0.535 | ol | 184 | 0.00403 | HV
243-AL1/39-ST1A 110.0 | 9 | 0.1188 | 0.39 | 0.645 | ol | 243 | 0.00403 | HV
305-AL1/39-ST1A 110.0 | 9.2 | 0.0949 | 0.38 | 0.74 | ol | 305 | 0.00403 | HV
490-AL1/64-ST1A 110.0 | 9.75 | 0.059 | 0.37 | 0.96 | ol | 490 | 0.00403 | HV
679-AL1/86-ST1A 110.0 | 9.95 | 0.042 | 0.36 | 1.15 | ol | 679 | 0.00403 | HV
490-AL1/64-ST1A 220.0 | 10 | 0.059 | 0.285 | 0.96 | ol | 490 | 0.00403 | HV
679-AL1/86-ST1A 220.0 | 11.7 | 0.042 | 0.275 | 1.15 | ol | 679 | 0.00403 | HV
490-AL1/64-ST1A 380.0 | 11 | 0.059 | 0.253 | 0.96 | ol | 490 | 0.00403 | HV
679-AL1/86-ST1A 380.0 | 14.6 | 0.042 | 0.25 | 1.15 | ol | 679 | 0.00403 | HV

## trafo_std_types
| i0_percent | pfe_kw | vkr_percent | sn_mva | vn_lv_kv | vn_hv_kv | vk_percent | shift_degree | vector_group | tap_side | tap_neutral | tap_min | tap_max | tap_step_degree | tap_step_percent | tap_phase_shifter
160 MVA 380/110 kV | 0.06 | 60 | 0.25 | 160 | 110 | 380 | 12.2 | 0 | Yy0 | hv | 0 | -9 | 9 | 0 | 1.5 | FALSE
100 MVA 220/110 kV | 0.06 | 55 | 0.26 | 100 | 110 | 220 | 12 | 0 | Yy0 | hv | 0 | -9 | 9 | 0 | 1.5 | FALSE
63 MVA 110/20 kV | 0.04 | 22 | 0.32 | 63 | 20 | 110 | 18 | 150 | YNd5 | hv | 0 | -9 | 9 | 0 | 1.5 | FALSE
40 MVA 110/20 kV | 0.05 | 18 | 0.34 | 40 | 20 | 110 | 16.2 | 150 | YNd5 | hv | 0 | -9 | 9 | 0 | 1.5 | FALSE
25 MVA 110/20 kV | 0.07 | 14 | 0.41 | 25 | 20 | 110 | 12 | 150 | YNd5 | hv | 0 | -9 | 9 | 0 | 1.5 | FALSE
63 MVA 110/10 kV | 0.04 | 22 | 0.32 | 63 | 10 | 110 | 18 | 150 | YNd5 | hv | 0 | -9 | 9 | 0 | 1.5 | FALSE
40 MVA 110/10 kV | 0.05 | 18 | 0.34 | 40 | 10 | 110 | 16.2 | 150 | YNd5 | hv | 0 | -9 | 9 | 0 | 1.5 | FALSE
25 MVA 110/10 kV | 0.07 | 14 | 0.41 | 25 | 10 | 110 | 12 | 150 | YNd5 | hv | 0 | -9 | 9 | 0 | 1.5 | FALSE
0.25 MVA 20/0.4 kV | 0.32 | 0.8 | 1.44 | 0.25 | 0.4 | 20 | 6 | 150 | Yzn5 | hv | 0 | -2 | 2 | 0 | 2.5 | FALSE
0.4 MVA 20/0.4 kV | 0.3375 | 1.35 | 1.425 | 0.4 | 0.4 | 20 | 6 | 150 | Dyn5 | hv | 0 | -2 | 2 | 0 | 2.5 | FALSE
0.63 MVA 20/0.4 kV | 0.2619 | 1.65 | 1.206 | 0.63 | 0.4 | 20 | 6 | 150 | Dyn5 | hv | 0 | -2 | 2 | 0 | 2.5 | FALSE
0.25 MVA 10/0.4 kV | 0.24 | 0.6 | 1.2 | 0.25 | 0.4 | 10 | 4 | 150 | Dyn5 | hv | 0 | -2 | 2 | 0 | 2.5 | FALSE
0.4 MVA 10/0.4 kV | 0.2375 | 0.95 | 1.325 | 0.4 | 0.4 | 10 | 4 | 150 | Dyn5 | hv | 0 | -2 | 2 | 0 | 2.5 | FALSE
0.63 MVA 10/0.4 kV | 0.1873 | 1.18 | 1.0794 | 0.63 | 0.4 | 10 | 4 | 150 | Dyn5 | hv | 0 | -2 | 2 | 0 | 2.5 | FALSE

## trafo3w_std_types
| sn_hv_mva | sn_mv_mva | sn_lv_mva | vn_hv_kv | vn_mv_kv | vn_lv_kv | vk_hv_percent | vk_mv_percent | vk_lv_percent | vkr_hv_percent | vkr_mv_percent | vkr_lv_percent | pfe_kw | i0_percent | shift_mv_degree | shift_lv_degree | vector_group | tap_side | tap_neutral | tap_min | tap_max | tap_step_percent
63/25/38 MVA 110/20/10 kV | 63 | 25 | 38 | 110 | 20 | 10 | 10.4 | 10.4 | 10.4 | 0.28 | 0.32 | 0.35 | 35 | 0.89 | 0 | 0 | YN0yn0yn0 | hv | 0 | -10 | 10 | 1.2
63/25/38 MVA 110/10/10 kV | 63 | 25 | 38 | 110 | 10 | 10 | 10.4 | 10.4 | 10.4 | 0.28 | 0.32 | 0.35 | 35 | 0.89 | 0 | 0 | YN0yn0yn0 | hv | 0 | -10 | 10 | 1.2

## fuse_std_types
| fuse_type | i_rated_a | t_avg | t_min | t_total | x_avg | x_min | x_total
HV 100A | HV 100A | 100 | 0 | [10.0, 3.64, 0.854, 0.281, 0.1, 0.0531, 0.022, 0.01] | [10.0, 4.267, 1.21, 0.403, 0.1, 0.058, 0.022, 0.01] | 0 | [300.0, 350.0, 450.0, 550.0, 700.0, 850.0, 1200.0, 1752.0] | [600.0, 700.0, 900.0, 1150.0, 1665.0, 2000.0, 3000.0, 4313.0]
HV 10A | HV 10A | 10 | 0 | [10.0, 1675.0, 0.344, 0.156, 0.1, 0.0417, 0.0171, 0.01] | [10.0, 1.3, 0.3, 0.155, 0.1, 0.0555, 0.023, 0.01] | 0 | [30.0, 32.0, 35.0, 37.0, 39.0, 50.0, 70.0, 88.0] | [60.0, 70.0, 80.0, 87.0, 94.0, 110.0, 150.0, 216.0]
HV 125A | HV 125A | 125 | 0 | [10.0, 1.82, 0.344, 0.1, 0.0467, 0.0269, 0.01] | [10.0, 2.478, 0.426, 0.1, 0.0427, 0.0211, 0.01] | 0 | [375.0, 500.0, 700.0, 925.0, 1200.0, 1500.0, 2341.0] | [750.0, 1000.0, 1500.0, 2200.0, 3000.0, 4000.0, 5765.0]
HV 160A | HV 160A | 160 | 0 | [10.0, 4.15, 1.03, 0.198, 0.1, 0.051, 0.0172, 0.01] | [10.0, 2.3, 0.734, 0.274, 0.1, 0.046, 0.0177, 0.01] | 0 | [480.0, 550.0, 700.0, 1000.0, 1260.0, 1600.0, 2500.0, 3227.0] | [960.0, 1300.0, 1700.0, 2200.0, 2996.0, 4000.0, 6000.0, 7946.0]
HV 16A | HV 16A | 16 | 0 | [10.0, 0.352, 0.164, 0.1, 0.0649, 0.0342, 0.01] | [10.0, 2.34, 0.722, 0.181, 0.1, 0.055, 0.0296, 0.01] | 0 | [48.0, 60.0, 65.0, 71.0, 80.0, 100.0, 162.0] | [96.0, 110.0, 125.0, 150.0, 168.0, 200.0, 250.0, 398.0]
HV 200A | HV 200A | 200 | 0 | [10.0, 4.267, 1.21, 0.403, 0.1, 0.058, 0.022, 0.01] | [10.0, 3.73, 1.654, 0.328, 0.1, 0.0531, 0.019, 0.01] | 0 | [600.0, 700.0, 900.0, 1150.0, 1665.0, 2000.0, 3000.0, 4313.0] | [1200.0, 1500.0, 1800.0, 2700.0, 3960.0, 5000.0, 7500.0, 10620.0]
HV 20A | HV 20A | 20 | 0 | [10.0, 1.3, 0.3, 0.155, 0.1, 0.0555, 0.023, 0.01] | [10.0, 1.3, 0.161, 0.1, 0.0611, 0.0399, 0.0141, 0.01] | 0 | [60.0, 70.0, 80.0, 87.0, 94.0, 110.0, 150.0, 216.0] | [120.0, 150.0, 200.0, 223.0, 260.0, 300.0, 450.0, 532.0]
HV 25A | HV 25A | 25 | 0 | [10.0, 2.512, 0.833, 0.299, 0.1, 0.0372, 0.0223, 0.01] | [10.0, 3.125, 0.597, 0.198, 0.1, 0.0378, 0.022, 0.01] | 0 | [75.0, 82.0, 90.0, 100.0, 124.0, 170.0, 200.0, 289.0] | [150.0, 170.0, 210.0, 250.0, 294.0, 400.0, 500.0, 711.0]
HV 31.5A | HV 31.5A | 31.5 | 0 | [10.0, 2.34, 0.722, 0.181, 0.1, 0.055, 0.0296, 0.01] | [10.0, 2.84, 0.368, 0.164, 0.1, 0.0621, 0.0378, 0.0195, 0.01] | 0 | [95.0, 110.0, 125.0, 150.0, 165.0, 200.0, 250.0, 390.0] | [189.0, 220.0, 300.0, 350.0, 393.0, 450.0, 530.0, 700.0, 960.0]
HV 40A | HV 40A | 40 | 0 | [10.0, 1.3, 0.161, 0.1, 0.0611, 0.0399, 0.0141, 0.01] | [10.0, 2.05, 0.369, 0.198, 0.1, 0.051, 0.0298, 0.01] | 0 | [120.0, 150.0, 200.0, 223.0, 260.0, 300.0, 450.0, 532.0] | [240.0, 300.0, 400.0, 450.0, 530.0, 650.0, 800.0, 1311.0]
HV 50A | HV 50A | 50 | 0 | [10.0, 3.215, 0.597, 0.198, 0.1, 0.0378, 0.022, 0.01] | [10.0, 3.64, 0.854, 0.281, 0.1, 0.0531, 0.022, 0.01] | 0 | [150.0, 170.0, 210.0, 250.0, 294.0, 400.0, 500.0, 711.0] | [300.0, 350.0, 450.0, 550.0, 700.0, 850.0, 1200.0, 1752.0]
HV 6.3A | HV 6.3A | 6.3 | 0 | [10.0, 1.39, 0.344, 0.168, 0.1, 0.056, 0.0263, 0.01] | [10.0, 1.711, 0.516, 0.198, 0.1, 0.0634, 0.0303, 0.01] | 0 | [19.0, 19.5, 20.4, 20.8, 22.0, 25.0, 32.0, 48.0] | [38.0, 40.0, 43.0, 48.0, 53.0, 60.0, 75.0, 118.0]
HV 63A | HV 63A | 63 | 0 | [10.0, 2.84, 0.368, 0.164, 0.1, 0.0621, 0.0378, 0.0195, 0.01] | [10.0, 1.82, 0.344, 0.1, 0.0467, 0.0269, 0.01] | 0 | [189.0, 220.0, 300.0, 350.0, 393.0, 450.0, 530.0, 700.0, 961.0] | [378.0, 500.0, 700.0, 934.0, 1200.0, 1500.0, 2366.0]
HV 80A | HV 80A | 80 | 0 | [10.0, 2.05, 0.369, 0.198, 0.1, 0.051, 0.0298, 0.01] | [10.0, 4.15, 1.03, 0.198, 0.1, 0.051, 0.0172, 0.01] | 0 | [240.0, 300.0, 400.0, 450.0, 530.0, 650.0, 800.0, 1311.0] | [480.0, 550.0, 700.0, 1000.0, 1260.0, 1600.0, 2500.0, 3227.0]
Siemens NH-1-100 | Siemens NH-1-100 | 100 | [5400.0, 2000.0, 400.0, 20.0, 1.0, 0.2, 0.012, 0.004] | 0 | 0 | [150.0, 190.0, 250.0, 430.0, 900.0, 1250.0, 2700.0, 3600.0] | 0 | 0
Siemens NH-1-125 | Siemens NH-1-125 | 125 | [4800.0, 120.0, 7.0, 0.1, 0.004] | 0 | 0 | [180.0, 400.0, 740.0, 2000.0, 4250.0] | 0 | 0
Siemens NH-1-16 | Siemens NH-1-16 | 16 | [4000.0, 400.0, 2.0, 0.1, 0.04, 0.01] | 0 | 0 | [26.0, 35.0, 75.0, 150.0, 200.0, 300.0] | 0 | 0
Siemens NH-1-160 | Siemens NH-1-160 | 160 | [4800.0, 120.0, 7.0, 0.1, 0.004] | 0 | 0 | [210.0, 500.0, 900.0, 2300.0, 5000.0] | 0 | 0
Siemens NH-1-25 | Siemens NH-1-25 | 25 | [4000.0, 1000.0, 10.0, 0.2, 0.02, 0.01] | 0 | 0 | [40.0, 50.0, 100.0, 210.0, 400.0, 500.0] | 0 | 0
Siemens NH-1-50 | Siemens NH-1-50 | 50 | [4000.0, 40.0, 4.0, 1.0, 0.02, 0.01] | 0 | 0 | [86.0, 200.0, 300.0, 400.0, 1000.0, 1280.0] | 0 | 0
Siemens NH-1-63 | Siemens NH-1-63 | 63 | [4000.0, 100.0, 10.0, 2.0, 0.04, 0.01] | 0 | 0 | [100.0, 200.0, 300.0, 400.0, 1000.0, 1500.0] | 0 | 0
Siemens NH-1-80 | Siemens NH-1-80 | 80 | [4800.0, 120.0, 7.0, 0.1, 0.01] | 0 | 0 | [150.58, 250.0, 450.0, 1150.0, 2470.0] | 0 | 0
Siemens NH-2-1000 | Siemens NH-2-1000 | 1000 | [4800.0, 120.0, 7.0, 0.1, 0.004] | 0 | 0 | [1900.0, 3500.0, 8400.0, 24000.0, 52000.0] | 0 | 0
Siemens NH-2-200 | Siemens NH-2-200 | 200 | [4800.0, 120.0, 7.0, 0.1, 0.004] | 0 | 0 | [280.0, 650.0, 1200.0, 3000.0, 7000.0] | 0 | 0
Siemens NH-2-224 | Siemens NH-2-224 | 224 | [4800.0, 120.0, 7.0, 0.2, 0.04, 0.004] | 0 | 0 | [400.0, 750.0, 1453.0, 3025.0, 4315.0, 7600.0] | 0 | 0
Siemens NH-2-250 | Siemens NH-2-250 | 250 | [4800.0, 120.0, 7.0, 0.1, 0.004] | 0 | 0 | [450.0, 800.0, 1650.0, 4000.0, 8500.0] | 0 | 0
Siemens NH-2-315 | Siemens NH-2-315 | 315 | [4800.0, 120.0, 7.0, 0.1, 0.004] | 0 | 0 | [550.0, 920.0, 1900.0, 5000.0, 11000.0] | 0 | 0
Siemens NH-2-355 | Siemens NH-2-355 | 355 | [4800.0, 120.0, 6.0, 0.1, 0.004] | 0 | 0 | [650.0, 1116.27, 2350.0, 5840.0, 12790.0] | 0 | 0
Siemens NH-2-400 | Siemens NH-2-400 | 400 | [4800.0, 120.0, 7.0, 0.1, 0.004] | 0 | 0 | [720.0, 1350.0, 2800.0, 6500.0, 15000.0] | 0 | 0
Siemens NH-2-425 | Siemens NH-2-425 | 425 | [4800.0, 120.0, 7.0, 0.1, 0.004] | 0 | 0 | [850.0, 1500.0, 3050.0, 7500.0, 16500.0] | 0 | 0
Siemens NH-2-630 | Siemens NH-2-630 | 630 | [4800.0, 120.0, 7.0, 0.1, 0.004] | 0 | 0 | [1200.0, 2000.0, 4800.0, 12000.0, 26000.0] | 0 | 0

## res_bus
| vm_pu | va_degree | p_mw | q_mvar
0 | 0.99373 | -0.12062 | 0 | 0
1 | 0.99372 | -0.12069 | 0.00050717 | 0.00012711
2 | 0.9915 | -0.16381 | 0 | 0
3 | 0.99462 | -0.10336 | 0 | 0
4 | 0.99133 | -0.16698 | 0.0062764 | 0.001573
5 | 0.99148 | -0.16416 | 0.00037333 | 9.3566e-05
6 | 0.99474 | -0.10096 | 0 | 0
7 | 0.99416 | -0.11216 | 0.0036855 | 0.00092368
8 | 0.99559 | -0.084577 | 0 | 0
9 | 0.99028 | -0.1873 | 0 | 0
10 | 0.9925 | -0.14437 | 0 | 0
11 | 0.98918 | -0.20867 | 0.00053851 | 0.00013496
12 | 0.99279 | -0.13878 | 0.0024924 | 0.00062465
13 | 0.9891 | -0.21025 | 0.0034933 | 0.00087549
14 | 0.98896 | -0.21298 | 0.0033778 | 0.00084657
15 | 0.98506 | -0.2882 | 0 | 0
16 | 0.98712 | -0.24808 | 0 | 0
17 | 0.983 | -0.32865 | 0.00015874 | 3.9784e-05
18 | 0.98738 | -0.24296 | 0 | 0
19 | 0.98705 | -0.24946 | 0.0015758 | 0.00039493
20 | 0.98719 | -0.24672 | 0 | 0
21 | 0.98809 | -0.22917 | 0.0075194 | 0.0018845
22 | 0.98692 | -0.25184 | 0.0066538 | 0.0016676
23 | 0.98693 | -0.25175 | 0.0066538 | 0.0016676
24 | 0.98257 | -0.33698 | 0.00056344 | 0.00014121
25 | 0.98257 | -0.33692 | 0 | 0
26 | 0.98252 | -0.33797 | 0.0011056 | 0.00027708
27 | 0.98262 | -0.33605 | 0.00054558 | 0.00013673
28 | 0.98264 | -0.33561 | 0.00039255 | 9.8382e-05
29 | 0.98272 | -0.33409 | 0.00035631 | 8.93e-05
30 | 0.98292 | -0.33018 | 0.00037451 | 9.3862e-05
31 | 0.98296 | -0.32936 | 0.00036781 | 9.2182e-05
32 | 0.98289 | -0.33075 | 0.00019406 | 4.8636e-05
33 | 0.98286 | -0.33123 | 0.00030219 | 7.5737e-05
34 | 0.9828 | -0.33247 | 0.0010124 | 0.00025373
35 | 0.98279 | -0.33265 | 0 | 0
36 | 0.98276 | -0.3333 | 0 | 0
37 | 0.98878 | -0.21577 | 0.01557 | 0.0039021
38 | 0.98866 | -0.21811 | 0.00073394 | 0.00018394
39 | 0.98898 | -0.21177 | 0 | 0
40 | 0.98856 | -0.21998 | 0 | 0
41 | 0.98893 | -0.2129 | 0.0021003 | 0.0005264
42 | 0.98933 | -0.20506 | 0 | 0
43 | 0.98826 | -0.22592 | 0 | 0
44 | 0.98883 | -0.21484 | 0.0049148 | 0.0012318
45 | 0.98984 | -0.19512 | 0.0015609 | 0.00039119
46 | 0.98868 | -0.21772 | 0.0012056 | 0.00030215
47 | 0.98822 | -0.22667 | 0.0017553 | 0.00043992
48 | 0.98817 | -0.22756 | 0 | 0
49 | 0.99073 | -0.17791 | 0.00244 | 0.00061152
50 | 0.98837 | -0.22376 | 0 | 0
51 | 0.9932 | -0.13072 | 0.0021095 | 0.00052868
52 | 0.99362 | -0.12272 | 0.0011813 | 0.00029607
53 | 0.99307 | -0.13325 | 0.0016664 | 0.00041764
54 | 0.99833 | -0.031855 | 0.0016729 | 0.00041928
55 | 0.99786 | -0.04096 | 0.0021749 | 0.00054509
56 | 0.99942 | -0.01098 | 0 | 0
57 | 0.9974 | -0.04984 | 0.002174 | 0.00054486
58 | 0.99645 | -0.067757 | 0 | 0
59 | 0.99988 | -0.0023575 | 0 | 0
60 | 0.99695 | -0.058427 | 0.0022306 | 0.00055903
61 | 0.99594 | -0.077608 | 0 | 0
62 | 0.99983 | -0.0031707 | 0.00088169 | 0.00022097
63 | 1 | 0 | -0.18325 | -0.046021
64 | 0.99629 | -0.071162 | 0 | 0
65 | 0.99471 | -0.10116 | 0.0021095 | 0.0005287
66 | 0.98809 | -0.2292 | 0.0011843 | 0.00029681
67 | 0.9881 | -0.22901 | 0.0014449 | 0.00036213
68 | 0.99982 | -0.0033657 | 0.0008802 | 0.0002206
69 | 0.9999 | -0.0018384 | 0.00088119 | 0.00022085
70 | 0.9945 | -0.10572 | 0.0014211 | 0.00035617
71 | 0.99448 | -0.1061 | 0.0015035 | 0.00037682
72 | 0.99453 | -0.10516 | 0 | 0
73 | 0.99447 | -0.10627 | 0 | 0
74 | 0.99446 | -0.10643 | 0.00022724 | 5.6951e-05
75 | 0.99446 | -0.10648 | 0 | 0
76 | 0.99445 | -0.10657 | 0.00024727 | 6.1972e-05
77 | 0.9949 | -0.097884 | 0.0026 | 0.00065163
78 | 0.99988 | -0.0022794 | 0.00088005 | 0.00022056
79 | 0.99987 | -0.0024761 | 0.00087634 | 0.00021963
80 | 0.99983 | -0.0032442 | 0.00088214 | 0.00022109
81 | 0.99982 | -0.0034539 | 0.00087656 | 0.00021969
82 | 0.98809 | -0.22918 | 0.0018765 | 0.00047029
83 | 0.98811 | -0.22874 | 0 | 0
84 | 0.98804 | -0.23004 | 0.00084225 | 0.00021109
85 | 0.98797 | -0.23143 | 0.0013525 | 0.00033896
86 | 0.99499 | -0.096299 | 0 | 0
87 | 0.99546 | -0.087196 | 0 | 0
88 | 0.9948 | -0.099975 | 0.0050837 | 0.0012741
89 | 0.99559 | -0.084643 | 0.001341 | 0.00033609
90 | 0.99466 | -0.10258 | 0.0078548 | 0.0019686
91 | 0.99565 | -0.083466 | 0 | 0
92 | 0.99121 | -0.1694 | 0 | 0
93 | 0.99115 | -0.17059 | 0.00020463 | 5.1286e-05
94 | 0.99112 | -0.17112 | 0.00048504 | 0.00012156
95 | 0.99265 | -0.14089 | 0.0015982 | 0.00040053
96 | 0.99239 | -0.14579 | 0.0023197 | 0.00058136
97 | 0.99355 | -0.12337 | 0 | 0
98 | 0.99192 | -0.15489 | 0.00096263 | 0.00024126
99 | 0.99454 | -0.10445 | 0.0011493 | 0.00028804
100 | 0.99346 | -0.12519 | 0.0015963 | 0.00040007
101 | 0.99143 | -0.16443 | 0.0012124 | 0.00030385
102 | 0.99338 | -0.12675 | 0 | 0
103 | 0.99333 | -0.12763 | 0.0016662 | 0.00041759
104 | 0.99111 | -0.17142 | 0.0013102 | 0.00032836
105 | 0.99548 | -0.086734 | 0.0057071 | 0.0014303
106 | 0.99562 | -0.084069 | 0 | 0
107 | 0.99545 | -0.08727 | 0.0023133 | 0.00057976
108 | 0.99556 | -0.085308 | 0.0024479 | 0.0006135
109 | 0.98814 | -0.22819 | 0.0012774 | 0.00032015
110 | 0.98813 | -0.22836 | 0.0020474 | 0.00051313
111 | 0.98823 | -0.22648 | 0 | 0
112 | 0.98664 | -0.25739 | 0.0051093 | 0.0012805
113 | 0.98793 | -0.23222 | 0.00071702 | 0.0001797
114 | 0.98793 | -0.23229 | 0.0011992 | 0.00030055
115 | 0.98795 | -0.23195 | 0.0011914 | 0.00029859
116 | 0.99321 | -0.12998 | 0.0038287 | 0.00095956
117 | 0.99316 | -0.13094 | 0.0011318 | 0.00028365
118 | 0.99314 | -0.13148 | 0 | 0
119 | 0.99309 | -0.1323 | 0.0015615 | 0.00039134
120 | 0.99311 | -0.13194 | 0.0030917 | 0.00077486
121 | 0.99309 | -0.13231 | 0.0024463 | 0.00061309
122 | 0.99308 | -0.13254 | 0.003421 | 0.00085738
123 | 0.99444 | -0.10679 | 0.00022916 | 5.7433e-05
124 | 0.99443 | -0.10703 | 0.00092966 | 0.000233
125 | 0.99982 | -0.0034392 | 0.00088037 | 0.00022064
126 | 0.99982 | -0.0034834 | 0.00087627 | 0.00021961
127 | 0.99998 | 149.9956 | 0 | 0

## res_line
| p_from_mw | q_from_mvar | p_to_mw | q_to_mvar | pl_mw | ql_mvar | i_from_ka | i_to_ka | i_ka | vm_from_pu | va_from_degree | vm_to_pu | va_to_degree | loading_percent
0 | 0.00050718 | 0.00012702 | -0.00050717 | -0.00012711 | 1.5832e-09 | -9.3819e-08 | 0.00075942 | 0.00075945 | 0.00075945 | 0.99373 | -0.12062 | 0.99372 | -0.12069 | 0.20864
1 | 0.0086691 | 0.002174 | -0.0086513 | -0.0021662 | 1.7815e-05 | 7.7582e-06 | 0.012982 | 0.012983 | 0.012983 | 0.99373 | -0.12062 | 0.9915 | -0.16381 | 3.5667
2 | -0.0091763 | -0.002301 | 0.0091838 | 0.0023044 | 7.5524e-06 | 3.4504e-06 | 0.013741 | 0.013741 | 0.013741 | 0.99373 | -0.12062 | 0.99462 | -0.10336 | 3.775
3 | 0.0082779 | 0.0020733 | -0.0082767 | -0.0020728 | 1.2494e-06 | 5.2122e-07 | 0.012423 | 0.012423 | 0.012423 | 0.9915 | -0.16381 | 0.99133 | -0.16698 | 3.4129
4 | 0.00037334 | 9.2893e-05 | -0.00037333 | -9.3566e-05 | 6.1836e-09 | -6.7375e-07 | 0.00056006 | 0.0005603 | 0.0005603 | 0.9915 | -0.16381 | 0.99148 | -0.16416 | 0.15393
5 | -0.013742 | -0.0034462 | 0.013746 | 0.0034482 | 3.5905e-06 | 2.0039e-06 | 0.02056 | 0.02056 | 0.02056 | 0.99462 | -0.10336 | 0.9949 | -0.097884 | 5.6484
6 | 0.0045586 | 0.0011417 | -0.0045582 | -0.0011418 | 3.8885e-07 | -4.0468e-08 | 0.0068197 | 0.0068198 | 0.0068198 | 0.99462 | -0.10336 | 0.99453 | -0.10516 | 1.8736
7 | 0.0020003 | 0.00049978 | -0.002 | -0.00050051 | 2.3024e-07 | -7.3087e-07 | 0.0030019 | 0.0030022 | 0.0030022 | 0.99133 | -0.16698 | 0.99121 | -0.1694 | 0.82478
8 | 0.018597 | 0.0046717 | -0.018587 | -0.0046658 | 9.9362e-06 | 5.9151e-06 | 0.027823 | 0.027823 | 0.027823 | 0.99474 | -0.10096 | 0.99416 | -0.11216 | 7.6437
9 | -0.018597 | -0.0046717 | 0.018612 | 0.0046804 | 1.4552e-05 | 8.6622e-06 | 0.027823 | 0.027823 | 0.027823 | 0.99474 | -0.10096 | 0.99559 | -0.084577 | 7.6436
10 | 0.014902 | 0.0037421 | -0.014894 | -0.0037378 | 7.5029e-06 | 4.2807e-06 | 0.022307 | 0.022307 | 0.022307 | 0.99416 | -0.11216 | 0.99362 | -0.12272 | 6.1283
11 | 0.0080212 | 0.0020103 | -0.0080204 | -0.00201 | 8.2436e-07 | 3.2872e-07 | 0.011989 | 0.011989 | 0.011989 | 0.99559 | -0.084577 | 0.99548 | -0.086734 | 3.2936
12 | -0.026633 | -0.0066907 | 0.02665 | 0.0067012 | 1.7062e-05 | 1.0546e-05 | 0.039811 | 0.039811 | 0.039811 | 0.99559 | -0.084577 | 0.99629 | -0.071162 | 10.9371
13 | -0.0074181 | -0.0018596 | 0.0074333 | 0.0018652 | 1.5192e-05 | 5.5182e-06 | 0.011147 | 0.011145 | 0.011147 | 0.99028 | -0.1873 | 0.9925 | -0.14437 | 3.0623
14 | 0.0074181 | 0.0018596 | -0.0074106 | -0.0018569 | 7.5495e-06 | 2.7496e-06 | 0.011147 | 0.011148 | 0.011148 | 0.99028 | -0.1873 | 0.98918 | -0.20867 | 3.0625
15 | -0.0074333 | -0.0018652 | 0.0074353 | 0.0018659 | 1.9823e-06 | 7.1854e-07 | 0.011145 | 0.011145 | 0.011145 | 0.9925 | -0.14437 | 0.99279 | -0.13878 | 3.0619
16 | 0.0068721 | 0.0017219 | -0.0068715 | -0.0017218 | 5.1757e-07 | 1.6546e-07 | 0.010337 | 0.010337 | 0.010337 | 0.98918 | -0.20867 | 0.9891 | -0.21025 | 2.84
17 | -0.0099277 | -0.0024905 | 0.0099303 | 0.0024918 | 2.6195e-06 | 1.2684e-06 | 0.014881 | 0.014881 | 0.014881 | 0.99279 | -0.13878 | 0.99307 | -0.13325 | 4.0881
18 | 0.0033783 | 0.00084627 | -0.0033778 | -0.00084657 | 4.3941e-07 | -3.0095e-07 | 0.0050822 | 0.0050824 | 0.0050824 | 0.9891 | -0.21025 | 0.98896 | -0.21298 | 1.3963
19 | -0.0053849 | -0.0013462 | 0.0053952 | 0.0013475 | 1.0278e-05 | 1.2909e-06 | 0.0081331 | 0.0081312 | 0.0081331 | 0.98506 | -0.2882 | 0.98712 | -0.24808 | 2.2344
20 | 0.0053849 | 0.0013462 | -0.0053745 | -0.0013449 | 1.0351e-05 | 1.3248e-06 | 0.0081331 | 0.008135 | 0.008135 | 0.98506 | -0.2882 | 0.983 | -0.32865 | 2.2349
21 | -0.0069711 | -0.0017419 | 0.0069728 | 0.0017425 | 1.6998e-06 | 5.628e-07 | 0.010507 | 0.010506 | 0.010507 | 0.98712 | -0.24808 | 0.98738 | -0.24296 | 2.8864
22 | 0.0015759 | 0.00039438 | -0.0015758 | -0.00039493 | 1.0305e-07 | -5.5655e-07 | 0.0023754 | 0.0023756 | 0.0023756 | 0.98712 | -0.24808 | 0.98705 | -0.24946 | 0.65263
23 | 0.0052158 | 0.0013051 | -0.0052156 | -0.0013051 | 1.7607e-07 | 1.719e-08 | 0.0078947 | 0.0078947 | 0.0078947 | 0.983 | -0.32865 | 0.98296 | -0.32936 | 2.1689
24 | 0.018426 | 0.0046198 | -0.018423 | -0.0046178 | 3.3093e-06 | 1.9716e-06 | 0.027769 | 0.027769 | 0.027769 | 0.98738 | -0.24296 | 0.98719 | -0.24672 | 7.6289
25 | -0.025399 | -0.0063622 | 0.025415 | 0.0063725 | 1.6681e-05 | 1.0287e-05 | 0.038276 | 0.038276 | 0.038276 | 0.98738 | -0.24296 | 0.98809 | -0.22917 | 10.5153
26 | 0.011767 | 0.0029497 | -0.011764 | -0.0029482 | 2.8676e-06 | 1.5246e-06 | 0.017737 | 0.017738 | 0.017738 | 0.98719 | -0.24672 | 0.98692 | -0.25184 | 4.8729
27 | 0.0066554 | 0.0016681 | -0.0066538 | -0.0016676 | 1.5936e-06 | 4.8019e-07 | 0.010032 | 0.010032 | 0.010032 | 0.98719 | -0.24672 | 0.98693 | -0.25175 | 2.7561
28 | -0.032935 | -0.0082571 | 0.032939 | 0.0082597 | 4.2294e-06 | 2.6481e-06 | 0.049599 | 0.049599 | 0.049599 | 0.98809 | -0.22917 | 0.98823 | -0.22648 | 13.6262
29 | 0.0051106 | 0.0012806 | -0.0051093 | -0.0012805 | 1.3518e-06 | 8.9563e-08 | 0.0077054 | 0.0077056 | 0.0077056 | 0.98692 | -0.25184 | 0.98664 | -0.25739 | 2.1169
30 | -0.00056344 | -0.00014121 | 0.00056344 | 0.00014114 | 1.5587e-09 | -7.1314e-08 | 0.00085328 | 0.00085325 | 0.00085328 | 0.98257 | -0.33698 | 0.98257 | -0.33692 | 0.23442
31 | 0.0011056 | 0.00027645 | -0.0011056 | -0.00027708 | 5.5083e-08 | -6.2844e-07 | 0.0016741 | 0.0016744 | 0.0016744 | 0.98257 | -0.33692 | 0.98252 | -0.33797 | 0.45999
32 | -0.0016691 | -0.00041759 | 0.0016691 | 0.00041727 | 6.9289e-08 | -3.2207e-07 | 0.0025274 | 0.0025273 | 0.0025274 | 0.98257 | -0.33692 | 0.98262 | -0.33605 | 0.69434
33 | -0.0022147 | -0.000554 | 0.0022148 | 0.00055389 | 4.6595e-08 | -1.1015e-07 | 0.0033534 | 0.0033534 | 0.0033534 | 0.98262 | -0.33605 | 0.98264 | -0.33561 | 0.92127
34 | -0.0026073 | -0.00065228 | 0.0026075 | 0.00065199 | 1.8784e-07 | -2.8697e-07 | 0.0039478 | 0.0039477 | 0.0039478 | 0.98264 | -0.33561 | 0.98272 | -0.33409 | 1.0846
35 | -0.0029638 | -0.00074129 | 0.0029639 | 0.00074117 | 1.1178e-07 | -1.1604e-07 | 0.0044872 | 0.0044871 | 0.0044872 | 0.98272 | -0.33409 | 0.98276 | -0.3333 | 1.2327
36 | -0.0048476 | -0.0012129 | 0.0048478 | 0.0012129 | 1.8788e-07 | 2.3033e-09 | 0.007338 | 0.007338 | 0.007338 | 0.98292 | -0.33018 | 0.98296 | -0.32936 | 2.0159
37 | 0.0044731 | 0.0011191 | -0.004473 | -0.0011191 | 1.2255e-07 | -1.1913e-08 | 0.006771 | 0.0067711 | 0.0067711 | 0.98292 | -0.33018 | 0.98289 | -0.33075 | 1.8602
38 | 0.0042789 | 0.0010704 | -0.0042788 | -0.0010704 | 9.7051e-08 | -1.6067e-08 | 0.0064773 | 0.0064773 | 0.0064773 | 0.98289 | -0.33075 | 0.98286 | -0.33123 | 1.7795
39 | 0.0039766 | 0.00099471 | -0.0039764 | -0.00099478 | 2.3383e-07 | -6.8406e-08 | 0.0060198 | 0.0060199 | 0.0060199 | 0.98286 | -0.33123 | 0.9828 | -0.33247 | 1.6538
40 | 0.002964 | 0.00074105 | -0.002964 | -0.00074108 | 2.5714e-08 | -2.67e-08 | 0.0044871 | 0.0044871 | 0.0044871 | 0.9828 | -0.33247 | 0.98279 | -0.33265 | 1.2327
41 | 0.002964 | 0.00074108 | -0.0029639 | -0.00074117 | 9.1751e-08 | -9.526e-08 | 0.0044871 | 0.0044871 | 0.0044871 | 0.98279 | -0.33265 | 0.98276 | -0.3333 | 1.2327
42 | 0.0096742 | 0.0024243 | -0.0096732 | -0.0024238 | 1.081e-06 | 5.1741e-07 | 0.014559 | 0.014559 | 0.014559 | 0.98878 | -0.21577 | 0.98866 | -0.21811 | 3.9997
43 | -0.025244 | -0.0063264 | 0.025249 | 0.0063294 | 4.8024e-06 | 2.9597e-06 | 0.03799 | 0.037989 | 0.03799 | 0.98878 | -0.21577 | 0.98898 | -0.21177 | 10.4367
44 | 0.0089392 | 0.0022398 | -0.0089384 | -0.0022395 | 7.9653e-07 | 3.5932e-07 | 0.013454 | 0.013454 | 0.013454 | 0.98866 | -0.21811 | 0.98856 | -0.21998 | 3.6962
45 | 0.0070159 | 0.0017583 | -0.0070156 | -0.0017582 | 3.7539e-07 | 1.2498e-07 | 0.010556 | 0.010556 | 0.010556 | 0.98898 | -0.21177 | 0.98893 | -0.2129 | 2.9
46 | -0.032265 | -0.0080877 | 0.032275 | 0.0080941 | 1.0323e-05 | 6.4568e-06 | 0.048546 | 0.048546 | 0.048546 | 0.98898 | -0.21177 | 0.98933 | -0.20506 | 13.3367
47 | 0.0089384 | 0.0022395 | -0.0089359 | -0.0022383 | 2.5267e-06 | 1.14e-06 | 0.013454 | 0.013454 | 0.013454 | 0.98856 | -0.21998 | 0.98826 | -0.22592 | 3.6962
48 | 0.0049152 | 0.0012318 | -0.0049148 | -0.0012318 | 4.5445e-07 | 6.617e-09 | 0.0073958 | 0.0073959 | 0.0073959 | 0.98893 | -0.2129 | 0.98883 | -0.21484 | 2.0318
49 | -0.072415 | -0.018174 | 0.072449 | 0.018195 | 3.4358e-05 | 2.189e-05 | 0.10893 | 0.10893 | 0.10893 | 0.98933 | -0.20506 | 0.98984 | -0.19512 | 29.9246
50 | 0.04014 | 0.010079 | -0.040116 | -0.010064 | 2.4221e-05 | 1.5274e-05 | 0.06038 | 0.06038 | 0.06038 | 0.98933 | -0.20506 | 0.98868 | -0.21772 | 16.5879
51 | 0.0017554 | 0.00043965 | -0.0017553 | -0.00043992 | 6.2963e-08 | -2.6766e-07 | 0.0026429 | 0.002643 | 0.002643 | 0.98826 | -0.22592 | 0.98822 | -0.22667 | 0.72611
52 | 0.0071805 | 0.0017987 | -0.00718 | -0.0017985 | 5.6228e-07 | 1.9551e-07 | 0.010811 | 0.010811 | 0.010811 | 0.98826 | -0.22592 | 0.98817 | -0.22756 | 2.9702
53 | -0.07401 | -0.018587 | 0.074071 | 0.018625 | 6.0815e-05 | 3.8753e-05 | 0.11127 | 0.11127 | 0.11127 | 0.98984 | -0.19512 | 0.99073 | -0.17791 | 30.5692
54 | 0.03891 | 0.009762 | -0.038899 | -0.009755 | 1.1214e-05 | 7.0651e-06 | 0.058565 | 0.058565 | 0.058565 | 0.98868 | -0.21772 | 0.98837 | -0.22376 | 16.0894
55 | 0.0053034 | 0.0013287 | -0.0053027 | -0.0013287 | 6.2422e-07 | 6.5165e-08 | 0.0079858 | 0.0079859 | 0.0079859 | 0.98817 | -0.22756 | 0.98804 | -0.23004 | 2.1939
56 | 0.0018766 | 0.00046976 | -0.0018765 | -0.00047014 | 1.0465e-07 | -3.8073e-07 | 0.0028257 | 0.0028258 | 0.0028258 | 0.98817 | -0.22756 | 0.98811 | -0.22874 | 0.77632
57 | -0.076511 | -0.019237 | 0.07656 | 0.019268 | 4.9293e-05 | 3.142e-05 | 0.11494 | 0.11494 | 0.11494 | 0.99073 | -0.17791 | 0.99143 | -0.16443 | 31.576
58 | 0.038899 | 0.009755 | -0.038894 | -0.0097518 | 5.033e-06 | 3.171e-06 | 0.058565 | 0.058565 | 0.058565 | 0.98837 | -0.22376 | 0.98823 | -0.22648 | 16.0894
59 | -0.013708 | -0.0034388 | 0.013713 | 0.0034418 | 5.2326e-06 | 2.9206e-06 | 0.020538 | 0.020538 | 0.020538 | 0.9932 | -0.13072 | 0.99362 | -0.12272 | 5.6423
60 | 0.011598 | 0.0029102 | -0.011597 | -0.0029094 | 1.3967e-06 | 7.343e-07 | 0.017377 | 0.017378 | 0.017378 | 0.9932 | -0.13072 | 0.99307 | -0.13325 | 4.774
61 | 0.066463 | 0.016743 | -0.066434 | -0.016724 | 2.8928e-05 | 1.8411e-05 | 0.099093 | 0.099093 | 0.099093 | 0.99833 | -0.031855 | 0.99786 | -0.04096 | 27.2234
62 | -0.068136 | -0.017162 | 0.068204 | 0.017205 | 6.8093e-05 | 4.3349e-05 | 0.10159 | 0.10159 | 0.10159 | 0.99833 | -0.031855 | 0.99942 | -0.01098 | 27.9084
63 | 0.064259 | 0.016179 | -0.064232 | -0.016162 | 2.7266e-05 | 1.7347e-05 | 0.09585 | 0.09585 | 0.09585 | 0.99786 | -0.04096 | 0.9974 | -0.04984 | 26.3324
64 | 0.10538 | 0.026774 | -0.1051 | -0.02659 | 0.00028719 | 0.0001834 | 0.15703 | 0.15703 | 0.15703 | 0.99942 | -0.01098 | 0.99645 | -0.067757 | 43.1403
65 | -0.17359 | -0.043979 | 0.17366 | 0.044025 | 7.1933e-05 | 4.5886e-05 | 0.25862 | 0.25862 | 0.25862 | 0.99942 | -0.01098 | 0.99988 | -0.0023575 | 35.5243
66 | 0.062058 | 0.015617 | -0.062032 | -0.015601 | 2.5455e-05 | 1.6188e-05 | 0.092607 | 0.092607 | 0.092607 | 0.9974 | -0.04984 | 0.99695 | -0.058427 | 25.4414
67 | 0.1051 | 0.02659 | -0.10505 | -0.026559 | 4.9656e-05 | 3.171e-05 | 0.15703 | 0.15703 | 0.15703 | 0.99645 | -0.067757 | 0.99594 | -0.077608 | 43.1403
68 | 0.0026386 | 0.00066094 | -0.0026385 | -0.00066111 | 1.0219e-07 | -1.664e-07 | 0.0039266 | 0.0039267 | 0.0039267 | 0.99988 | -0.0023575 | 0.99983 | -0.0031707 | 1.0788
69 | -0.1763 | -0.044686 | 0.17632 | 0.044699 | 1.9975e-05 | 1.2743e-05 | 0.26254 | 0.26254 | 0.26254 | 0.99988 | -0.0023575 | 1 | 0 | 36.0637
70 | 0.059802 | 0.015042 | -0.059766 | -0.015019 | 3.6357e-05 | 2.311e-05 | 0.089277 | 0.089277 | 0.089277 | 0.99695 | -0.058427 | 0.99629 | -0.071162 | 24.5268
71 | 0.10505 | 0.026559 | -0.10493 | -0.026483 | 0.00011849 | 7.5666e-05 | 0.15703 | 0.15703 | 0.15703 | 0.99594 | -0.077608 | 0.99471 | -0.10116 | 43.1404
72 | 0.0017568 | 0.00044014 | -0.0017568 | -0.00044021 | 1.6317e-08 | -7.304e-08 | 0.0026145 | 0.0026145 | 0.0026145 | 0.99983 | -0.0031707 | 0.99982 | -0.0033657 | 0.71828
73 | 0.0052771 | 0.0013221 | -0.0052766 | -0.0013221 | 4.6204e-07 | 3.3568e-08 | 0.0078522 | 0.0078523 | 0.0078523 | 1 | 0 | 0.9999 | -0.0018384 | 2.1572
74 | 0.033116 | 0.0083174 | -0.033096 | -0.0083052 | 1.943e-05 | 1.216e-05 | 0.049466 | 0.049467 | 0.049467 | 0.99629 | -0.071162 | 0.99565 | -0.083466 | 13.5897
75 | 0.10282 | 0.025954 | -0.1028 | -0.025944 | 1.6244e-05 | 1.0372e-05 | 0.15388 | 0.15388 | 0.15388 | 0.99471 | -0.10116 | 0.99454 | -0.10445 | 42.2734
76 | -0.0011843 | -0.00029681 | 0.0011843 | 0.00029671 | 1.0544e-08 | -1.0648e-07 | 0.0017835 | 0.0017835 | 0.0017835 | 0.98809 | -0.2292 | 0.9881 | -0.22901 | 0.48997
77 | -0.0026292 | -0.00065883 | 0.0026293 | 0.00065871 | 8.1942e-08 | -1.261e-07 | 0.0039594 | 0.0039593 | 0.0039594 | 0.9881 | -0.22901 | 0.98813 | -0.22836 | 1.0877
78 | 0.00087657 | 0.00021961 | -0.00087656 | -0.00021969 | 3.6816e-09 | -7.3297e-08 | 0.0013045 | 0.0013046 | 0.0013046 | 0.99982 | -0.0033657 | 0.99982 | -0.0034539 | 0.3584
79 | 0.0043954 | 0.0011012 | -0.0043953 | -0.0011012 | 9.2317e-08 | -1.6389e-08 | 0.0065409 | 0.006541 | 0.006541 | 0.9999 | -0.0018384 | 0.99988 | -0.0022794 | 1.797
80 | 0.003137 | 0.0007856 | -0.0031369 | -0.00078565 | 5.6755e-08 | -5.2821e-08 | 0.0046935 | 0.0046935 | 0.0046935 | 0.9945 | -0.10572 | 0.99448 | -0.1061 | 1.2894
81 | -0.0045581 | -0.0011418 | 0.0045582 | 0.0011418 | 1.2279e-07 | -1.2766e-08 | 0.0068198 | 0.0068198 | 0.0068198 | 0.9945 | -0.10572 | 0.99453 | -0.10516 | 1.8736
82 | 0.0016334 | 0.00040884 | -0.0016334 | -0.0004089 | 1.2953e-08 | -6.6749e-08 | 0.0024438 | 0.0024438 | 0.0024438 | 0.99448 | -0.1061 | 0.99447 | -0.10627 | 0.67139
83 | 0.0016334 | 0.0004089 | -0.0016334 | -0.00040897 | 1.2625e-08 | -6.5058e-08 | 0.0024438 | 0.0024439 | 0.0024439 | 0.99447 | -0.10627 | 0.99446 | -0.10643 | 0.67139
84 | 0.0014061 | 0.00035202 | -0.0014061 | -0.00035204 | 3.5077e-09 | -2.5174e-08 | 0.0021039 | 0.0021039 | 0.0021039 | 0.99446 | -0.10643 | 0.99446 | -0.10648 | 0.57798
85 | 0.0014061 | 0.00035204 | -0.0014061 | -0.00035209 | 5.7595e-09 | -4.1334e-08 | 0.0021039 | 0.0021039 | 0.0021039 | 0.99446 | -0.10648 | 0.99445 | -0.10657 | 0.57799
86 | 0.0011588 | 0.00029011 | -0.0011588 | -0.00029024 | 1.2165e-08 | -1.322e-07 | 0.0017339 | 0.0017339 | 0.0017339 | 0.99445 | -0.10657 | 0.99444 | -0.10679 | 0.47635
87 | -0.016346 | -0.0040998 | 0.016347 | 0.0041005 | 1.235e-06 | 7.1887e-07 | 0.024449 | 0.024449 | 0.024449 | 0.9949 | -0.097884 | 0.99499 | -0.096299 | 6.7167
88 | 0.0035153 | 0.00088068 | -0.0035152 | -0.00088071 | 3.2923e-08 | -2.1007e-08 | 0.0052313 | 0.0052313 | 0.0052313 | 0.99988 | -0.0022794 | 0.99987 | -0.0024761 | 1.4372
89 | 0.0026389 | 0.00066107 | -0.0026388 | -0.00066123 | 9.6538e-08 | -1.5714e-07 | 0.0039271 | 0.0039272 | 0.0039272 | 0.99987 | -0.0024761 | 0.99983 | -0.0032442 | 1.0789
90 | 0.0017567 | 0.00044015 | -0.0017566 | -0.00044022 | 1.6317e-08 | -7.3046e-08 | 0.0026143 | 0.0026144 | 0.0026144 | 0.99983 | -0.0032442 | 0.99982 | -0.0034392 | 0.71823
91 | -0.0018765 | -0.00047029 | 0.0018765 | 0.00047014 | 3.9603e-08 | -1.4405e-07 | 0.0028259 | 0.0028258 | 0.0028259 | 0.98809 | -0.22918 | 0.98811 | -0.22874 | 0.77634
92 | 0.0044605 | 0.0011176 | -0.0044602 | -0.0011176 | 2.9565e-07 | -3.4533e-08 | 0.0067175 | 0.0067176 | 0.0067176 | 0.98804 | -0.23004 | 0.98797 | -0.23143 | 1.8455
93 | 0.0031077 | 0.00077865 | -0.0031077 | -0.00077872 | 7.7349e-08 | -7.1059e-08 | 0.0046806 | 0.0046806 | 0.0046806 | 0.98797 | -0.23143 | 0.98795 | -0.23195 | 1.2859
94 | -0.029289 | -0.0073448 | 0.029302 | 0.0073527 | 1.2713e-05 | 7.907e-06 | 0.043804 | 0.043804 | 0.043804 | 0.99499 | -0.096299 | 0.99546 | -0.087196 | 12.034
95 | 0.012942 | 0.0032443 | -0.01294 | -0.0032431 | 2.2665e-06 | 1.241e-06 | 0.019355 | 0.019355 | 0.019355 | 0.99499 | -0.096299 | 0.9948 | -0.099975 | 5.3173
96 | -0.029302 | -0.0073527 | 0.029305 | 0.007355 | 3.567e-06 | 2.2184e-06 | 0.043804 | 0.043804 | 0.043804 | 0.99546 | -0.087196 | 0.99559 | -0.084643 | 12.034
97 | 0.0078558 | 0.001969 | -0.0078548 | -0.0019686 | 9.7518e-07 | 3.7964e-07 | 0.011751 | 0.011751 | 0.011751 | 0.9948 | -0.099975 | 0.99466 | -0.10258 | 3.2282
98 | -0.030646 | -0.0076911 | 0.030648 | 0.0076921 | 1.7207e-06 | 1.0728e-06 | 0.045808 | 0.045808 | 0.045808 | 0.99559 | -0.084643 | 0.99565 | -0.083466 | 12.5846
99 | 0.0024481 | 0.00061308 | -0.002448 | -0.00061322 | 7.0263e-08 | -1.3708e-07 | 0.0036586 | 0.0036586 | 0.0036586 | 0.99565 | -0.083466 | 0.99562 | -0.084069 | 1.0051
100 | 0.002 | 0.00050051 | -0.0019999 | -0.00050087 | 1.1289e-07 | -3.5822e-07 | 0.0030022 | 0.0030024 | 0.0030024 | 0.99121 | -0.1694 | 0.99115 | -0.17059 | 0.82482
101 | 0.0017953 | 0.00044959 | -0.0017952 | -0.00044977 | 4.5396e-08 | -1.8572e-07 | 0.0026951 | 0.0026952 | 0.0026952 | 0.99115 | -0.17059 | 0.99112 | -0.17112 | 0.74044
102 | 0.0013102 | 0.00032821 | -0.0013102 | -0.00032836 | 1.8615e-08 | -1.5342e-07 | 0.001967 | 0.0019671 | 0.0019671 | 0.99112 | -0.17112 | 0.99111 | -0.17142 | 0.5404
103 | 0.081143 | 0.020451 | -0.081124 | -0.020439 | 1.9035e-05 | 1.2138e-05 | 0.12168 | 0.12168 | 0.12168 | 0.99265 | -0.14089 | 0.99239 | -0.14579 | 33.4281
104 | -0.082742 | -0.020852 | 0.082811 | 0.020896 | 6.9399e-05 | 4.426e-05 | 0.12407 | 0.12407 | 0.12407 | 0.99265 | -0.14089 | 0.99355 | -0.12337 | 34.0862
105 | 0.078805 | 0.019858 | -0.078771 | -0.019836 | 3.4264e-05 | 2.1845e-05 | 0.1182 | 0.1182 | 0.1182 | 0.99239 | -0.14579 | 0.99192 | -0.15489 | 32.4725
106 | -0.10156 | -0.025597 | 0.10165 | 0.025656 | 9.2031e-05 | 5.8763e-05 | 0.15216 | 0.15216 | 0.15216 | 0.99355 | -0.12337 | 0.99454 | -0.10445 | 41.801
107 | 0.01875 | 0.004701 | -0.018748 | -0.0047 | 1.6255e-06 | 9.6914e-07 | 0.028082 | 0.028082 | 0.028082 | 0.99355 | -0.12337 | 0.99346 | -0.12519 | 7.7148
108 | 0.077808 | 0.019595 | -0.077772 | -0.019572 | 3.5479e-05 | 2.2617e-05 | 0.11676 | 0.11676 | 0.11676 | 0.99192 | -0.15489 | 0.99143 | -0.16443 | 32.0758
109 | 0.017152 | 0.0043 | -0.017151 | -0.0042992 | 1.2694e-06 | 7.4601e-07 | 0.025691 | 0.025691 | 0.025691 | 0.99346 | -0.12519 | 0.99338 | -0.12675 | 7.058
110 | 0.017151 | 0.0042992 | -0.01715 | -0.0042988 | 7.2044e-07 | 4.234e-07 | 0.025691 | 0.025691 | 0.025691 | 0.99338 | -0.12675 | 0.99333 | -0.12763 | 7.058
111 | 0.015484 | 0.0038812 | -0.015482 | -0.0038802 | 1.736e-06 | 9.9967e-07 | 0.023195 | 0.023195 | 0.023195 | 0.99333 | -0.12763 | 0.99321 | -0.12998 | 6.3723
112 | 0.0023133 | 0.00057963 | -0.0023133 | -0.00057976 | 5.9061e-08 | -1.3344e-07 | 0.0034579 | 0.0034579 | 0.0034579 | 0.99548 | -0.086734 | 0.99545 | -0.08727 | 0.94998
113 | 0.002448 | 0.00061322 | -0.0024479 | -0.0006135 | 1.4457e-07 | -2.8198e-07 | 0.0036586 | 0.0036588 | 0.0036588 | 0.99562 | -0.084069 | 0.99556 | -0.085308 | 1.0052
114 | 0.0046767 | 0.0011718 | -0.0046767 | -0.0011718 | 3.7139e-08 | -1.8102e-09 | 0.0070425 | 0.0070425 | 0.0070425 | 0.98814 | -0.22819 | 0.98813 | -0.22836 | 1.9348
115 | -0.0059541 | -0.001492 | 0.0059546 | 0.0014921 | 4.8517e-07 | 1.0433e-07 | 0.0089661 | 0.008966 | 0.0089661 | 0.98814 | -0.22819 | 0.98823 | -0.22648 | 2.4632
116 | 0.0011992 | 0.00030051 | -0.0011992 | -0.00030055 | 3.7383e-09 | -3.6732e-08 | 0.0018062 | 0.0018063 | 0.0018063 | 0.98793 | -0.23222 | 0.98793 | -0.23229 | 0.49622
117 | -0.0019162 | -0.00048022 | 0.0019163 | 0.00048013 | 2.4642e-08 | -8.524e-08 | 0.0028862 | 0.0028862 | 0.0028862 | 0.98793 | -0.23222 | 0.98795 | -0.23195 | 0.79291
118 | 0.011653 | 0.0029206 | -0.011653 | -0.0029204 | 5.331e-07 | 2.8083e-07 | 0.017459 | 0.017459 | 0.017459 | 0.99321 | -0.12998 | 0.99316 | -0.13094 | 4.7964
119 | 0.010521 | 0.0026367 | -0.010521 | -0.0026366 | 2.6868e-07 | 1.3464e-07 | 0.015763 | 0.015763 | 0.015763 | 0.99316 | -0.13094 | 0.99314 | -0.13148 | 4.3306
120 | 0.0049827 | 0.0012487 | -0.0049825 | -0.0012487 | 1.9431e-07 | 4.0625e-09 | 0.0074655 | 0.0074656 | 0.0074656 | 0.99314 | -0.13148 | 0.99309 | -0.1323 | 2.051
121 | 0.0055381 | 0.0013879 | -0.005538 | -0.0013879 | 1.2281e-07 | 1.7053e-08 | 0.0082978 | 0.0082978 | 0.0082978 | 0.99314 | -0.13148 | 0.99311 | -0.13194 | 2.2796
122 | 0.003421 | 0.00085735 | -0.003421 | -0.00085738 | 4.0014e-08 | -2.6934e-08 | 0.0051259 | 0.005126 | 0.005126 | 0.99309 | -0.1323 | 0.99308 | -0.13254 | 1.4082
123 | 0.0024463 | 0.00061301 | -0.0024463 | -0.00061309 | 4.2544e-08 | -8.2034e-08 | 0.0036653 | 0.0036654 | 0.0036654 | 0.99311 | -0.13194 | 0.99309 | -0.13231 | 1.007
124 | 0.00092967 | 0.00023281 | -0.00092966 | -0.000233 | 1.0628e-08 | -1.8321e-07 | 0.001391 | 0.0013911 | 0.0013911 | 0.99444 | -0.10679 | 0.99443 | -0.10703 | 0.38217
125 | 0.00087627 | 0.00021958 | -0.00087627 | -0.00021961 | 1.845e-09 | -3.6756e-08 | 0.0013041 | 0.0013041 | 0.0013041 | 0.99982 | -0.0034392 | 0.99982 | -0.0034834 | 0.35828

## res_trafo
| p_hv_mw | q_hv_mvar | p_lv_mw | q_lv_mvar | pl_mw | ql_mvar | i_hv_ka | i_lv_ka | vm_hv_pu | va_hv_degree | vm_lv_pu | va_lv_degree | loading_percent
0 | -1.2729e-15 | -1.3162e-15 | 0.00165 | 1.2699e-07 | 0.00165 | 1.2699e-07 | 5.2857e-17 | 0.0023815 | 0.99998 | 149.9956 | 1 | 0 | 0.2619

## res_ext_grid
| p_mw | q_mvar
0 | 0.18493 | 0.046443

## res_load
| p_mw | q_mvar
0 | 0.00050717 | 0.00012711
1 | 0.0062764 | 0.001573
2 | 0.00037333 | 9.3566e-05
3 | 0.0036855 | 0.00092368
4 | 0.00053851 | 0.00013496
5 | 0.0024924 | 0.00062465
6 | 0.0034933 | 0.00087549
7 | 0.0033778 | 0.00084657
8 | 0.00015874 | 3.9784e-05
9 | 0.0015758 | 0.00039493
10 | 0.0075194 | 0.0018845
11 | 0.0066538 | 0.0016676
12 | 0.0066538 | 0.0016676
13 | 0.00056344 | 0.00014121
14 | 0.0011056 | 0.00027708
15 | 0.00054558 | 0.00013673
16 | 0.00039255 | 9.8382e-05
17 | 0.00035631 | 8.93e-05
18 | 0.00037451 | 9.3862e-05
19 | 0.00036781 | 9.2182e-05
20 | 0.00019406 | 4.8636e-05
21 | 0.00030219 | 7.5737e-05
22 | 0.0010124 | 0.00025373
23 | 0.01557 | 0.0039021
24 | 0.00073394 | 0.00018394
25 | 0.0021003 | 0.0005264
26 | 0.0049148 | 0.0012318
27 | 0.0015609 | 0.00039119
28 | 0.0012056 | 0.00030215
29 | 0.0017553 | 0.00043992
30 | 0.00244 | 0.00061152
31 | 0.0021095 | 0.00052868
32 | 0.0011813 | 0.00029607
33 | 0.0016664 | 0.00041764
34 | 0.0016729 | 0.00041928
35 | 0.0021749 | 0.00054509
36 | 0.002174 | 0.00054486
37 | 0.0022306 | 0.00055903
38 | 0.00088169 | 0.00022097
39 | 0.0016831 | 0.00042182
40 | 0.0021095 | 0.0005287
41 | 0.0011843 | 0.00029681
42 | 0.0014449 | 0.00036213
43 | 0.0008802 | 0.0002206
44 | 0.00088119 | 0.00022085
45 | 0.0014211 | 0.00035617
46 | 0.0015035 | 0.00037682
47 | 0.00022724 | 5.6951e-05
48 | 0.00024727 | 6.1972e-05
49 | 0.0026 | 0.00065163
50 | 0.00088005 | 0.00022056
51 | 0.00087634 | 0.00021963
52 | 0.00088214 | 0.00022109
53 | 0.00087656 | 0.00021969
54 | 0.0018765 | 0.00047029
55 | 0.00084225 | 0.00021109
56 | 0.0013525 | 0.00033896
57 | 0.0050837 | 0.0012741
58 | 0.001341 | 0.00033609
59 | 0.0078548 | 0.0019686
60 | 0.00020463 | 5.1286e-05
61 | 0.00048504 | 0.00012156
62 | 0.0015982 | 0.00040053
63 | 0.0023197 | 0.00058136
64 | 0.00096263 | 0.00024126
65 | 0.0011493 | 0.00028804
66 | 0.0015963 | 0.00040007
67 | 0.0012124 | 0.00030385
68 | 0.0016662 | 0.00041759
69 | 0.0013102 | 0.00032836
70 | 0.0057071 | 0.0014303
71 | 0.0023133 | 0.00057976
72 | 0.0024479 | 0.0006135
73 | 0.0012774 | 0.00032015
74 | 0.0020474 | 0.00051313
75 | 0.0051093 | 0.0012805
76 | 0.00071702 | 0.0001797
77 | 0.0011992 | 0.00030055
78 | 0.0011914 | 0.00029859
79 | 0.0038287 | 0.00095956
80 | 0.0011318 | 0.00028365
81 | 0.0015615 | 0.00039134
82 | 0.0030917 | 0.00077486
83 | 0.0024463 | 0.00061309
84 | 0.003421 | 0.00085738
85 | 0.00022916 | 5.7433e-05
86 | 0.00092966 | 0.000233
87 | 0.00088037 | 0.00022064
88 | 0.00087627 | 0.00021961

## dtypes
| element | column | dtype
0 | bus | name | object
1 | bus | vn_kv | float64
2 | bus | type | object
3 | bus | zone | object
4 | bus | in_service | bool
5 | load | name | object
6 | load | bus | uint32
7 | load | p_mw | float64
8 | load | q_mvar | float64
9 | load | const_z_percent | float64
10 | load | const_i_percent | float64
11 | load | sn_mva | float64
12 | load | scaling | float64
13 | load | in_service | bool
14 | load | type | object
15 | ext_grid | name | object
16 | ext_grid | bus | uint32
17 | ext_grid | vm_pu | float64
18 | ext_grid | va_degree | float64
19 | ext_grid | slack_weight | float64
20 | ext_grid | in_service | bool
21 | line | name | object
22 | line | std_type | object
23 | line | from_bus | uint32
24 | line | to_bus | uint32
25 | line | length_km | float64
26 | line | r_ohm_per_km | float64
27 | line | x_ohm_per_km | float64
28 | line | c_nf_per_km | float64
29 | line | g_us_per_km | float64
30 | line | max_i_ka | float64
31 | line | df | float64
32 | line | parallel | uint32
33 | line | type | object
34 | line | in_service | bool
35 | trafo | name | object
36 | trafo | std_type | object
37 | trafo | hv_bus | uint32
38 | trafo | lv_bus | uint32
39 | trafo | sn_mva | float64
40 | trafo | vn_hv_kv | float64
41 | trafo | vn_lv_kv | float64
42 | trafo | vk_percent | float64
43 | trafo | vkr_percent | float64
44 | trafo | pfe_kw | float64
45 | trafo | i0_percent | float64
46 | trafo | shift_degree | float64
47 | trafo | tap_side | object
48 | trafo | tap_neutral | int32
49 | trafo | tap_min | int32
50 | trafo | tap_max | int32
51 | trafo | tap_step_percent | float64
52 | trafo | tap_step_degree | float64
53 | trafo | tap_pos | int32
54 | trafo | tap_phase_shifter | bool
55 | trafo | parallel | uint32
56 | trafo | df | float64
57 | trafo | in_service | bool
58 | line_geodata | coords | object
59 | bus_geodata | x | float64
60 | bus_geodata | y | float64
61 | bus_geodata | coords | object
62 | res_bus | vm_pu | float64
63 | res_bus | va_degree | float64
64 | res_bus | p_mw | float64
65 | res_bus | q_mvar | float64
66 | res_line | p_from_mw | float64
67 | res_line | q_from_mvar | float64
68 | res_line | p_to_mw | float64
69 | res_line | q_to_mvar | float64
70 | res_line | pl_mw | float64
71 | res_line | ql_mvar | float64
72 | res_line | i_from_ka | float64
73 | res_line | i_to_ka | float64
74 | res_line | i_ka | float64
75 | res_line | vm_from_pu | float64
76 | res_line | va_from_degree | float64
77 | res_line | vm_to_pu | float64
78 | res_line | va_to_degree | float64
79 | res_line | loading_percent | float64
80 | res_trafo | p_hv_mw | float64
81 | res_trafo | q_hv_mvar | float64
82 | res_trafo | p_lv_mw | float64
83 | res_trafo | q_lv_mvar | float64
84 | res_trafo | pl_mw | float64
85 | res_trafo | ql_mvar | float64
86 | res_trafo | i_hv_ka | float64
87 | res_trafo | i_lv_ka | float64
88 | res_trafo | vm_hv_pu | float64
89 | res_trafo | va_hv_degree | float64
90 | res_trafo | vm_lv_pu | float64
91 | res_trafo | va_lv_degree | float64
92 | res_trafo | loading_percent | float64
93 | res_ext_grid | p_mw | float64
94 | res_ext_grid | q_mvar | float64
95 | res_load | p_mw | float64
96 | res_load | q_mvar | float64

## parameters
| version | format_version | converged | OPF_converged | name | f_hz | sn_mva
0 | 2.14.6 | 2.14.0 | TRUE | FALSE |  | 50 | 1