## bus
| name | vn_kv | type | zone | in_service
0 | bus_LV_177-15_0_4_node_0 | 0.4 | n |  | TRUE
1 | bus_LV_177-15_0_4_node_1 | 0.4 | n |  | TRUE
2 | bus_LV_177-15_0_4_node_2 | 0.4 | n |  | TRUE
3 | bus_LV_177-15_0_4_node_3 | 0.4 | n |  | TRUE
4 | bus_LV_177-15_0_4_node_4 | 0.4 | n |  | TRUE
5 | bus_LV_177-15_0_4_node_5 | 0.4 | n |  | TRUE
6 | bus_LV_177-15_0_4_node_6 | 0.4 | n |  | TRUE
7 | bus_LV_177-15_0_4_node_12 | 0.4 | n |  | TRUE
8 | bus_LV_177-15_0_4_node_110 | 0.4 | n |  | TRUE
9 | bus_LV_177-15_0_4_node_16 | 0.4 | n |  | TRUE
10 | bus_LV_177-15_0_4_node_15 | 0.4 | n |  | TRUE
11 | bus_LV_177-15_0_4_node_134 | 0.4 | n |  | TRUE
12 | bus_LV_177-15_0_4_node_13 | 0.4 | n |  | TRUE
13 | bus_LV_177-15_0_4_node_19 | 0.4 | n |  | TRUE
14 | bus_LV_177-15_0_4_node_109 | 0.4 | n |  | TRUE
15 | bus_LV_177-15_0_4_node_20 | 0.4 | n |  | TRUE
16 | bus_LV_177-15_0_4_node_10 | 0.4 | n |  | TRUE
17 | bus_LV_177-15_0_4_node_114 | 0.4 | n |  | TRUE
18 | bus_LV_177-15_0_4_node_7 | 0.4 | n |  | TRUE
19 | bus_LV_177-15_0_4_node_8 | 0.4 | n |  | TRUE
20 | bus_LV_177-15_0_4_node_66 | 0.4 | n |  | TRUE
21 | bus_LV_177-15_0_4_node_63 | 0.4 | n |  | TRUE
22 | bus_LV_177-15_0_4_node_21 | 0.4 | n |  | TRUE
23 | bus_LV_177-15_0_4_node_17 | 0.4 | n |  | TRUE
24 | bus_LV_177-15_0_4_node_18 | 0.4 | n |  | TRUE
25 | bus_LV_177-15_0_4_node_115 | 0.4 | n |  | TRUE
26 | bus_LV_177-15_0_4_node_116 | 0.4 | n |  | TRUE
27 | bus_LV_177-15_0_4_node_124 | 0.4 | n |  | TRUE
28 | bus_LV_177-15_0_4_node_38 | 0.4 | n |  | TRUE
29 | bus_LV_177-15_0_4_node_135 | 0.4 | n |  | TRUE
30 | bus_LV_177-15_0_4_node_22 | 0.4 | n |  | TRUE
31 | bus_LV_177-15_0_4_node_23 | 0.4 | n |  | TRUE
32 | bus_LV_177-15_0_4_node_24 | 0.4 | n |  | TRUE
33 | bus_LV_177-15_0_4_node_25 | 0.4 | n |  | TRUE
34 | bus_LV_177-15_0_4_node_26 | 0.4 | n |  | TRUE
35 | bus_LV_177-15_0_4_node_27 | 0.4 | n |  | TRUE
36 | bus_LV_177-15_0_4_node_42 | 0.4 | n |  | TRUE
37 | bus_LV_177-15_0_4_node_59 | 0.4 | n |  | TRUE
38 | bus_LV_177-15_0_4_node_69 | 0.4 | n |  | TRUE
39 | bus_LV_177-15_0_4_node_43 | 0.4 | n |  | TRUE
40 | bus_LV_177-15_0_4_node_40 | 0.4 | n |  | TRUE
41 | bus_LV_177-15_0_4_node_68 | 0.4 | n |  | TRUE
42 | bus_LV_177-15_0_4_node_60 | 0.4 | n |  | TRUE
43 | bus_LV_177-15_0_4_node_67 | 0.4 | n |  | TRUE
44 | bus_LV_177-15_0_4_node_57 | 0.4 | n |  | TRUE
45 | bus_LV_177-15_0_4_node_86 | 0.4 | n |  | TRUE
46 | bus_LV_177-15_0_4_node_28 | 0.4 | n |  | TRUE
47 | bus_LV_177-15_0_4_node_29 | 0.4 | n |  | TRUE
48 | bus_LV_177-15_0_4_node_30 | 0.4 | n |  | TRUE
49 | bus_LV_177-15_0_4_node_31 | 0.4 | n |  | TRUE
50 | bus_LV_177-15_0_4_node_32 | 0.4 | n |  | TRUE
51 | bus_LV_177-15_0_4_node_48 | 0.4 | n |  | TRUE
52 | bus_LV_177-15_0_4_node_46 | 0.4 | n |  | TRUE
53 | bus_LV_177-15_0_4_node_33 | 0.4 | n |  | TRUE
54 | bus_LV_177-15_0_4_node_34 | 0.4 | n |  | TRUE
55 | bus_LV_177-15_0_4_node_35 | 0.4 | n |  | TRUE
56 | bus_LV_177-15_0_4_node_36 | 0.4 | n |  | TRUE
57 | bus_LV_177-15_0_4_node_37 | 0.4 | n |  | TRUE
58 | bus_LV_177-15_0_4_node_50 | 0.4 | n |  | TRUE
59 | bus_LV_177-15_0_4_node_65 | 0.4 | n |  | TRUE
60 | bus_LV_177-15_0_4_node_122 | 0.4 | n |  | TRUE
61 | bus_LV_177-15_0_4_node_39 | 0.4 | n |  | TRUE
62 | bus_LV_177-15_0_4_node_82 | 0.4 | n |  | TRUE
63 | bus_LV_177-15_0_4_node_81 | 0.4 | n |  | TRUE
64 | bus_LV_177-15_0_4_node_51 | 0.4 | n |  | TRUE
65 | bus_LV_177-15_0_4_node_70 | 0.4 | n |  | TRUE
66 | bus_LV_177-15_0_4_node_104 | 0.4 | n |  | TRUE
67 | bus_LV_177-15_0_4_node_103 | 0.4 | n |  | TRUE
68 | bus_LV_177-15_0_4_node_41 | 0.4 | n |  | TRUE
69 | bus_LV_177-15_0_4_node_52 | 0.4 | n |  | TRUE
70 | bus_LV_177-15_0_4_node_45 | 0.4 | n |  | TRUE
71 | bus_LV_177-15_0_4_node_49 | 0.4 | n |  | TRUE
72 | bus_LV_177-15_0_4_node_84 | 0.4 | n |  | TRUE
73 | bus_LV_177-15_0_4_node_85 | 0.4 | n |  | TRUE
74 | bus_LV_177-15_0_4_node_77 | 0.4 | n |  | TRUE
75 | bus_LV_177-15_0_4_node_139 | 0.4 | n |  | TRUE
76 | bus_LV_177-15_0_4_node_140 | 0.4 | n |  | TRUE
77 | bus_LV_177-15_0_4_node_75 | 0.4 | n |  | TRUE
78 | bus_LV_177-15_0_4_node_79 | 0.4 | n |  | TRUE
79 | bus_LV_177-15_0_4_node_53 | 0.4 | n |  | TRUE
80 | bus_LV_177-15_0_4_node_54 | 0.4 | n |  | TRUE
81 | bus_LV_177-15_0_4_node_55 | 0.4 | n |  | TRUE
82 | bus_LV_177-15_0_4_node_56 | 0.4 | n |  | TRUE
83 | bus_LV_177-15_0_4_node_83 | 0.4 | n |  | TRUE
84 | bus_LV_177-15_0_4_node_58 | 0.4 | n |  | TRUE
85 | bus_LV_177-15_0_4_node_136 | 0.4 | n |  | TRUE
86 | bus_LV_177-15_0_4_node_93 | 0.4 | n |  | TRUE
87 | bus_LV_177-15_0_4_node_61 | 0.4 | n |  | TRUE
88 | bus_LV_177-15_0_4_node_62 | 0.4 | n |  | TRUE
89 | bus_LV_177-15_0_4_node_64 | 0.4 | n |  | TRUE
90 | bus_LV_177-15_0_4_node_76 | 0.4 | n |  | TRUE
91 | bus_LV_177-15_0_4_node_73 | 0.4 | n |  | TRUE
92 | bus_LV_177-15_0_4_node_78 | 0.4 | n |  | TRUE
93 | bus_LV_177-15_0_4_node_137 | 0.4 | n |  | TRUE
94 | bus_LV_177-15_0_4_node_138 | 0.4 | n |  | TRUE
95 | bus_LV_177-15_0_4_node_71 | 0.4 | n |  | TRUE
96 | bus_LV_177-15_0_4_node_72 | 0.4 | n |  | TRUE
97 | bus_LV_177-15_0_4_node_74 | 0.4 | n |  | TRUE
98 | bus_LV_177-15_0_4_node_80 | 0.4 | n |  | TRUE
99 | bus_LV_177-15_0_4_node_142 | 0.4 | n |  | TRUE
100 | bus_LV_177-15_0_4_node_141 | 0.4 | n |  | TRUE
101 | bus_LV_177-15_0_4_node_94 | 0.4 | n |  | TRUE
102 | bus_LV_177-15_0_4_node_92 | 0.4 | n |  | TRUE
103 | bus_LV_177-15_0_4_node_89 | 0.4 | n |  | TRUE
104 | bus_LV_177-15_0_4_node_87 | 0.4 | n |  | TRUE
105 | bus_LV_177-15_0_4_node_88 | 0.4 | n |  | TRUE
106 | bus_LV_177-15_0_4_node_90 | 0.4 | n |  | TRUE
107 | bus_LV_177-15_0_4_node_91 | 0.4 | n |  | TRUE
108 | bus_LV_177-15_0_4_node_97 | 0.4 | n |  | TRUE
109 | bus_LV_177-15_0_4_node_95 | 0.4 | n |  | TRUE
110 | bus_LV_177-15_0_4_node_118 | 0.4 | n |  | TRUE
111 | bus_LV_177-15_0_4_node_117 | 0.4 | n |  | TRUE
112 | bus_LV_177-15_0_4_node_128 | 0.4 | n |  | TRUE
113 | bus_LV_177-15_0_4_node_129 | 0.4 | n |  | TRUE
114 | bus_LV_177-15_0_4_node_99 | 0.4 | n |  | TRUE
115 | bus_LV_177-15_0_4_node_100 | 0.4 | n |  | TRUE
116 | bus_LV_177-15_0_4_node_101 | 0.4 | n |  | TRUE
117 | bus_LV_177-15_0_4_node_102 | 0.4 | n |  | TRUE
118 | bus_LV_177-15_0_4_node_105 | 0.4 | n |  | TRUE
119 | bus_LV_177-15_0_4_node_107 | 0.4 | n |  | TRUE
120 | bus_LV_177-15_0_4_node_130 | 0.4 | n |  | TRUE
121 | bus_LV_177-15_0_4_node_112 | 0.4 | n |  | TRUE
122 | bus_LV_177-15_0_4_node_106 | 0.4 | n |  | TRUE
123 | bus_LV_177-15_0_4_node_108 | 0.4 | n |  | TRUE
124 | bus_LV_177-15_0_4_node_123 | 0.4 | n |  | TRUE
125 | bus_LV_177-15_0_4_node_111 | 0.4 | n |  | TRUE
126 | bus_LV_177-15_0_4_node_113 | 0.4 | n |  | TRUE
127 | bus_LV_177-15_0_4_node_125 | 0.4 | n |  | TRUE
128 | bus_LV_177-15_0_4_node_121 | 0.4 | n |  | TRUE
129 | bus_LV_177-15_0_4_node_119 | 0.4 | n |  | TRUE
130 | bus_LV_177-15_0_4_node_120 | 0.4 | n |  | TRUE
131 | bus_LV_177-15_0_4_node_126 | 0.4 | n |  | TRUE
132 | bus_LV_177-15_0_4_node_127 | 0.4 | n |  | TRUE
133 | bus_LV_177-15_0_4_node_131 | 0.4 | n |  | TRUE
134 | bus_LV_177-15_0_4_node_132 | 0.4 | n |  | TRUE
135 | bus_LV_177-15_0_4_node_133 | 0.4 | n |  | TRUE
136 | bus_MV_7_2_node_180 | 20 | n |  | TRUE

## load
| name | bus | p_mw | q_mvar | const_z_percent | const_i_percent | sn_mva | scaling | in_service | type
0 | LV_177-15_0_4_load_0 | 0 | 0.005659 | 0.0014183 | 0 | 0 |  | 1 | TRUE | wye
1 | LV_177-15_0_4_load_3 | 3 | 0.001179 | 0.00029548 | 0 | 0 |  | 1 | TRUE | wye
2 | LV_177-15_0_4_load_4 | 4 | 0.0021208 | 0.00053152 | 0 | 0 |  | 1 | TRUE | wye
3 | LV_177-15_0_4_load_6 | 6 | 0.0026715 | 0.00066955 | 0 | 0 |  | 1 | TRUE | wye
4 | LV_177-15_0_4_load_12 | 7 | 0.0017067 | 0.00042774 | 0 | 0 |  | 1 | TRUE | wye
5 | LV_177-15_0_4_load_16 | 9 | 0.0030759 | 0.0007709 | 0 | 0 |  | 1 | TRUE | wye
6 | LV_177-15_0_4_load_15 | 10 | 0.0018392 | 0.00046096 | 0 | 0 |  | 1 | TRUE | wye
7 | LV_177-15_0_4_load_134 | 11 | 0.0020461 | 0.0005128 | 0 | 0 |  | 1 | TRUE | wye
8 | LV_177-15_0_4_load_13 | 12 | 0.0026931 | 0.00067496 | 0 | 0 |  | 1 | TRUE | wye
9 | LV_177-15_0_4_load_19 | 13 | 0.0016273 | 0.00040783 | 0 | 0 |  | 1 | TRUE | wye
10 | LV_177-15_0_4_load_109 | 14 | 0.0015035 | 0.00037681 | 0 | 0 |  | 1 | TRUE | wye
11 | LV_177-15_0_4_load_20 | 15 | 0.0010983 | 0.00027526 | 0 | 0 |  | 1 | TRUE | wye
12 | LV_177-15_0_4_load_10 | 16 | 0.00085713 | 0.00021482 | 0 | 0 |  | 1 | TRUE | wye
13 | LV_177-15_0_4_load_114 | 17 | 0.0012466 | 0.00031243 | 0 | 0 |  | 1 | TRUE | wye
14 | LV_177-15_0_4_load_7 | 18 | 0.0060808 | 0.001524 | 0 | 0 |  | 1 | TRUE | wye
15 | LV_177-15_0_4_load_8 | 19 | 0.001795 | 0.00044988 | 0 | 0 |  | 1 | TRUE | wye
16 | LV_177-15_0_4_load_66 | 20 | 0.0098753 | 0.002475 | 0 | 0 |  | 1 | TRUE | wye
17 | LV_177-15_0_4_load_17 | 23 | 0.0011307 | 0.00028337 | 0 | 0 |  | 1 | TRUE | wye
18 | LV_177-15_0_4_load_18 | 24 | 0.00091617 | 0.00022961 | 0 | 0 |  | 1 | TRUE | wye
19 | LV_177-15_0_4_load_124 | 27 | 0.0011047 | 0.00027687 | 0 | 0 |  | 1 | TRUE | wye
20 | LV_177-15_0_4_load_135 | 29 | 0.0011314 | 0.00028356 | 0 | 0 |  | 1 | TRUE | wye
21 | LV_177-15_0_4_load_22 | 30 | 0.0038911 | 0.00097519 | 0 | 0 |  | 1 | TRUE | wye
22 | LV_177-15_0_4_load_23 | 31 | 0.001574 | 0.00039449 | 0 | 0 |  | 1 | TRUE | wye
23 | LV_177-15_0_4_load_24 | 32 | 0.0042734 | 0.001071 | 0 | 0 |  | 1 | TRUE | wye
24 | LV_177-15_0_4_load_26 | 34 | 0.0032961 | 0.00082609 | 0 | 0 |  | 1 | TRUE | wye
25 | LV_177-15_0_4_load_43 | 39 | 0.0093633 | 0.0023467 | 0 | 0 |  | 1 | TRUE | wye
26 | LV_177-15_0_4_load_40 | 40 | 0.0015032 | 0.00037673 | 0 | 0 |  | 1 | TRUE | wye
27 | LV_177-15_0_4_load_67 | 43 | 0.0010484 | 0.00026277 | 0 | 0 |  | 1 | TRUE | wye
28 | LV_177-15_0_4_load_57 | 44 | 0.0040804 | 0.0010226 | 0 | 0 |  | 1 | TRUE | wye
29 | LV_177-15_0_4_load_86 | 45 | 0.0061518 | 0.0015418 | 0 | 0 |  | 1 | TRUE | wye
30 | LV_177-15_0_4_load_28 | 46 | 0.0017417 | 0.00043651 | 0 | 0 |  | 1 | TRUE | wye
31 | LV_177-15_0_4_load_29 | 47 | 0.0019946 | 0.0004999 | 0 | 0 |  | 1 | TRUE | wye
32 | LV_177-15_0_4_load_30 | 48 | 0.0036445 | 0.0009134 | 0 | 0 |  | 1 | TRUE | wye
33 | LV_177-15_0_4_load_31 | 49 | 0.00079933 | 0.00020033 | 0 | 0 |  | 1 | TRUE | wye
34 | LV_177-15_0_4_load_32 | 50 | 0.0028192 | 0.00070655 | 0 | 0 |  | 1 | TRUE | wye
35 | LV_177-15_0_4_load_48 | 51 | 0.0024696 | 0.00061894 | 0 | 0 |  | 1 | TRUE | wye
36 | LV_177-15_0_4_load_33 | 53 | 0.0017412 | 0.00043637 | 0 | 0 |  | 1 | TRUE | wye
37 | LV_177-15_0_4_load_34 | 54 | 0.002861 | 0.00071704 | 0 | 0 |  | 1 | TRUE | wye
38 | LV_177-15_0_4_load_36 | 56 | 0.0072568 | 0.0018187 | 0 | 0 |  | 1 | TRUE | wye
39 | LV_177-15_0_4_load_37 | 57 | 0.010039 | 0.002516 | 0 | 0 |  | 1 | TRUE | wye
40 | LV_177-15_0_4_load_50 | 58 | 0.0078154 | 0.0019587 | 0 | 0 |  | 1 | TRUE | wye
41 | LV_177-15_0_4_load_122 | 60 | 0.0011759 | 0.0002947 | 0 | 0 |  | 1 | TRUE | wye
42 | LV_177-15_0_4_load_81 | 63 | 0.0018877 | 0.0004731 | 0 | 0 |  | 1 | TRUE | wye
43 | LV_177-15_0_4_load_51 | 64 | 0.0025746 | 0.00064526 | 0 | 0 |  | 1 | TRUE | wye
44 | LV_177-15_0_4_load_70 | 65 | 0.004737 | 0.0011872 | 0 | 0 |  | 1 | TRUE | wye
45 | LV_177-15_0_4_load_104 | 66 | 0.004764 | 0.001194 | 0 | 0 |  | 1 | TRUE | wye
46 | LV_177-15_0_4_load_103 | 67 | 0.00072478 | 0.00018165 | 0 | 0 |  | 1 | TRUE | wye
47 | LV_177-15_0_4_load_41 | 68 | 0.0024688 | 0.00061874 | 0 | 0 |  | 1 | TRUE | wye
48 | LV_177-15_0_4_load_45 | 70 | 0.0008285 | 0.00020764 | 0 | 0 |  | 1 | TRUE | wye
49 | LV_177-15_0_4_load_49 | 71 | 0.01045 | 0.0026191 | 0 | 0 |  | 1 | TRUE | wye
50 | LV_177-15_0_4_load_140 | 76 | 0.0023081 | 0.00057848 | 0 | 0 |  | 1 | TRUE | wye
51 | LV_177-15_0_4_load_79 | 78 | 0.0071968 | 0.0018037 | 0 | 0 |  | 1 | TRUE | wye
52 | LV_177-15_0_4_load_53 | 79 | 0.0020413 | 0.0005116 | 0 | 0 |  | 1 | TRUE | wye
53 | LV_177-15_0_4_load_54 | 80 | 0.00058605 | 0.00014688 | 0 | 0 |  | 1 | TRUE | wye
54 | LV_177-15_0_4_load_83 | 83 | 0.0018148 | 0.00045483 | 0 | 0 |  | 1 | TRUE | wye
55 | LV_177-15_0_4_load_136 | 85 | 0.0009982 | 0.00025017 | 0 | 0 |  | 1 | TRUE | wye
56 | LV_177-15_0_4_load_61 | 87 | 0.0047384 | 0.0011875 | 0 | 0 |  | 1 | TRUE | wye
57 | LV_177-15_0_4_load_62 | 88 | 0.0048577 | 0.0012175 | 0 | 0 |  | 1 | TRUE | wye
58 | LV_177-15_0_4_load_78 | 92 | 0.0048558 | 0.001217 | 0 | 0 |  | 1 | TRUE | wye
59 | LV_177-15_0_4_load_137 | 93 | 0.0028058 | 0.00070321 | 0 | 0 |  | 1 | TRUE | wye
60 | LV_177-15_0_4_load_71 | 95 | 0.013494 | 0.0033818 | 0 | 0 |  | 1 | TRUE | wye
61 | LV_177-15_0_4_load_72 | 96 | 0.0089023 | 0.0022311 | 0 | 0 |  | 1 | TRUE | wye
62 | LV_177-15_0_4_load_74 | 97 | 0.0086028 | 0.0021561 | 0 | 0 |  | 1 | TRUE | wye
63 | LV_177-15_0_4_load_80 | 98 | 0.0027222 | 0.00068224 | 0 | 0 |  | 1 | TRUE | wye
64 | LV_177-15_0_4_load_142 | 99 | 0.0026983 | 0.00067626 | 0 | 0 |  | 1 | TRUE | wye
65 | LV_177-15_0_4_load_141 | 100 | 0.0027243 | 0.00068277 | 0 | 0 |  | 1 | TRUE | wye
66 | LV_177-15_0_4_load_94 | 101 | 0.0095632 | 0.0023968 | 0 | 0 |  | 1 | TRUE | wye
67 | LV_177-15_0_4_load_92 | 102 | 0.010927 | 0.0027386 | 0 | 0 |  | 1 | TRUE | wye
68 | LV_177-15_0_4_load_89 | 103 | 0.0062077 | 0.0015558 | 0 | 0 |  | 1 | TRUE | wye
69 | LV_177-15_0_4_load_88 | 105 | 0.0030401 | 0.00076192 | 0 | 0 |  | 1 | TRUE | wye
70 | LV_177-15_0_4_load_95 | 109 | 0.0060281 | 0.0015108 | 0 | 0 |  | 1 | TRUE | wye
71 | LV_177-15_0_4_load_118 | 110 | 0.00088025 | 0.00022061 | 0 | 0 |  | 1 | TRUE | wye
72 | LV_177-15_0_4_load_117 | 111 | 0.004851 | 0.0012158 | 0 | 0 |  | 1 | TRUE | wye
73 | LV_177-15_0_4_load_128 | 112 | 0.0043418 | 0.0010882 | 0 | 0 |  | 1 | TRUE | wye
74 | LV_177-15_0_4_load_129 | 113 | 0.0024972 | 0.00062587 | 0 | 0 |  | 1 | TRUE | wye
75 | LV_177-15_0_4_load_99 | 114 | 0.0019492 | 0.00048851 | 0 | 0 |  | 1 | TRUE | wye
76 | LV_177-15_0_4_load_101 | 116 | 0.0013882 | 0.00034793 | 0 | 0 |  | 1 | TRUE | wye
77 | LV_177-15_0_4_load_105 | 118 | 0.002568 | 0.00064359 | 0 | 0 |  | 1 | TRUE | wye
78 | LV_177-15_0_4_load_130 | 120 | 0.00095961 | 0.0002405 | 0 | 0 |  | 1 | TRUE | wye
79 | LV_177-15_0_4_load_112 | 121 | 0.0020969 | 0.00052554 | 0 | 0 |  | 1 | TRUE | wye
80 | LV_177-15_0_4_load_108 | 123 | 0.0023342 | 0.00058501 | 0 | 0 |  | 1 | TRUE | wye
81 | LV_177-15_0_4_load_123 | 124 | 0.0017606 | 0.00044125 | 0 | 0 |  | 1 | TRUE | wye
82 | LV_177-15_0_4_load_111 | 125 | 0.0017242 | 0.00043213 | 0 | 0 |  | 1 | TRUE | wye
83 | LV_177-15_0_4_load_113 | 126 | 0.0012938 | 0.00032425 | 0 | 0 |  | 1 | TRUE | wye
84 | LV_177-15_0_4_load_125 | 127 | 0.0057453 | 0.0014399 | 0 | 0 |  | 1 | TRUE | wye
85 | LV_177-15_0_4_load_121 | 128 | 0.0013372 | 0.00033513 | 0 | 0 |  | 1 | TRUE | wye
86 | LV_177-15_0_4_load_120 | 130 | 0.0016295 | 0.00040839 | 0 | 0 |  | 1 | TRUE | wye
87 | LV_177-15_0_4_load_126 | 131 | 0.0014358 | 0.00035983 | 0 | 0 |  | 1 | TRUE | wye
88 | LV_177-15_0_4_load_127 | 132 | 0.0016999 | 0.00042603 | 0 | 0 |  | 1 | TRUE | wye
89 | LV_177-15_0_4_load_131 | 133 | 0.0015915 | 0.00039887 | 0 | 0 |  | 1 | TRUE | wye
90 | LV_177-15_0_4_load_132 | 134 | 0.0015828 | 0.00039668 | 0 | 0 |  | 1 | TRUE | wye
91 | LV_177-15_0_4_load_133 | 135 | 0.0017724 | 0.0004442 | 0 | 0 |  | 1 | TRUE | wye

## ext_grid
| name | bus | vm_pu | va_degree | slack_weight | in_service
0 |  | 61 | 1 | 0 | 1 | TRUE

## line
| name | std_type | from_bus | to_bus | length_km | r_ohm_per_km | x_ohm_per_km | c_nf_per_km | g_us_per_km | max_i_ka | df | parallel | type | in_service
0 | LV_177-15_0_4_line_0 |  | 0 | 1 | 0.004526 | 0.125 | 0.08 | 261 | 0 | 0.364 | 1 | 1 | cs | TRUE
1 | LV_177-15_0_4_line_1 |  | 0 | 2 | 0.015207 | 0.125 | 0.08 | 261 | 0 | 0.364 | 1 | 1 | cs | TRUE
2 | LV_177-15_0_4_line_2 |  | 1 | 3 | 0.021141 | 0.125 | 0.08 | 261 | 0 | 0.364 | 1 | 1 | cs | TRUE
3 | LV_177-15_0_4_line_3 |  | 1 | 4 | 0.015662 | 0.125 | 0.08 | 261 | 0 | 0.364 | 1 | 1 | cs | TRUE
4 | LV_177-15_0_4_line_4 |  | 2 | 5 | 0.006311 | 0.125 | 0.08 | 261 | 0 | 0.364 | 1 | 1 | cs | TRUE
5 | LV_177-15_0_4_line_5 |  | 2 | 6 | 0.021216 | 0.125 | 0.08 | 261 | 0 | 0.364 | 1 | 1 | cs | TRUE
6 | LV_177-15_0_4_line_6 |  | 3 | 7 | 0.014203 | 0.125 | 0.08 | 261 | 0 | 0.364 | 1 | 1 | cs | TRUE
7 | LV_177-15_0_4_line_7 |  | 4 | 8 | 0.032781 | 0.125 | 0.08 | 261 | 0 | 0.364 | 1 | 1 | cs | TRUE
8 | LV_177-15_0_4_line_8 |  | 5 | 9 | 0.043896 | 0.125 | 0.08 | 261 | 0 | 0.364 | 1 | 1 | cs | TRUE
9 | LV_177-15_0_4_line_9 |  | 5 | 10 | 0.020599 | 0.125 | 0.08 | 261 | 0 | 0.364 | 1 | 1 | cs | TRUE
10 | LV_177-15_0_4_line_10 |  | 6 | 11 | 0.010571 | 0.125 | 0.08 | 261 | 0 | 0.364 | 1 | 1 | cs | TRUE
11 | LV_177-15_0_4_line_11 |  | 7 | 12 | 0.010799 | 0.125 | 0.08 | 261 | 0 | 0.364 | 1 | 1 | cs | TRUE
12 | LV_177-15_0_4_line_12 |  | 8 | 13 | 0.012349 | 0.125 | 0.08 | 261 | 0 | 0.364 | 1 | 1 | cs | TRUE
13 | LV_177-15_0_4_line_13 |  | 8 | 14 | 0.010233 | 0.125 | 0.08 | 261 | 0 | 0.364 | 1 | 1 | cs | TRUE
14 | LV_177-15_0_4_line_14 |  | 9 | 15 | 0.016151 | 0.125 | 0.08 | 261 | 0 | 0.364 | 1 | 1 | cs | TRUE
15 | LV_177-15_0_4_line_15 |  | 10 | 16 | 0.012521 | 0.125 | 0.08 | 261 | 0 | 0.364 | 1 | 1 | cs | TRUE
16 | LV_177-15_0_4_line_16 |  | 11 | 17 | 0.015706 | 0.125 | 0.08 | 261 | 0 | 0.364 | 1 | 1 | cs | TRUE
17 | LV_177-15_0_4_line_17 |  | 13 | 24 | 0.020503 | 0.125 | 0.08 | 261 | 0 | 0.364 | 1 | 1 | cs | TRUE
18 | LV_177-15_0_4_line_18 |  | 14 | 122 | 0.016671 | 0.125 | 0.08 | 261 | 0 | 0.364 | 1 | 1 | cs | TRUE
19 | LV_177-15_0_4_line_19 |  | 15 | 22 | 0.023006 | 0.125 | 0.08 | 261 | 0 | 0.364 | 1 | 1 | cs | TRUE
20 | LV_177-15_0_4_line_20 |  | 16 | 19 | 0.011367 | 0.125 | 0.08 | 261 | 0 | 0.364 | 1 | 1 | cs | TRUE
21 | LV_177-15_0_4_line_21 |  | 17 | 126 | 0.0125 | 0.125 | 0.08 | 261 | 0 | 0.364 | 1 | 1 | cs | TRUE
22 | LV_177-15_0_4_line_22 |  | 18 | 19 | 0.00096287 | 0.125 | 0.08 | 261 | 0 | 0.364 | 1 | 1 | cs | TRUE
23 | LV_177-15_0_4_line_23 |  | 20 | 21 | 0.0084253 | 0.125 | 0.08 | 261 | 0 | 0.364 | 1 | 1 | cs | TRUE
24 | LV_177-15_0_4_line_24 |  | 21 | 59 | 0.034216 | 0.125 | 0.08 | 261 | 0 | 0.364 | 1 | 1 | cs | TRUE
25 | LV_177-15_0_4_line_25 |  | 21 | 87 | 0.02862 | 0.125 | 0.08 | 261 | 0 | 0.364 | 1 | 1 | cs | TRUE
26 | LV_177-15_0_4_line_26 |  | 22 | 25 | 0.007812 | 0.125 | 0.08 | 261 | 0 | 0.364 | 1 | 1 | cs | TRUE
27 | LV_177-15_0_4_line_27 |  | 22 | 26 | 0.005984 | 0.125 | 0.08 | 261 | 0 | 0.364 | 1 | 1 | cs | TRUE
28 | LV_177-15_0_4_line_28 |  | 23 | 24 | 0.0018601 | 0.125 | 0.08 | 261 | 0 | 0.364 | 1 | 1 | cs | TRUE
29 | LV_177-15_0_4_line_29 |  | 25 | 27 | 0.017027 | 0.125 | 0.08 | 261 | 0 | 0.364 | 1 | 1 | cs | TRUE
30 | LV_177-15_0_4_line_30 |  | 25 | 28 | 0.022363 | 0.125 | 0.08 | 261 | 0 | 0.364 | 1 | 1 | cs | TRUE
31 | LV_177-15_0_4_line_31 |  | 26 | 29 | 0.001438 | 0.125 | 0.08 | 261 | 0 | 0.364 | 1 | 1 | cs | TRUE
32 | LV_177-15_0_4_line_32 |  | 27 | 127 | 0.014528 | 0.125 | 0.08 | 261 | 0 | 0.364 | 1 | 1 | cs | TRUE
33 | LV_177-15_0_4_line_33 |  | 28 | 60 | 0.012589 | 0.125 | 0.08 | 261 | 0 | 0.364 | 1 | 1 | cs | TRUE
34 | LV_177-15_0_4_line_34 |  | 30 | 31 | 0.017044 | 0.125 | 0.08 | 261 | 0 | 0.364 | 1 | 3 | cs | TRUE
35 | LV_177-15_0_4_line_35 |  | 30 | 32 | 0.010549 | 0.125 | 0.08 | 261 | 0 | 0.364 | 1 | 3 | cs | TRUE
36 | LV_177-15_0_4_line_36 |  | 31 | 33 | 0.011874 | 0.125 | 0.08 | 261 | 0 | 0.364 | 1 | 3 | cs | TRUE
37 | LV_177-15_0_4_line_37 |  | 32 | 34 | 0.02043 | 0.125 | 0.08 | 261 | 0 | 0.364 | 1 | 3 | cs | TRUE
38 | LV_177-15_0_4_line_38 |  | 32 | 35 | 0.011794 | 0.125 | 0.08 | 261 | 0 | 0.364 | 1 | 1 | cs | TRUE
39 | LV_177-15_0_4_line_39 |  | 33 | 36 | 0.037223 | 0.125 | 0.08 | 261 | 0 | 0.364 | 1 | 3 | cs | TRUE
40 | LV_177-15_0_4_line_40 |  | 34 | 37 | 0.024101 | 0.125 | 0.08 | 261 | 0 | 0.364 | 1 | 3 | cs | TRUE
41 | LV_177-15_0_4_line_41 |  | 35 | 38 | 0.012289 | 0.125 | 0.08 | 261 | 0 | 0.364 | 1 | 1 | cs | TRUE
42 | LV_177-15_0_4_line_42 |  | 36 | 39 | 0.047472 | 0.125 | 0.08 | 261 | 0 | 0.364 | 1 | 3 | cs | TRUE
43 | LV_177-15_0_4_line_43 |  | 36 | 40 | 0.011902 | 0.125 | 0.08 | 261 | 0 | 0.364 | 1 | 1 | cs | TRUE
44 | LV_177-15_0_4_line_44 |  | 37 | 44 | 0.016081 | 0.125 | 0.08 | 261 | 0 | 0.364 | 1 | 3 | cs | TRUE
45 | LV_177-15_0_4_line_45 |  | 38 | 45 | 0.038768 | 0.125 | 0.08 | 261 | 0 | 0.364 | 1 | 1 | cs | TRUE
46 | LV_177-15_0_4_line_46 |  | 38 | 41 | 0.012524 | 0.125 | 0.08 | 261 | 0 | 0.364 | 1 | 1 | cs | TRUE
47 | LV_177-15_0_4_line_47 |  | 39 | 69 | 0.017273 | 0.125 | 0.08 | 261 | 0 | 0.364 | 1 | 3 | cs | TRUE
48 | LV_177-15_0_4_line_48 |  | 40 | 68 | 0.03817 | 0.125 | 0.08 | 261 | 0 | 0.364 | 1 | 1 | cs | TRUE
49 | LV_177-15_0_4_line_49 |  | 41 | 42 | 0.009425 | 0.125 | 0.08 | 261 | 0 | 0.364 | 1 | 1 | cs | TRUE
50 | LV_177-15_0_4_line_50 |  | 41 | 43 | 0.017684 | 0.125 | 0.08 | 261 | 0 | 0.364 | 1 | 1 | cs | TRUE
51 | LV_177-15_0_4_line_51 |  | 42 | 49 | 0.018261 | 0.125 | 0.08 | 261 | 0 | 0.364 | 1 | 1 | cs | TRUE
52 | LV_177-15_0_4_line_52 |  | 44 | 81 | 0.032282 | 0.125 | 0.08 | 261 | 0 | 0.364 | 1 | 3 | cs | TRUE
53 | LV_177-15_0_4_line_53 |  | 46 | 47 | 0.019613 | 0.125 | 0.08 | 261 | 0 | 0.364 | 1 | 1 | cs | TRUE
54 | LV_177-15_0_4_line_54 |  | 46 | 48 | 0.015082 | 0.125 | 0.08 | 261 | 0 | 0.364 | 1 | 1 | cs | TRUE
55 | LV_177-15_0_4_line_55 |  | 47 | 49 | 0.0010648 | 0.125 | 0.08 | 261 | 0 | 0.364 | 1 | 1 | cs | TRUE
56 | LV_177-15_0_4_line_56 |  | 48 | 50 | 0.0098317 | 0.125 | 0.08 | 261 | 0 | 0.364 | 1 | 1 | cs | TRUE
57 | LV_177-15_0_4_line_57 |  | 50 | 51 | 0.0081112 | 0.125 | 0.08 | 261 | 0 | 0.364 | 1 | 1 | cs | TRUE
58 | LV_177-15_0_4_line_58 |  | 51 | 52 | 0.0050805 | 0.125 | 0.08 | 261 | 0 | 0.364 | 1 | 1 | cs | TRUE
59 | LV_177-15_0_4_line_59 |  | 52 | 70 | 0.012141 | 0.125 | 0.08 | 261 | 0 | 0.364 | 1 | 1 | cs | TRUE
60 | LV_177-15_0_4_line_60 |  | 53 | 54 | 0.031948 | 0.125 | 0.08 | 261 | 0 | 0.364 | 1 | 3 | cs | TRUE
61 | LV_177-15_0_4_line_61 |  | 53 | 55 | 0.024399 | 0.125 | 0.08 | 261 | 0 | 0.364 | 1 | 1 | cs | TRUE
62 | LV_177-15_0_4_line_62 |  | 54 | 56 | 0.016426 | 0.125 | 0.08 | 261 | 0 | 0.364 | 1 | 3 | cs | TRUE
63 | LV_177-15_0_4_line_63 |  | 55 | 57 | 0.023167 | 0.125 | 0.08 | 261 | 0 | 0.364 | 1 | 1 | cs | TRUE
64 | LV_177-15_0_4_line_64 |  | 56 | 58 | 0.02462 | 0.125 | 0.08 | 261 | 0 | 0.364 | 1 | 3 | cs | TRUE
65 | LV_177-15_0_4_line_65 |  | 57 | 59 | 0.0044678 | 0.125 | 0.08 | 261 | 0 | 0.364 | 1 | 1 | cs | TRUE
66 | LV_177-15_0_4_line_66 |  | 58 | 64 | 0.0026687 | 0.125 | 0.08 | 261 | 0 | 0.364 | 1 | 3 | cs | TRUE
67 | LV_177-15_0_4_line_67 |  | 59 | 65 | 0.029911 | 0.125 | 0.08 | 261 | 0 | 0.364 | 1 | 1 | cs | TRUE
68 | LV_177-15_0_4_line_68 |  | 60 | 66 | 0.0058017 | 0.125 | 0.08 | 261 | 0 | 0.364 | 1 | 1 | cs | TRUE
69 | LV_177-15_0_4_line_69 |  | 61 | 62 | 0.021818 | 0.125 | 0.08 | 261 | 0 | 0.364 | 1 | 3 | cs | TRUE
70 | LV_177-15_0_4_line_70 |  | 61 | 63 | 0.024959 | 0.125 | 0.08 | 261 | 0 | 0.364 | 1 | 1 | cs | TRUE
71 | LV_177-15_0_4_line_71 |  | 62 | 66 | 0.013462 | 0.125 | 0.08 | 261 | 0 | 0.364 | 1 | 1 | cs | TRUE
72 | LV_177-15_0_4_line_72 |  | 62 | 67 | 0.0089838 | 0.125 | 0.08 | 261 | 0 | 0.364 | 1 | 3 | cs | TRUE
73 | LV_177-15_0_4_line_73 |  | 64 | 69 | 0.038805 | 0.125 | 0.08 | 261 | 0 | 0.364 | 1 | 3 | cs | TRUE
74 | LV_177-15_0_4_line_74 |  | 65 | 92 | 0.015089 | 0.125 | 0.08 | 261 | 0 | 0.364 | 1 | 1 | cs | TRUE
75 | LV_177-15_0_4_line_75 |  | 67 | 83 | 0.0010313 | 0.125 | 0.08 | 261 | 0 | 0.364 | 1 | 3 | cs | TRUE
76 | LV_177-15_0_4_line_76 |  | 71 | 72 | 0.034335 | 0.125 | 0.08 | 261 | 0 | 0.364 | 1 | 1 | cs | TRUE
77 | LV_177-15_0_4_line_77 |  | 72 | 73 | 0.005795 | 0.125 | 0.08 | 261 | 0 | 0.364 | 1 | 1 | cs | TRUE
78 | LV_177-15_0_4_line_78 |  | 73 | 101 | 0.019021 | 0.125 | 0.08 | 261 | 0 | 0.364 | 1 | 1 | cs | TRUE
79 | LV_177-15_0_4_line_79 |  | 73 | 102 | 0.015241 | 0.125 | 0.08 | 261 | 0 | 0.364 | 1 | 1 | cs | TRUE
80 | LV_177-15_0_4_line_80 |  | 74 | 75 | 0.011175 | 0.125 | 0.08 | 261 | 0 | 0.364 | 1 | 1 | cs | TRUE
81 | LV_177-15_0_4_line_81 |  | 74 | 76 | 0.004215 | 0.125 | 0.08 | 261 | 0 | 0.364 | 1 | 1 | cs | TRUE
82 | LV_177-15_0_4_line_82 |  | 74 | 77 | 0.018894 | 0.125 | 0.08 | 261 | 0 | 0.364 | 1 | 1 | cs | TRUE
83 | LV_177-15_0_4_line_83 |  | 75 | 100 | 0.004862 | 0.125 | 0.08 | 261 | 0 | 0.364 | 1 | 1 | cs | TRUE
84 | LV_177-15_0_4_line_84 |  | 75 | 94 | 0.010298 | 0.125 | 0.08 | 261 | 0 | 0.364 | 1 | 1 | cs | TRUE
85 | LV_177-15_0_4_line_85 |  | 77 | 78 | 0.047035 | 0.125 | 0.08 | 261 | 0 | 0.364 | 1 | 1 | cs | TRUE
86 | LV_177-15_0_4_line_86 |  | 78 | 98 | 0.027415 | 0.125 | 0.08 | 261 | 0 | 0.364 | 1 | 1 | cs | TRUE
87 | LV_177-15_0_4_line_87 |  | 79 | 80 | 0.0043721 | 0.125 | 0.08 | 261 | 0 | 0.364 | 1 | 3 | cs | TRUE
88 | LV_177-15_0_4_line_88 |  | 79 | 81 | 0.019407 | 0.125 | 0.08 | 261 | 0 | 0.364 | 1 | 3 | cs | TRUE
89 | LV_177-15_0_4_line_89 |  | 80 | 82 | 0.021802 | 0.125 | 0.08 | 261 | 0 | 0.364 | 1 | 3 | cs | TRUE
90 | LV_177-15_0_4_line_90 |  | 82 | 83 | 0.017246 | 0.125 | 0.08 | 261 | 0 | 0.364 | 1 | 3 | cs | TRUE
91 | LV_177-15_0_4_line_91 |  | 82 | 84 | 0.020128 | 0.125 | 0.08 | 261 | 0 | 0.364 | 1 | 1 | cs | TRUE
92 | LV_177-15_0_4_line_92 |  | 84 | 85 | 0.031398 | 0.125 | 0.08 | 261 | 0 | 0.364 | 1 | 1 | cs | TRUE
93 | LV_177-15_0_4_line_93 |  | 85 | 86 | 0.010869 | 0.125 | 0.08 | 261 | 0 | 0.364 | 1 | 1 | cs | TRUE
94 | LV_177-15_0_4_line_94 |  | 86 | 108 | 0.009859 | 0.125 | 0.08 | 261 | 0 | 0.364 | 1 | 1 | cs | TRUE
95 | LV_177-15_0_4_line_95 |  | 86 | 106 | 0.00469 | 0.125 | 0.08 | 261 | 0 | 0.364 | 1 | 1 | cs | TRUE
96 | LV_177-15_0_4_line_96 |  | 87 | 88 | 0.015933 | 0.125 | 0.08 | 261 | 0 | 0.364 | 1 | 1 | cs | TRUE
97 | LV_177-15_0_4_line_97 |  | 89 | 90 | 0.038053 | 0.125 | 0.08 | 261 | 0 | 0.364 | 1 | 1 | cs | TRUE
98 | LV_177-15_0_4_line_98 |  | 89 | 91 | 0.024742 | 0.125 | 0.08 | 261 | 0 | 0.364 | 1 | 1 | cs | TRUE
99 | LV_177-15_0_4_line_99 |  | 89 | 92 | 0.016736 | 0.125 | 0.08 | 261 | 0 | 0.364 | 1 | 1 | cs | TRUE
100 | LV_177-15_0_4_line_100 |  | 90 | 93 | 0.003492 | 0.125 | 0.08 | 261 | 0 | 0.364 | 1 | 1 | cs | TRUE
101 | LV_177-15_0_4_line_101 |  | 90 | 94 | 0.010022 | 0.125 | 0.08 | 261 | 0 | 0.364 | 1 | 1 | cs | TRUE
102 | LV_177-15_0_4_line_102 |  | 91 | 95 | 0.0038886 | 0.125 | 0.08 | 261 | 0 | 0.364 | 1 | 1 | cs | TRUE
103 | LV_177-15_0_4_line_103 |  | 94 | 99 | 0.004959 | 0.125 | 0.08 | 261 | 0 | 0.364 | 1 | 1 | cs | TRUE
104 | LV_177-15_0_4_line_104 |  | 95 | 96 | 0.03016 | 0.125 | 0.08 | 261 | 0 | 0.364 | 1 | 1 | cs | TRUE
105 | LV_177-15_0_4_line_105 |  | 96 | 97 | 0.029257 | 0.125 | 0.08 | 261 | 0 | 0.364 | 1 | 1 | cs | TRUE
106 | LV_177-15_0_4_line_106 |  | 101 | 103 | 0.012734 | 0.125 | 0.08 | 261 | 0 | 0.364 | 1 | 1 | cs | TRUE
107 | LV_177-15_0_4_line_107 |  | 103 | 104 | 0.011299 | 0.125 | 0.08 | 261 | 0 | 0.364 | 1 | 1 | cs | TRUE
108 | LV_177-15_0_4_line_108 |  | 104 | 105 | 0.020785 | 0.125 | 0.08 | 261 | 0 | 0.364 | 1 | 1 | cs | TRUE
109 | LV_177-15_0_4_line_109 |  | 105 | 106 | 0.025865 | 0.125 | 0.08 | 261 | 0 | 0.364 | 1 | 1 | cs | TRUE
110 | LV_177-15_0_4_line_110 |  | 107 | 108 | 0.011188 | 0.125 | 0.08 | 261 | 0 | 0.364 | 1 | 1 | cs | TRUE
111 | LV_177-15_0_4_line_111 |  | 107 | 109 | 0.010553 | 0.125 | 0.08 | 261 | 0 | 0.364 | 1 | 1 | cs | TRUE
112 | LV_177-15_0_4_line_112 |  | 108 | 110 | 0.027211 | 0.125 | 0.08 | 261 | 0 | 0.364 | 1 | 1 | cs | TRUE
113 | LV_177-15_0_4_line_113 |  | 110 | 111 | 0.0016132 | 0.125 | 0.08 | 261 | 0 | 0.364 | 1 | 1 | cs | TRUE
114 | LV_177-15_0_4_line_114 |  | 111 | 129 | 0.025316 | 0.125 | 0.08 | 261 | 0 | 0.364 | 1 | 1 | cs | TRUE
115 | LV_177-15_0_4_line_115 |  | 112 | 113 | 0.018783 | 0.125 | 0.08 | 261 | 0 | 0.364 | 1 | 1 | cs | TRUE
116 | LV_177-15_0_4_line_116 |  | 113 | 120 | 0.0081776 | 0.125 | 0.08 | 261 | 0 | 0.364 | 1 | 1 | cs | TRUE
117 | LV_177-15_0_4_line_117 |  | 114 | 115 | 0.017342 | 0.125 | 0.08 | 261 | 0 | 0.364 | 1 | 1 | cs | TRUE
118 | LV_177-15_0_4_line_118 |  | 114 | 116 | 0.027375 | 0.125 | 0.08 | 261 | 0 | 0.364 | 1 | 1 | cs | TRUE
119 | LV_177-15_0_4_line_119 |  | 115 | 117 | 0.017867 | 0.125 | 0.08 | 261 | 0 | 0.364 | 1 | 1 | cs | TRUE
120 | LV_177-15_0_4_line_120 |  | 117 | 118 | 0.020529 | 0.125 | 0.08 | 261 | 0 | 0.364 | 1 | 1 | cs | TRUE
121 | LV_177-15_0_4_line_121 |  | 118 | 122 | 0.012388 | 0.125 | 0.08 | 261 | 0 | 0.364 | 1 | 1 | cs | TRUE
122 | LV_177-15_0_4_line_122 |  | 119 | 120 | 0.052757 | 0.125 | 0.08 | 261 | 0 | 0.364 | 1 | 1 | cs | TRUE
123 | LV_177-15_0_4_line_123 |  | 119 | 121 | 0.015948 | 0.125 | 0.08 | 261 | 0 | 0.364 | 1 | 1 | cs | TRUE
124 | LV_177-15_0_4_line_124 |  | 121 | 125 | 0.0053687 | 0.125 | 0.08 | 261 | 0 | 0.364 | 1 | 1 | cs | TRUE
125 | LV_177-15_0_4_line_125 |  | 122 | 123 | 0.017962 | 0.125 | 0.08 | 261 | 0 | 0.364 | 1 | 1 | cs | TRUE
126 | LV_177-15_0_4_line_126 |  | 123 | 124 | 0.014636 | 0.125 | 0.08 | 261 | 0 | 0.364 | 1 | 1 | cs | TRUE
127 | LV_177-15_0_4_line_127 |  | 125 | 126 | 0.034894 | 0.125 | 0.08 | 261 | 0 | 0.364 | 1 | 1 | cs | TRUE
128 | LV_177-15_0_4_line_128 |  | 128 | 129 | 0.011869 | 0.125 | 0.08 | 261 | 0 | 0.364 | 1 | 1 | cs | TRUE
129 | LV_177-15_0_4_line_129 |  | 129 | 130 | 0.0057915 | 0.125 | 0.08 | 261 | 0 | 0.364 | 1 | 1 | cs | TRUE
130 | LV_177-15_0_4_line_130 |  | 130 | 131 | 0.013119 | 0.125 | 0.08 | 261 | 0 | 0.364 | 1 | 1 | cs | TRUE
131 | LV_177-15_0_4_line_131 |  | 131 | 132 | 0.016917 | 0.125 | 0.08 | 261 | 0 | 0.364 | 1 | 1 | cs | TRUE
132 | LV_177-15_0_4_line_132 |  | 132 | 133 | 0.0093322 | 0.125 | 0.08 | 261 | 0 | 0.364 | 1 | 1 | cs | TRUE
133 | LV_177-15_0_4_line_133 |  | 133 | 134 | 0.018834 | 0.125 | 0.08 | 261 | 0 | 0.364 | 1 | 1 | cs | TRUE
134 | LV_177-15_0_4_line_134 |  | 134 | 135 | 0.03578 | 0.125 | 0.08 | 261 | 0 | 0.364 | 1 | 1 | cs | TRUE

## trafo
| name | std_type | hv_bus | lv_bus | sn_mva | vn_hv_kv | vn_lv_kv | vk_percent | vkr_percent | pfe_kw | i0_percent | shift_degree | tap_side | tap_neutral | tap_min | tap_max | tap_step_percent | tap_step_degree | tap_pos | tap_phase_shifter | parallel | df | in_service
0 | LV_177-15_0_4_trafo_39 | 0.63 MVA 20/0.4 kV | 136 | 61 | 0.63 | 20 | 0.4 | 6 | 1.206 | 1.65 | 0.2619 | 150 | hv | 0 | -2 | 2 | 2.5 | 0 | 0 | FALSE | 1 | 1 | TRUE

## line_geodata
| x0 | y0 | x1 | y1 | x2 | y2 | x3 | y3 | x4 | y4 | x5 | y5
0 | 2702306.0228 | 1247041.2052 | 2702309.7849 | 1247038.6891
1 | 2702322.4249 | 1247030.2352 | 2702309.7849 | 1247038.6891
2 | 2702306.0228 | 1247041.2052 | 2702288.1128 | 1247052.4384
3 | 2702306.0228 | 1247041.2052 | 2702296.083 | 1247029.1015
4 | 2702327.6981 | 1247026.7456 | 2702322.4249 | 1247030.2352
5 | 2702322.4249 | 1247030.2352 | 2702315.8854 | 1247010.0521
6 | 2702277.3118 | 1247061.6614 | 2702288.1128 | 1247052.4384
7 | 2702275.2785 | 1247003.7678 | 2702296.083 | 1247029.1015
8 | 2702327.6981 | 1247026.7456 | 2702336.7588 | 1247020.9196 | 2702344.9676 | 1247016.3021 | 2702364.3691 | 1247002.6818
9 | 2702327.6981 | 1247026.7456 | 2702332.4733 | 1247033.2776 | 2702341.2513 | 1247042.1879
10 | 2702312.6271 | 1246999.996 | 2702315.8854 | 1247010.0521
11 | 2702277.3118 | 1247061.6614 | 2702269.0992 | 1247068.6741
12 | 2702275.2785 | 1247003.7678 | 2702265.6414 | 1247011.4897
13 | 2702275.2785 | 1247003.7678 | 2702268.8239 | 1246995.8279
14 | 2702377.5877 | 1246993.402 | 2702364.3691 | 1247002.6818
15 | 2702341.2513 | 1247042.1879 | 2702350.0388 | 1247051.1077
16 | 2702312.6271 | 1246999.996 | 2702307.7859 | 1246985.0548
17 | 2702249.6415 | 1247024.3101 | 2702265.6414 | 1247011.4897
18 | 2702258.3078 | 1246982.8921 | 2702268.8239 | 1246995.8279
19 | 2702396.1996 | 1246979.8801 | 2702378.839 | 1246992.5236 | 2702377.5877 | 1246993.402
20 | 2702358.0159 | 1247059.205 | 2702350.0388 | 1247051.1077
21 | 2702303.9329 | 1246973.1632 | 2702307.7859 | 1246985.0548
22 | 2702358.0159 | 1247059.205 | 2702358.6917 | 1247059.8909
23 | 2702446.2942 | 1247067.4028 | 2702444.6807 | 1247075.6722
24 | 2702446.2942 | 1247067.4028 | 2702448.6899 | 1247055.1235 | 2702449.251 | 1247051.5081 | 2702452.09 | 1247033.6876
25 | 2702446.2942 | 1247067.4028 | 2702455.6122 | 1247067.6751 | 2702455.9424 | 1247078.2892 | 2702463.3402 | 1247078.6284 | 2702464.6069 | 1247078.7612
26 | 2702402.5271 | 1246975.2746 | 2702396.1996 | 1246979.8801
27 | 2702392.4729 | 1246975.1898 | 2702396.1996 | 1246979.8801
28 | 2702249.6415 | 1247024.3101 | 2702248.1899 | 1247025.4733
29 | 2702402.5271 | 1246975.2746 | 2702412.6473 | 1246988.9681
30 | 2702419.3495 | 1246960.5535 | 2702411.7158 | 1246968.1721 | 2702402.5271 | 1246975.2746
31 | 2702391.5783 | 1246974.0624 | 2702392.4729 | 1246975.1898
32 | 2702417.4267 | 1247001.8639 | 2702417.5944 | 1246995.6619 | 2702412.6473 | 1246988.9681
33 | 2702419.3495 | 1246960.5535 | 2702426.9518 | 1246950.5198
34 | 2702600.7349 | 1246906.1241 | 2702583.711 | 1246905.2935
35 | 2702573.1746 | 1246904.7794 | 2702583.711 | 1246905.2935
36 | 2702609.6606 | 1246900.6962 | 2702605.6716 | 1246906.365 | 2702600.7349 | 1246906.1241
37 | 2702573.1746 | 1246904.7794 | 2702552.8062 | 1246903.1903
38 | 2702569.865 | 1246893.4577 | 2702573.1746 | 1246904.7794
39 | 2702609.6606 | 1246900.6962 | 2702613.5876 | 1246902.0986 | 2702618.4424 | 1246903.1501 | 2702618.2769 | 1246913.144 | 2702617.9964 | 1246918.4322 | 2702617.3068 | 1246931.2081
40 | 2702530.2588 | 1246897.0979 | 2702537.4572 | 1246901.9929 | 2702552.8062 | 1246903.1903
41 | 2702566.7769 | 1246881.5616 | 2702569.865 | 1246893.4577
42 | 2702617.3068 | 1246931.2081 | 2702612.2834 | 1246949.0574 | 2702600.5051 | 1246966.0781 | 2702593.9106 | 1246971.0035
43 | 2702617.3068 | 1246931.2081 | 2702621.9065 | 1246942.1852
44 | 2702530.2588 | 1246897.0979 | 2702514.1843 | 1246896.6276
45 | 2702566.7769 | 1246881.5616 | 2702557.8298 | 1246886.9111 | 2702550.4549 | 1246889.5968 | 2702539.9526 | 1246890.9496 | 2702530.051 | 1246891.226
46 | 2702566.7769 | 1246881.5616 | 2702570.7962 | 1246876.7607 | 2702575.6402 | 1246872.7636
47 | 2702578.6029 | 1246978.7536 | 2702589.6212 | 1246974.2073 | 2702593.9106 | 1246971.0035
48 | 2702621.9065 | 1246942.1852 | 2702621.9065 | 1246942.1852 | 2702621.8055 | 1246959.3636 | 2702623.9505 | 1246971.1766 | 2702627.7986 | 1246979.2962
49 | 2702575.6402 | 1246872.7636 | 2702568.9021 | 1246866.1529
50 | 2702575.6402 | 1246872.7636 | 2702578.888 | 1246870.1955 | 2702591.0272 | 1246864.1896
51 | 2702568.9021 | 1246866.1529 | 2702555.867 | 1246853.3649
52 | 2702481.9159 | 1246895.6835 | 2702514.1843 | 1246896.6276
53 | 2702542.4984 | 1246837.691 | 2702548.7102 | 1246846.3438 | 2702555.1069 | 1246852.6192
54 | 2702542.4984 | 1246837.691 | 2702538.7435 | 1246832.4605 | 2702535.3505 | 1246824.5116
55 | 2702555.1069 | 1246852.6192 | 2702555.867 | 1246853.3649
56 | 2702532.4397 | 1246815.1487 | 2702534.0239 | 1246821.4036 | 2702535.3505 | 1246824.5116
57 | 2702532.4397 | 1246815.1487 | 2702530.4482 | 1246807.2858
58 | 2702529.2008 | 1246802.3608 | 2702530.4482 | 1246807.2858
59 | 2702529.2008 | 1246802.3608 | 2702529.118 | 1246790.22
60 | 2702477.8961 | 1246994.7854 | 2702482.0465 | 1246992.5395 | 2702505.9316 | 1246979.4659
61 | 2702456.4375 | 1247006.3968 | 2702477.8961 | 1246994.7854
62 | 2702505.9316 | 1246979.4659 | 2702520.3407 | 1246971.5791
63 | 2702456.4375 | 1247006.3968 | 2702452.7928 | 1247029.2755
64 | 2702542.6759 | 1246961.4886 | 2702533.4459 | 1246964.4059 | 2702520.3407 | 1246971.5791
65 | 2702452.09 | 1247033.6876 | 2702452.7928 | 1247029.2755
66 | 2702542.6759 | 1246961.4886 | 2702545.2205 | 1246960.6843
67 | 2702452.09 | 1247033.6876 | 2702457.5591 | 1247034.5939 | 2702462.2025 | 1247034.7632 | 2702462.2505 | 1247045.528 | 2702471.2058 | 1247045.4426
68 | 2702426.9518 | 1246950.5198 | 2702430.4555 | 1246945.8955
69 | 2702438.5851 | 1246935.1658 | 2702441.2908 | 1246939.9163 | 2702446.0139 | 1246955.5769
70 | 2702446.0139 | 1246955.5769 | 2702460.8032 | 1246952.2742 | 2702460.6395 | 1246942.4705
71 | 2702438.5851 | 1246935.1658 | 2702430.4555 | 1246945.8955
72 | 2702438.5851 | 1246935.1658 | 2702444.2478 | 1246928.1913
73 | 2702578.6029 | 1246978.7536 | 2702559.6977 | 1246964.0707 | 2702545.2205 | 1246960.6843 | 2702545.2205 | 1246960.6843
74 | 2702471.2058 | 1247045.4426 | 2702486.294 | 1247045.2988
75 | 2702444.2478 | 1246928.1913 | 2702444.8978 | 1246927.3907
76 | 2702453.5478 | 1246849.735 | 2702481.9698 | 1246830.4717
77 | 2702453.5478 | 1246849.735 | 2702448.7541 | 1246853.0103
78 | 2702448.7541 | 1246853.0103 | 2702459.4749 | 1246868.7219
79 | 2702448.7541 | 1246853.0103 | 2702436.1795 | 1246861.6226
80 | 2702529.5614 | 1247005.5266 | 2702519.701 | 1247010.8381
81 | 2702529.5614 | 1247005.5266 | 2702529.3244 | 1247001.3192
82 | 2702529.5614 | 1247005.5266 | 2702538.5831 | 1247000.6565 | 2702543.6752 | 1247007.6389
83 | 2702519.701 | 1247010.8381 | 2702519.6264 | 1247005.9774
84 | 2702519.701 | 1247010.8381 | 2702510.6183 | 1247015.7405
85 | 2702543.6752 | 1247007.6389 | 2702547.2497 | 1247009.758 | 2702590.1262 | 1247010.2863
86 | 2702613.7236 | 1247003.3138 | 2702612.8727 | 1247006.6462 | 2702607.442 | 1247010.4997 | 2702590.1262 | 1247010.2863
87 | 2702480.0264 | 1246914.51 | 2702476.5695 | 1246917.1869
88 | 2702481.9159 | 1246895.6835 | 2702481.9988 | 1246903.5577 | 2702482.4045 | 1246909.803 | 2702480.0264 | 1246914.51 | 2702480.0264 | 1246914.51
89 | 2702455.7685 | 1246914.0016 | 2702468.1245 | 1246918.1628 | 2702475.363 | 1246918.1212 | 2702476.5695 | 1246917.1869
90 | 2702455.7685 | 1246914.0016 | 2702444.8978 | 1246927.3907
91 | 2702455.7685 | 1246914.0016 | 2702458.727 | 1246906.747 | 2702459.9585 | 1246894.5143
92 | 2702459.9585 | 1246894.5143 | 2702443.0803 | 1246892.3432 | 2702428.9866 | 1246889.4864
93 | 2702418.5447 | 1246886.4704 | 2702428.9866 | 1246889.4864
94 | 2702418.5447 | 1246886.4704 | 2702409.2338 | 1246883.1514
95 | 2702418.5447 | 1246886.4704 | 2702419.8165 | 1246881.9555
96 | 2702464.6069 | 1247078.7612 | 2702474.011 | 1247079.747 | 2702480.4825 | 1247079.4808 | 2702480.4825 | 1247079.4808
97 | 2702501.3673 | 1247019.0165 | 2702499.0843 | 1247019.0993 | 2702499.2911 | 1247049.9493 | 2702496.5561 | 1247049.9576 | 2702496.39 | 1247052.1342
98 | 2702519.1152 | 1247049.9364 | 2702499.2911 | 1247049.9493 | 2702496.5561 | 1247049.9576 | 2702496.39 | 1247052.1342
99 | 2702496.39 | 1247052.1342 | 2702486.0477 | 1247051.6774 | 2702486.294 | 1247045.2988 | 2702486.294 | 1247045.2988
100 | 2702501.3673 | 1247019.0165 | 2702501.405 | 1247015.5255
101 | 2702510.6183 | 1247015.7405 | 2702504.7768 | 1247018.8864 | 2702501.3673 | 1247019.0165
102 | 2702519.1152 | 1247049.9364 | 2702523.0038 | 1247049.9174
103 | 2702510.6183 | 1247015.7405 | 2702510.6814 | 1247010.7821
104 | 2702523.0038 | 1247049.9174 | 2702534.6493 | 1247049.8605 | 2702534.248 | 1247042.9259 | 2702545.8138 | 1247043.1417
105 | 2702569.1646 | 1247036.0576 | 2702569.1048 | 1247039.5148 | 2702567.1237 | 1247043.5393 | 2702545.8138 | 1247043.1417
106 | 2702459.4749 | 1246868.7219 | 2702466.6519 | 1246879.2401
107 | 2702465.5712 | 1246890.1856 | 2702466.9447 | 1246887.6518 | 2702466.6519 | 1246879.2401
108 | 2702465.5712 | 1246890.1856 | 2702447.9668 | 1246888.5024 | 2702444.9046 | 1246888.0159
109 | 2702419.8165 | 1246881.9555 | 2702434.6159 | 1246886.3812 | 2702444.9046 | 1246888.0159
110 | 2702404.4485 | 1246876.7638 | 2702402.844 | 1246880.8615 | 2702409.2338 | 1246883.1514
111 | 2702404.4485 | 1246876.7638 | 2702394.6644 | 1246872.8106
112 | 2702409.2338 | 1246883.1514 | 2702404.6821 | 1246897.3506 | 2702397.6925 | 1246907.4712
113 | 2702396.4958 | 1246908.553 | 2702397.6925 | 1246907.4712 | 2702397.6925 | 1246907.4712
114 | 2702377.7148 | 1246925.5294 | 2702396.4958 | 1246908.553
115 | 2702348.3749 | 1246872.4803 | 2702333.3635 | 1246883.7707
116 | 2702333.3635 | 1246883.7707 | 2702326.8281 | 1246888.6861
117 | 2702227.8138 | 1246942.3012 | 2702214.4702 | 1246953.3783
118 | 2702193.4069 | 1246970.8639 | 2702214.4702 | 1246953.3783
119 | 2702239.2795 | 1246956.0318 | 2702227.8138 | 1246942.3012
120 | 2702239.2795 | 1246956.0318 | 2702251.1467 | 1246972.7835
121 | 2702258.3078 | 1246982.8921 | 2702251.1467 | 1246972.7835
122 | 2702284.6653 | 1246920.3976 | 2702326.8281 | 1246888.6861
123 | 2702284.6653 | 1246920.3976 | 2702290.6801 | 1246935.1682
124 | 2702292.7048 | 1246940.1405 | 2702290.6801 | 1246935.1682
125 | 2702258.3078 | 1246982.8921 | 2702244.0162 | 1246993.7726
126 | 2702232.3711 | 1247002.6382 | 2702244.0162 | 1246993.7726
127 | 2702292.7048 | 1246940.1405 | 2702295.2905 | 1246946.4902 | 2702303.9329 | 1246973.1632
128 | 2702377.7148 | 1246925.5294 | 2702384.5326 | 1246935.2452
129 | 2702377.7148 | 1246925.5294 | 2702372.1417 | 1246927.1048
130 | 2702372.1417 | 1246927.1048 | 2702365.6662 | 1246928.9352 | 2702360.5037 | 1246932.7012
131 | 2702360.5037 | 1246932.7012 | 2702346.8366 | 1246942.6712
132 | 2702339.2972 | 1246948.1711 | 2702346.8366 | 1246942.6712
133 | 2702339.2972 | 1246948.1711 | 2702330.2709 | 1246954.7557 | 2702325.8365 | 1246961.0036
134 | 2702343.7464 | 1246990.7721 | 2702334.5423 | 1246978.6482 | 2702326.1908 | 1246967.9068 | 2702325.7333 | 1246961.1491 | 2702325.8365 | 1246961.0036

## bus_geodata
| x | y | coords
0 | 2702309.7849 | 1247038.6891
1 | 2702306.0228 | 1247041.2052
2 | 2702322.4249 | 1247030.2352
3 | 2702288.1128 | 1247052.4384
4 | 2702296.083 | 1247029.1015
5 | 2702327.6981 | 1247026.7456
6 | 2702315.8854 | 1247010.0521
7 | 2702277.3118 | 1247061.6614
8 | 2702275.2785 | 1247003.7678
9 | 2702364.3691 | 1247002.6818
10 | 2702341.2513 | 1247042.1879
11 | 2702312.6271 | 1246999.996
12 | 2702269.0992 | 1247068.6741
13 | 2702265.6414 | 1247011.4897
14 | 2702268.8239 | 1246995.8279
15 | 2702377.5877 | 1246993.402
16 | 2702350.0388 | 1247051.1077
17 | 2702307.7859 | 1246985.0548
18 | 2702358.6917 | 1247059.8909
19 | 2702358.0159 | 1247059.205
20 | 2702444.6807 | 1247075.6722
21 | 2702446.2942 | 1247067.4028
22 | 2702396.1996 | 1246979.8801
23 | 2702248.1899 | 1247025.4733
24 | 2702249.6415 | 1247024.3101
25 | 2702402.5271 | 1246975.2746
26 | 2702392.4729 | 1246975.1898
27 | 2702412.6473 | 1246988.9681
28 | 2702419.3495 | 1246960.5535
29 | 2702391.5783 | 1246974.0624
30 | 2702583.711 | 1246905.2935
31 | 2702600.7349 | 1246906.1241
32 | 2702573.1746 | 1246904.7794
33 | 2702609.6606 | 1246900.6962
34 | 2702552.8062 | 1246903.1903
35 | 2702569.865 | 1246893.4577
36 | 2702617.3068 | 1246931.2081
37 | 2702530.2588 | 1246897.0979
38 | 2702566.7769 | 1246881.5616
39 | 2702593.9106 | 1246971.0035
40 | 2702621.9065 | 1246942.1852
41 | 2702575.6402 | 1246872.7636
42 | 2702568.9021 | 1246866.1529
43 | 2702591.0272 | 1246864.1896
44 | 2702514.1843 | 1246896.6276
45 | 2702530.051 | 1246891.226
46 | 2702542.4984 | 1246837.691
47 | 2702555.1069 | 1246852.6192
48 | 2702535.3505 | 1246824.5116
49 | 2702555.867 | 1246853.3649
50 | 2702532.4397 | 1246815.1487
51 | 2702530.4482 | 1246807.2858
52 | 2702529.2008 | 1246802.3608
53 | 2702477.8961 | 1246994.7854
54 | 2702505.9316 | 1246979.4659
55 | 2702456.4375 | 1247006.3968
56 | 2702520.3407 | 1246971.5791
57 | 2702452.7928 | 1247029.2755
58 | 2702542.6759 | 1246961.4886
59 | 2702452.09 | 1247033.6876
60 | 2702426.9518 | 1246950.5198
61 | 2702446.0139 | 1246955.5769
62 | 2702438.5851 | 1246935.1658
63 | 2702460.6395 | 1246942.4705
64 | 2702545.2205 | 1246960.6843
65 | 2702471.2058 | 1247045.4426
66 | 2702430.4555 | 1246945.8955
67 | 2702444.2478 | 1246928.1913
68 | 2702627.7986 | 1246979.2962
69 | 2702578.6029 | 1246978.7536
70 | 2702529.118 | 1246790.22
71 | 2702481.9698 | 1246830.4717
72 | 2702453.5478 | 1246849.735
73 | 2702448.7541 | 1246853.0103
74 | 2702529.5614 | 1247005.5266
75 | 2702519.701 | 1247010.8381
76 | 2702529.3244 | 1247001.3192
77 | 2702543.6752 | 1247007.6389
78 | 2702590.1262 | 1247010.2863
79 | 2702480.0264 | 1246914.51
80 | 2702476.5695 | 1246917.1869
81 | 2702481.9159 | 1246895.6835
82 | 2702455.7685 | 1246914.0016
83 | 2702444.8978 | 1246927.3907
84 | 2702459.9585 | 1246894.5143
85 | 2702428.9866 | 1246889.4864
86 | 2702418.5447 | 1246886.4704
87 | 2702464.6069 | 1247078.7612
88 | 2702480.4825 | 1247079.4808
89 | 2702496.39 | 1247052.1342
90 | 2702501.3673 | 1247019.0165
91 | 2702519.1152 | 1247049.9364
92 | 2702486.294 | 1247045.2988
93 | 2702501.405 | 1247015.5255
94 | 2702510.6183 | 1247015.7405
95 | 2702523.0038 | 1247049.9174
96 | 2702545.8138 | 1247043.1417
97 | 2702569.1646 | 1247036.0576
98 | 2702613.7236 | 1247003.3138
99 | 2702510.6814 | 1247010.7821
100 | 2702519.6264 | 1247005.9774
101 | 2702459.4749 | 1246868.7219
102 | 2702436.1795 | 1246861.6226
103 | 2702466.6519 | 1246879.2401
104 | 2702465.5712 | 1246890.1856
105 | 2702444.9046 | 1246888.0159
106 | 2702419.8165 | 1246881.9555
107 | 2702404.4485 | 1246876.7638
108 | 2702409.2338 | 1246883.1514
109 | 2702394.6644 | 1246872.8106
110 | 2702397.6925 | 1246907.4712
111 | 2702396.4958 | 1246908.553
112 | 2702348.3749 | 1246872.4803
113 | 2702333.3635 | 1246883.7707
114 | 2702214.4702 | 1246953.3783
115 | 2702227.8138 | 1246942.3012
116 | 2702193.4069 | 1246970.8639
117 | 2702239.2795 | 1246956.0318
118 | 2702251.1467 | 1246972.7835
119 | 2702284.6653 | 1246920.3976
120 | 2702326.8281 | 1246888.6861
121 | 2702290.6801 | 1246935.1682
122 | 2702258.3078 | 1246982.8921
123 | 2702244.0162 | 1246993.7726
124 | 2702232.3711 | 1247002.6382
125 | 2702292.7048 | 1246940.1405
126 | 2702303.9329 | 1246973.1632
127 | 2702417.4267 | 1247001.8639
128 | 2702384.5326 | 1246935.2452
129 | 2702377.7148 | 1246925.5294
130 | 2702372.1417 | 1246927.1048
131 | 2702360.5037 | 1246932.7012
132 | 2702346.8366 | 1246942.6712
133 | 2702339.2972 | 1246948.1711
134 | 2702325.8365 | 1246961.0036
135 | 2702343.7464 | 1246990.7721
136 | 2702438.5851 | 1246935.1658

## line_std_types
| c_nf_per_km | r_ohm_per_km | x_ohm_per_km | max_i_ka | type | q_mm2 | alpha | voltage_rating
NAYY 4x50 SE | 210 | 0.642 | 0.083 | 0.142 | cs | 50 | 0.00403 | LV
NAYY 4x120 SE | 264 | 0.225 | 0.08 | 0.242 | cs | 120 | 0.00403 | LV
NAYY 4x150 SE | 261 | 0.208 | 0.08 | 0.27 | cs | 150 | 0.00403 | LV
NA2XS2Y 1x95 RM/25 12/20 kV | 216 | 0.313 | 0.132 | 0.252 | cs | 95 | 0.00403 | MV
NA2XS2Y 1x185 RM/25 12/20 kV | 273 | 0.161 | 0.117 | 0.362 | cs | 185 | 0.00403 | MV
NA2XS2Y 1x240 RM/25 12/20 kV | 304 | 0.122 | 0.112 | 0.421 | cs | 240 | 0.00403 | MV
NA2XS2Y 1x95 RM/25 6/10 kV | 315 | 0.313 | 0.123 | 0.249 | cs | 95 | 0.00403 | MV
NA2XS2Y 1x185 RM/25 6/10 kV | 406 | 0.161 | 0.11 | 0.358 | cs | 185 | 0.00403 | MV
NA2XS2Y 1x240 RM/25 6/10 kV | 456 | 0.122 | 0.105 | 0.416 | cs | 240 | 0.00403 | MV
NA2XS2Y 1x150 RM/25 12/20 kV | 250 | 0.206 | 0.116 | 0.319 | cs | 150 | 0.00403 | MV
NA2XS2Y 1x120 RM/25 12/20 kV | 230 | 0.253 | 0.119 | 0.283 | cs | 120 | 0.00403 | MV
NA2XS2Y 1x70 RM/25 12/20 kV | 190 | 0.443 | 0.132 | 0.22 | cs | 70 | 0.00403 | MV
NA2XS2Y 1x150 RM/25 6/10 kV | 360 | 0.206 | 0.11 | 0.315 | cs | 150 | 0.00403 | MV
NA2XS2Y 1x120 RM/25 6/10 kV | 340 | 0.253 | 0.113 | 0.28 | cs | 120 | 0.00403 | MV
NA2XS2Y 1x70 RM/25 6/10 kV | 280 | 0.443 | 0.123 | 0.217 | cs | 70 | 0.00403 | MV
N2XS(FL)2Y 1x120 RM/35 64/110 kV | 112 | 0.153 | 0.166 | 0.366 | cs | 120 | 0.00393 | HV
N2XS(FL)2Y 1x185 RM/35 64/110 kV | 125 | 0.099 | 0.156 | 0.457 | cs | 185 | 0.00393 | HV
N2XS(FL)2Y 1x240 RM/35 64/110 kV | 135 | 0.075 | 0.149 | 0.526 | cs | 240 | 0.00393 | HV
N2XS(FL)2Y 1x300 RM/35 64/110 kV | 144 | 0.06 | 0.144 | 0.588 | cs | 300 | 0.00393 | HV
15-AL1/3-ST1A 0.4 | 11 | 1.8769 | 0.35 | 0.105 | ol | 16 | 0.00403 | LV
24-AL1/4-ST1A 0.4 | 11.25 | 1.2012 | 0.335 | 0.14 | ol | 24 | 0.00403 | LV
48-AL1/8-ST1A 0.4 | 12.2 | 0.5939 | 0.3 | 0.21 | ol | 48 | 0.00403 | LV
94-AL1/15-ST1A 0.4 | 13.2 | 0.306 | 0.29 | 0.35 | ol | 94 | 0.00403 | LV
34-AL1/6-ST1A 10.0 | 9.7 | 0.8342 | 0.36 | 0.17 | ol | 34 | 0.00403 | MV
48-AL1/8-ST1A 10.0 | 10.1 | 0.5939 | 0.35 | 0.21 | ol | 48 | 0.00403 | MV
70-AL1/11-ST1A 10.0 | 10.4 | 0.4132 | 0.339 | 0.29 | ol | 70 | 0.00403 | MV
94-AL1/15-ST1A 10.0 | 10.75 | 0.306 | 0.33 | 0.35 | ol | 94 | 0.00403 | MV
122-AL1/20-ST1A 10.0 | 11.1 | 0.2376 | 0.323 | 0.41 | ol | 122 | 0.00403 | MV
149-AL1/24-ST1A 10.0 | 11.25 | 0.194 | 0.315 | 0.47 | ol | 149 | 0.00403 | MV
34-AL1/6-ST1A 20.0 | 9.15 | 0.8342 | 0.382 | 0.17 | ol | 34 | 0.00403 | MV
48-AL1/8-ST1A 20.0 | 9.5 | 0.5939 | 0.372 | 0.21 | ol | 48 | 0.00403 | MV
70-AL1/11-ST1A 20.0 | 9.7 | 0.4132 | 0.36 | 0.29 | ol | 70 | 0.00403 | MV
94-AL1/15-ST1A 20.0 | 10 | 0.306 | 0.35 | 0.35 | ol | 94 | 0.00403 | MV
122-AL1/20-ST1A 20.0 | 10.3 | 0.2376 | 0.344 | 0.41 | ol | 122 | 0.00403 | MV
149-AL1/24-ST1A 20.0 | 10.5 | 0.194 | 0.337 | 0.47 | ol | 149 | 0.00403 | MV
184-AL1/30-ST1A 20.0 | 10.75 | 0.1571 | 0.33 | 0.535 | ol | 184 | 0.00403 | MV
243-AL1/39-ST1A 20.0 | 11 | 0.1188 | 0.32 | 0.645 | ol | 243 | 0.00403 | MV
48-AL1/8-ST1A 110.0 | 8 | 0.5939 | 0.46 | 0.21 | ol | 48 | 0.00403 | HV
70-AL1/11-ST1A 110.0 | 8.4 | 0.4132 | 0.45 | 0.29 | ol | 70 | 0.00403 | HV
94-AL1/15-ST1A 110.0 | 8.65 | 0.306 | 0.44 | 0.35 | ol | 94 | 0.00403 | HV
122-AL1/20-ST1A 110.0 | 8.5 | 0.2376 | 0.43 | 0.41 | ol | 122 | 0.00403 | HV
149-AL1/24-ST1A 110.0 | 8.75 | 0.194 | 0.41 | 0.47 | ol | 149 | 0.00403 | HV
184-AL1/30-ST1A 110.0 | 8.8 | 0.1571 | 0.4 | 0.535 | ol | 184 | 0.00403 | HV
243-AL1/39-ST1A 110.0 | 9 | 0.1188 | 0.39 | 0.645 | ol | 243 | 0.00403 | HV
305-AL1/39-ST1A 110.0 | 9.2 | 0.0949 | 0.38 | 0.74 | ol | 305 | 0.00403 | HV
490-AL1/64-ST1A 110.0 | 9.75 | 0.059 | 0.37 | 0.96 | ol | 490 | 0.00403 | HV
679-AL1/86-ST1A 110.0 | 9.95 | 0.042 | 0.36 | 1.15 | ol | 679 | 0.00403 | HV
490-AL1/64-ST1A 220.0 | 10 | 0.059 | 0.285 | 0.96 | ol | 490 | 0.00403 | HV
679-AL1/86-ST1A 220.0 | 11.7 | 0.042 | 0.275 | 1.15 | ol | 679 | 0.00403 | HV
490-AL1/64-ST1A 380.0 | 11 | 0.059 | 0.253 | 0.96 | ol | 490 | 0.00403 | HV
679-AL1/86-ST1A 380.0 | 14.6 | 0.042 | 0.25 | 1.15 | ol | 679 | 0.00403 | HV

## trafo_std_types
| i0_percent | pfe_kw | vkr_percent | sn_mva | vn_lv_kv | vn_hv_kv | vk_percent | shift_degree | vector_group | tap_side | tap_neutral | tap_min | tap_max | tap_step_degree | tap_step_percent | tap_phase_shifter
160 MVA 380/110 kV | 0.06 | 60 | 0.25 | 160 | 110 | 380 | 12.2 | 0 | Yy0 | hv | 0 | -9 | 9 | 0 | 1.5 | FALSE
100 MVA 220/110 kV | 0.06 | 55 | 0.26 | 100 | 110 | 220 | 12 | 0 | Yy0 | hv | 0 | -9 | 9 | 0 | 1.5 | FALSE
63 MVA 110/20 kV | 0.04 | 22 | 0.32 | 63 | 20 | 110 | 18 | 150 | YNd5 | hv | 0 | -9 | 9 | 0 | 1.5 | FALSE
40 MVA 110/20 kV | 0.05 | 18 | 0.34 | 40 | 20 | 110 | 16.2 | 150 | YNd5 | hv | 0 | -9 | 9 | 0 | 1.5 | FALSE
25 MVA 110/20 kV | 0.07 | 14 | 0.41 | 25 | 20 | 110 | 12 | 150 | YNd5 | hv | 0 | -9 | 9 | 0 | 1.5 | FALSE
63 MVA 110/10 kV | 0.04 | 22 | 0.32 | 63 | 10 | 110 | 18 | 150 | YNd5 | hv | 0 | -9 | 9 | 0 | 1.5 | FALSE
40 MVA 110/10 kV | 0.05 | 18 | 0.34 | 40 | 10 | 110 | 16.2 | 150 | YNd5 | hv | 0 | -9 | 9 | 0 | 1.5 | FALSE
25 MVA 110/10 kV | 0.07 | 14 | 0.41 | 25 | 10 | 110 | 12 | 150 | YNd5 | hv | 0 | -9 | 9 | 0 | 1.5 | FALSE
0.25 MVA 20/0.4 kV | 0.32 | 0.8 | 1.44 | 0.25 | 0.4 | 20 | 6 | 150 | Yzn5 | hv | 0 | -2 | 2 | 0 | 2.5 | FALSE
0.4 MVA 20/0.4 kV | 0.3375 | 1.35 | 1.425 | 0.4 | 0.4 | 20 | 6 | 150 | Dyn5 | hv | 0 | -2 | 2 | 0 | 2.5 | FALSE
0.63 MVA 20/0.4 kV | 0.2619 | 1.65 | 1.206 | 0.63 | 0.4 | 20 | 6 | 150 | Dyn5 | hv | 0 | -2 | 2 | 0 | 2.5 | FALSE
0.25 MVA 10/0.4 kV | 0.24 | 0.6 | 1.2 | 0.25 | 0.4 | 10 | 4 | 150 | Dyn5 | hv | 0 | -2 | 2 | 0 | 2.5 | FALSE
0.4 MVA 10/0.4 kV | 0.2375 | 0.95 | 1.325 | 0.4 | 0.4 | 10 | 4 | 150 | Dyn5 | hv | 0 | -2 | 2 | 0 | 2.5 | FALSE
0.63 MVA 10/0.4 kV | 0.1873 | 1.18 | 1.0794 | 0.63 | 0.4 | 10 | 4 | 150 | Dyn5 | hv | 0 | -2 | 2 | 0 | 2.5 | FALSE

## trafo3w_std_types
| sn_hv_mva | sn_mv_mva | sn_lv_mva | vn_hv_kv | vn_mv_kv | vn_lv_kv | vk_hv_percent | vk_mv_percent | vk_lv_percent | vkr_hv_percent | vkr_mv_percent | vkr_lv_percent | pfe_kw | i0_percent | shift_mv_degree | shift_lv_degree | vector_group | tap_side | tap_neutral | tap_min | tap_max | tap_step_percent
63/25/38 MVA 110/20/10 kV | 63 | 25 | 38 | 110 | 20 | 10 | 10.4 | 10.4 | 10.4 | 0.28 | 0.32 | 0.35 | 35 | 0.89 | 0 | 0 | YN0yn0yn0 | hv | 0 | -10 | 10 | 1.2
63/25/38 MVA 110/10/10 kV | 63 | 25 | 38 | 110 | 10 | 10 | 10.4 | 10.4 | 10.4 | 0.28 | 0.32 | 0.35 | 35 | 0.89 | 0 | 0 | YN0yn0yn0 | hv | 0 | -10 | 10 | 1.2

## fuse_std_types
| fuse_type | i_rated_a | t_avg | t_min | t_total | x_avg | x_min | x_total
HV 100A | HV 100A | 100 | 0 | [10.0, 3.64, 0.854, 0.281, 0.1, 0.0531, 0.022, 0.01] | [10.0, 4.267, 1.21, 0.403, 0.1, 0.058, 0.022, 0.01] | 0 | [300.0, 350.0, 450.0, 550.0, 700.0, 850.0, 1200.0, 1752.0] | [600.0, 700.0, 900.0, 1150.0, 1665.0, 2000.0, 3000.0, 4313.0]
HV 10A | HV 10A | 10 | 0 | [10.0, 1675.0, 0.344, 0.156, 0.1, 0.0417, 0.0171, 0.01] | [10.0, 1.3, 0.3, 0.155, 0.1, 0.0555, 0.023, 0.01] | 0 | [30.0, 32.0, 35.0, 37.0, 39.0, 50.0, 70.0, 88.0] | [60.0, 70.0, 80.0, 87.0, 94.0, 110.0, 150.0, 216.0]
HV 125A | HV 125A | 125 | 0 | [10.0, 1.82, 0.344, 0.1, 0.0467, 0.0269, 0.01] | [10.0, 2.478, 0.426, 0.1, 0.0427, 0.0211, 0.01] | 0 | [375.0, 500.0, 700.0, 925.0, 1200.0, 1500.0, 2341.0] | [750.0, 1000.0, 1500.0, 2200.0, 3000.0, 4000.0, 5765.0]
HV 160A | HV 160A | 160 | 0 | [10.0, 4.15, 1.03, 0.198, 0.1, 0.051, 0.0172, 0.01] | [10.0, 2.3, 0.734, 0.274, 0.1, 0.046, 0.0177, 0.01] | 0 | [480.0, 550.0, 700.0, 1000.0, 1260.0, 1600.0, 2500.0, 3227.0] | [960.0, 1300.0, 1700.0, 2200.0, 2996.0, 4000.0, 6000.0, 7946.0]
HV 16A | HV 16A | 16 | 0 | [10.0, 0.352, 0.164, 0.1, 0.0649, 0.0342, 0.01] | [10.0, 2.34, 0.722, 0.181, 0.1, 0.055, 0.0296, 0.01] | 0 | [48.0, 60.0, 65.0, 71.0, 80.0, 100.0, 162.0] | [96.0, 110.0, 125.0, 150.0, 168.0, 200.0, 250.0, 398.0]
HV 200A | HV 200A | 200 | 0 | [10.0, 4.267, 1.21, 0.403, 0.1, 0.058, 0.022, 0.01] | [10.0, 3.73, 1.654, 0.328, 0.1, 0.0531, 0.019, 0.01] | 0 | [600.0, 700.0, 900.0, 1150.0, 1665.0, 2000.0, 3000.0, 4313.0] | [1200.0, 1500.0, 1800.0, 2700.0, 3960.0, 5000.0, 7500.0, 10620.0]
HV 20A | HV 20A | 20 | 0 | [10.0, 1.3, 0.3, 0.155, 0.1, 0.0555, 0.023, 0.01] | [10.0, 1.3, 0.161, 0.1, 0.0611, 0.0399, 0.0141, 0.01] | 0 | [60.0, 70.0, 80.0, 87.0, 94.0, 110.0, 150.0, 216.0] | [120.0, 150.0, 200.0, 223.0, 260.0, 300.0, 450.0, 532.0]
HV 25A | HV 25A | 25 | 0 | [10.0, 2.512, 0.833, 0.299, 0.1, 0.0372, 0.0223, 0.01] | [10.0, 3.125, 0.597, 0.198, 0.1, 0.0378, 0.022, 0.01] | 0 | [75.0, 82.0, 90.0, 100.0, 124.0, 170.0, 200.0, 289.0] | [150.0, 170.0, 210.0, 250.0, 294.0, 400.0, 500.0, 711.0]
HV 31.5A | HV 31.5A | 31.5 | 0 | [10.0, 2.34, 0.722, 0.181, 0.1, 0.055, 0.0296, 0.01] | [10.0, 2.84, 0.368, 0.164, 0.1, 0.0621, 0.0378, 0.0195, 0.01] | 0 | [95.0, 110.0, 125.0, 150.0, 165.0, 200.0, 250.0, 390.0] | [189.0, 220.0, 300.0, 350.0, 393.0, 450.0, 530.0, 700.0, 960.0]
HV 40A | HV 40A | 40 | 0 | [10.0, 1.3, 0.161, 0.1, 0.0611, 0.0399, 0.0141, 0.01] | [10.0, 2.05, 0.369, 0.198, 0.1, 0.051, 0.0298, 0.01] | 0 | [120.0, 150.0, 200.0, 223.0, 260.0, 300.0, 450.0, 532.0] | [240.0, 300.0, 400.0, 450.0, 530.0, 650.0, 800.0, 1311.0]
HV 50A | HV 50A | 50 | 0 | [10.0, 3.215, 0.597, 0.198, 0.1, 0.0378, 0.022, 0.01] | [10.0, 3.64, 0.854, 0.281, 0.1, 0.0531, 0.022, 0.01] | 0 | [150.0, 170.0, 210.0, 250.0, 294.0, 400.0, 500.0, 711.0] | [300.0, 350.0, 450.0, 550.0, 700.0, 850.0, 1200.0, 1752.0]
HV 6.3A | HV 6.3A | 6.3 | 0 | [10.0, 1.39, 0.344, 0.168, 0.1, 0.056, 0.0263, 0.01] | [10.0, 1.711, 0.516, 0.198, 0.1, 0.0634, 0.0303, 0.01] | 0 | [19.0, 19.5, 20.4, 20.8, 22.0, 25.0, 32.0, 48.0] | [38.0, 40.0, 43.0, 48.0, 53.0, 60.0, 75.0, 118.0]
HV 63A | HV 63A | 63 | 0 | [10.0, 2.84, 0.368, 0.164, 0.1, 0.0621, 0.0378, 0.0195, 0.01] | [10.0, 1.82, 0.344, 0.1, 0.0467, 0.0269, 0.01] | 0 | [189.0, 220.0, 300.0, 350.0, 393.0, 450.0, 530.0, 700.0, 961.0] | [378.0, 500.0, 700.0, 934.0, 1200.0, 1500.0, 2366.0]
HV 80A | HV 80A | 80 | 0 | [10.0, 2.05, 0.369, 0.198, 0.1, 0.051, 0.0298, 0.01] | [10.0, 4.15, 1.03, 0.198, 0.1, 0.051, 0.0172, 0.01] | 0 | [240.0, 300.0, 400.0, 450.0, 530.0, 650.0, 800.0, 1311.0] | [480.0, 550.0, 700.0, 1000.0, 1260.0, 1600.0, 2500.0, 3227.0]
Siemens NH-1-100 | Siemens NH-1-100 | 100 | [5400.0, 2000.0, 400.0, 20.0, 1.0, 0.2, 0.012, 0.004] | 0 | 0 | [150.0, 190.0, 250.0, 430.0, 900.0, 1250.0, 2700.0, 3600.0] | 0 | 0
Siemens NH-1-125 | Siemens NH-1-125 | 125 | [4800.0, 120.0, 7.0, 0.1, 0.004] | 0 | 0 | [180.0, 400.0, 740.0, 2000.0, 4250.0] | 0 | 0
Siemens NH-1-16 | Siemens NH-1-16 | 16 | [4000.0, 400.0, 2.0, 0.1, 0.04, 0.01] | 0 | 0 | [26.0, 35.0, 75.0, 150.0, 200.0, 300.0] | 0 | 0
Siemens NH-1-160 | Siemens NH-1-160 | 160 | [4800.0, 120.0, 7.0, 0.1, 0.004] | 0 | 0 | [210.0, 500.0, 900.0, 2300.0, 5000.0] | 0 | 0
Siemens NH-1-25 | Siemens NH-1-25 | 25 | [4000.0, 1000.0, 10.0, 0.2, 0.02, 0.01] | 0 | 0 | [40.0, 50.0, 100.0, 210.0, 400.0, 500.0] | 0 | 0
Siemens NH-1-50 | Siemens NH-1-50 | 50 | [4000.0, 40.0, 4.0, 1.0, 0.02, 0.01] | 0 | 0 | [86.0, 200.0, 300.0, 400.0, 1000.0, 1280.0] | 0 | 0
Siemens NH-1-63 | Siemens NH-1-63 | 63 | [4000.0, 100.0, 10.0, 2.0, 0.04, 0.01] | 0 | 0 | [100.0, 200.0, 300.0, 400.0, 1000.0, 1500.0] | 0 | 0
Siemens NH-1-80 | Siemens NH-1-80 | 80 | [4800.0, 120.0, 7.0, 0.1, 0.01] | 0 | 0 | [150.58, 250.0, 450.0, 1150.0, 2470.0] | 0 | 0
Siemens NH-2-1000 | Siemens NH-2-1000 | 1000 | [4800.0, 120.0, 7.0, 0.1, 0.004] | 0 | 0 | [1900.0, 3500.0, 8400.0, 24000.0, 52000.0] | 0 | 0
Siemens NH-2-200 | Siemens NH-2-200 | 200 | [4800.0, 120.0, 7.0, 0.1, 0.004] | 0 | 0 | [280.0, 650.0, 1200.0, 3000.0, 7000.0] | 0 | 0
Siemens NH-2-224 | Siemens NH-2-224 | 224 | [4800.0, 120.0, 7.0, 0.2, 0.04, 0.004] | 0 | 0 | [400.0, 750.0, 1453.0, 3025.0, 4315.0, 7600.0] | 0 | 0
Siemens NH-2-250 | Siemens NH-2-250 | 250 | [4800.0, 120.0, 7.0, 0.1, 0.004] | 0 | 0 | [450.0, 800.0, 1650.0, 4000.0, 8500.0] | 0 | 0
Siemens NH-2-315 | Siemens NH-2-315 | 315 | [4800.0, 120.0, 7.0, 0.1, 0.004] | 0 | 0 | [550.0, 920.0, 1900.0, 5000.0, 11000.0] | 0 | 0
Siemens NH-2-355 | Siemens NH-2-355 | 355 | [4800.0, 120.0, 6.0, 0.1, 0.004] | 0 | 0 | [650.0, 1116.27, 2350.0, 5840.0, 12790.0] | 0 | 0
Siemens NH-2-400 | Siemens NH-2-400 | 400 | [4800.0, 120.0, 7.0, 0.1, 0.004] | 0 | 0 | [720.0, 1350.0, 2800.0, 6500.0, 15000.0] | 0 | 0
Siemens NH-2-425 | Siemens NH-2-425 | 425 | [4800.0, 120.0, 7.0, 0.1, 0.004] | 0 | 0 | [850.0, 1500.0, 3050.0, 7500.0, 16500.0] | 0 | 0
Siemens NH-2-630 | Siemens NH-2-630 | 630 | [4800.0, 120.0, 7.0, 0.1, 0.004] | 0 | 0 | [1200.0, 2000.0, 4800.0, 12000.0, 26000.0] | 0 | 0

## res_bus
| vm_pu | va_degree | p_mw | q_mvar
0 | 0.98867 | -0.2175 | 0.005659 | 0.0014183
1 | 0.98858 | -0.21934 | 0 | 0
2 | 0.98907 | -0.20976 | 0 | 0
3 | 0.98847 | -0.22145 | 0.001179 | 0.00029548
4 | 0.98833 | -0.22418 | 0.0021208 | 0.00053152
5 | 0.98935 | -0.20443 | 0 | 0
6 | 0.9887 | -0.2169 | 0.0026715 | 0.00066955
7 | 0.98841 | -0.22256 | 0.0017067 | 0.00042774
8 | 0.98787 | -0.23307 | 0 | 0
9 | 0.99168 | -0.1592 | 0.0030759 | 0.0007709
10 | 0.98915 | -0.20831 | 0.0018392 | 0.00046096
11 | 0.98855 | -0.21996 | 0.0020461 | 0.0005128
12 | 0.98839 | -0.22308 | 0.0026931 | 0.00067496
13 | 0.98783 | -0.23388 | 0.0016273 | 0.00040783
14 | 0.98776 | -0.23517 | 0.0015035 | 0.00037681
15 | 0.99259 | -0.14173 | 0.0010983 | 0.00027526
16 | 0.98905 | -0.21026 | 0.00085713 | 0.00021482
17 | 0.98834 | -0.22393 | 0.0012466 | 0.00031243
18 | 0.98896 | -0.21196 | 0.0060808 | 0.001524
19 | 0.98896 | -0.21185 | 0.001795 | 0.00044988
20 | 0.97487 | -0.48357 | 0.0098753 | 0.002475
21 | 0.97495 | -0.48204 | 0 | 0
22 | 0.9939 | -0.11645 | 0 | 0
23 | 0.98779 | -0.23466 | 0.0011307 | 0.00028337
24 | 0.98779 | -0.23463 | 0.00091617 | 0.00022961
25 | 0.99435 | -0.10773 | 0 | 0
26 | 0.99389 | -0.11657 | 0 | 0
27 | 0.99425 | -0.10979 | 0.0011047 | 0.00027687
28 | 0.99579 | -0.080111 | 0 | 0
29 | 0.99389 | -0.1166 | 0.0011314 | 0.00028356
30 | 0.98856 | -0.21782 | 0.0038911 | 0.00097519
31 | 0.98788 | -0.23077 | 0.001574 | 0.00039449
32 | 0.98899 | -0.20956 | 0.0042734 | 0.001071
33 | 0.98742 | -0.23969 | 0 | 0
34 | 0.98998 | -0.19048 | 0.0032961 | 0.00082609
35 | 0.98875 | -0.21408 | 0 | 0
36 | 0.98596 | -0.26772 | 0 | 0
37 | 0.99118 | -0.16754 | 0 | 0
38 | 0.98851 | -0.2188 | 0 | 0
39 | 0.98416 | -0.30246 | 0.0093633 | 0.0023467
40 | 0.98592 | -0.26857 | 0.0015032 | 0.00037673
41 | 0.98834 | -0.22223 | 0 | 0
42 | 0.98821 | -0.22463 | 0 | 0
43 | 0.98832 | -0.22256 | 0.0010484 | 0.00026277
44 | 0.99198 | -0.15227 | 0.0040804 | 0.0010226
45 | 0.98829 | -0.22305 | 0.0061518 | 0.0015418
46 | 0.98775 | -0.23358 | 0.0017417 | 0.00043651
47 | 0.98796 | -0.22955 | 0.0019946 | 0.0004999
48 | 0.98762 | -0.23621 | 0.0036445 | 0.0009134
49 | 0.98797 | -0.22929 | 0.00079933 | 0.00020033
50 | 0.98756 | -0.23729 | 0.0028192 | 0.00070655
51 | 0.98754 | -0.23776 | 0.0024696 | 0.00061894
52 | 0.98753 | -0.23784 | 0 | 0
53 | 0.97992 | -0.38473 | 0.0017412 | 0.00043637
54 | 0.98084 | -0.3669 | 0.002861 | 0.00071704
55 | 0.97786 | -0.42492 | 0 | 0
56 | 0.98132 | -0.35746 | 0.0072568 | 0.0018187
57 | 0.9759 | -0.46324 | 0.010039 | 0.002516
58 | 0.98211 | -0.34226 | 0.0078154 | 0.0019587
59 | 0.97557 | -0.46983 | 0 | 0
60 | 0.9966 | -0.064599 | 0.0011759 | 0.0002947
61 | 1 | 0 | -0.31817 | -0.081088
62 | 0.99792 | -0.03939 | 0 | 0
63 | 0.99996 | -0.0008214 | 0.0018877 | 0.0004731
64 | 0.9822 | -0.34049 | 0.0025746 | 0.00064526
65 | 0.97386 | -0.50333 | 0.004737 | 0.0011872
66 | 0.99698 | -0.057338 | 0.004764 | 0.001194
67 | 0.99727 | -0.051662 | 0.00072478 | 0.00018165
68 | 0.98583 | -0.27026 | 0.0024688 | 0.00061874
69 | 0.98356 | -0.31415 | 0 | 0
70 | 0.98752 | -0.23802 | 0.0008285 | 0.00020764
71 | 0.98899 | -0.2113 | 0.01045 | 0.0026191
72 | 0.98931 | -0.20491 | 0 | 0
73 | 0.98937 | -0.20383 | 0 | 0
74 | 0.9711 | -0.55784 | 0 | 0
75 | 0.97123 | -0.55531 | 0 | 0
76 | 0.97109 | -0.55802 | 0.0023081 | 0.00057848
77 | 0.97093 | -0.5613 | 0 | 0
78 | 0.97049 | -0.56993 | 0.0071968 | 0.0018037
79 | 0.99461 | -0.10211 | 0.0020413 | 0.0005116
80 | 0.99484 | -0.097824 | 0.00058605 | 0.00014688
81 | 0.99362 | -0.12091 | 0 | 0
82 | 0.99597 | -0.076418 | 0 | 0
83 | 0.9972 | -0.053067 | 0.0018148 | 0.00045483
84 | 0.99479 | -0.099082 | 0 | 0
85 | 0.99295 | -0.13454 | 0.0009982 | 0.00025017
86 | 0.99232 | -0.14666 | 0 | 0
87 | 0.97469 | -0.48708 | 0.0047384 | 0.0011875
88 | 0.97462 | -0.4885 | 0.0048577 | 0.0012175
89 | 0.97227 | -0.53483 | 0 | 0
90 | 0.97154 | -0.5492 | 0 | 0
91 | 0.97155 | -0.54898 | 0 | 0
92 | 0.97307 | -0.51896 | 0.0048558 | 0.001217
93 | 0.97153 | -0.54938 | 0.0028058 | 0.00070321
94 | 0.97137 | -0.55247 | 0 | 0
95 | 0.97144 | -0.55121 | 0.013494 | 0.0033818
96 | 0.97094 | -0.56097 | 0.0089023 | 0.0022311
97 | 0.97071 | -0.56562 | 0.0086028 | 0.0021561
98 | 0.97042 | -0.57131 | 0.0027222 | 0.00068224
99 | 0.97136 | -0.55271 | 0.0026983 | 0.00067626
100 | 0.97122 | -0.55556 | 0.0027243 | 0.00068277
101 | 0.98974 | -0.1966 | 0.0095632 | 0.0023968
102 | 0.98922 | -0.2068 | 0.010927 | 0.0027386
103 | 0.9901 | -0.18959 | 0.0062077 | 0.0015558
104 | 0.99049 | -0.18213 | 0 | 0
105 | 0.9912 | -0.16842 | 0.0030401 | 0.00076192
106 | 0.99215 | -0.14999 | 0 | 0
107 | 0.99205 | -0.15183 | 0 | 0
108 | 0.99212 | -0.15064 | 0 | 0
109 | 0.992 | -0.15296 | 0.0060281 | 0.0015108
110 | 0.9917 | -0.15873 | 0.00088025 | 0.00022061
111 | 0.99167 | -0.15918 | 0.004851 | 0.0012158
112 | 0.98715 | -0.24704 | 0.0043418 | 0.0010882
113 | 0.98723 | -0.24558 | 0.0024972 | 0.00062587
114 | 0.98737 | -0.24278 | 0.0019492 | 0.00048851
115 | 0.98743 | -0.24175 | 0 | 0
116 | 0.98734 | -0.24346 | 0.0013882 | 0.00034793
117 | 0.98748 | -0.24068 | 0 | 0
118 | 0.98754 | -0.23946 | 0.002568 | 0.00064359
119 | 0.98766 | -0.23722 | 0 | 0
120 | 0.98728 | -0.24458 | 0.00095961 | 0.0002405
121 | 0.98777 | -0.235 | 0.0020969 | 0.00052554
122 | 0.98761 | -0.23815 | 0 | 0
123 | 0.98754 | -0.23946 | 0.0023342 | 0.00058501
124 | 0.98752 | -0.23992 | 0.0017606 | 0.00044125
125 | 0.98782 | -0.23405 | 0.0017242 | 0.00043213
126 | 0.98819 | -0.22681 | 0.0012938 | 0.00032425
127 | 0.99417 | -0.11126 | 0.0057453 | 0.0014399
128 | 0.9914 | -0.16443 | 0.0013372 | 0.00033513
129 | 0.99142 | -0.16415 | 0 | 0
130 | 0.99137 | -0.16514 | 0.0016295 | 0.00040839
131 | 0.99127 | -0.16702 | 0.0014358 | 0.00035983
132 | 0.99117 | -0.16902 | 0.0016999 | 0.00042603
133 | 0.99113 | -0.16984 | 0.0015915 | 0.00039887
134 | 0.99107 | -0.17096 | 0.0015828 | 0.00039668
135 | 0.99101 | -0.17209 | 0.0017724 | 0.0004442
136 | 0.99998 | 149.9956 | 0 | 0

## res_line
| p_from_mw | q_from_mvar | p_to_mw | q_to_mvar | pl_mw | ql_mvar | i_from_ka | i_to_ka | i_ka | vm_from_pu | va_from_degree | vm_to_pu | va_to_degree | loading_percent
0 | 0.022895 | 0.005741 | -0.022893 | -0.0057398 | 2.0154e-06 | 1.2318e-06 | 0.034459 | 0.034459 | 0.034459 | 0.98867 | -0.2175 | 0.98858 | -0.21934 | 9.4668
1 | -0.028554 | -0.0071593 | 0.028564 | 0.0071658 | 1.0532e-05 | 6.5455e-06 | 0.042976 | 0.042976 | 0.042976 | 0.98867 | -0.2175 | 0.98907 | -0.20976 | 11.8066
2 | 0.0055797 | 0.0013981 | -0.0055791 | -0.0013981 | 5.592e-07 | 8.6861e-08 | 0.0083985 | 0.0083986 | 0.0083986 | 0.98858 | -0.21934 | 0.98847 | -0.22145 | 2.3073
3 | 0.017313 | 0.0043416 | -0.017309 | -0.0043393 | 3.9889e-06 | 2.3521e-06 | 0.026061 | 0.026061 | 0.026061 | 0.98858 | -0.21934 | 0.98833 | -0.22418 | 7.1595
4 | -0.047464 | -0.011909 | 0.047476 | 0.011916 | 1.2069e-05 | 7.6432e-06 | 0.071412 | 0.071412 | 0.071412 | 0.98907 | -0.20976 | 0.98935 | -0.20443 | 19.6187
5 | 0.0189 | 0.0047428 | -0.018893 | -0.0047389 | 6.4333e-06 | 3.8452e-06 | 0.028436 | 0.028436 | 0.028436 | 0.98907 | -0.20976 | 0.9887 | -0.2169 | 7.8121
6 | 0.0044001 | 0.0011026 | -0.0043999 | -0.0011026 | 2.3368e-07 | -3.2494e-08 | 0.0066238 | 0.0066238 | 0.0066238 | 0.98847 | -0.22145 | 0.98841 | -0.22256 | 1.8197
7 | 0.015188 | 0.0038078 | -0.015182 | -0.0038041 | 6.4284e-06 | 3.6943e-06 | 0.022868 | 0.022868 | 0.022868 | 0.98833 | -0.22418 | 0.98787 | -0.23307 | 6.2824
8 | -0.058052 | -0.014567 | 0.058177 | 0.014647 | 0.00012551 | 7.9759e-05 | 0.087318 | 0.087318 | 0.087318 | 0.98935 | -0.20443 | 0.99168 | -0.1592 | 23.9886
9 | 0.010576 | 0.0026512 | -0.010574 | -0.0026502 | 1.9545e-06 | 9.8639e-07 | 0.015906 | 0.015906 | 0.015906 | 0.98935 | -0.20443 | 0.98915 | -0.20831 | 4.3699
10 | 0.016222 | 0.0040694 | -0.016219 | -0.004068 | 2.363e-06 | 1.3768e-06 | 0.024415 | 0.024416 | 0.024416 | 0.9887 | -0.2169 | 0.98855 | -0.21996 | 6.7076
11 | 0.0026932 | 0.00067487 | -0.0026931 | -0.00067496 | 6.6573e-08 | -9.5804e-08 | 0.0040545 | 0.0040545 | 0.0040545 | 0.98841 | -0.22256 | 0.98839 | -0.22308 | 1.1139
12 | 0.0036743 | 0.00092051 | -0.0036742 | -0.00092058 | 1.4185e-07 | -6.7318e-08 | 0.0055344 | 0.0055345 | 0.0055345 | 0.98787 | -0.23307 | 0.98783 | -0.23388 | 1.5205
13 | 0.011507 | 0.0028835 | -0.011506 | -0.0028829 | 1.1529e-06 | 6.0685e-07 | 0.017333 | 0.017333 | 0.017333 | 0.98787 | -0.23307 | 0.98776 | -0.23517 | 4.7619
14 | -0.061253 | -0.015418 | 0.061304 | 0.015451 | 5.1189e-05 | 3.2552e-05 | 0.091934 | 0.091934 | 0.091934 | 0.99168 | -0.1592 | 0.99259 | -0.14173 | 25.2565
15 | 0.0087344 | 0.0021893 | -0.0087336 | -0.0021889 | 8.1068e-07 | 3.5813e-07 | 0.01314 | 0.01314 | 0.01314 | 0.98915 | -0.20831 | 0.98905 | -0.21026 | 3.6098
16 | 0.014173 | 0.0035552 | -0.014171 | -0.0035537 | 2.6811e-06 | 1.5146e-06 | 0.021336 | 0.021336 | 0.021336 | 0.98855 | -0.21996 | 0.98834 | -0.22393 | 5.8615
17 | 0.0020469 | 0.00051274 | -0.0020468 | -0.00051296 | 7.3092e-08 | -2.1568e-07 | 0.0030832 | 0.0030833 | 0.0030833 | 0.98783 | -0.23388 | 0.98779 | -0.23463 | 0.84707
18 | 0.010003 | 0.0025061 | -0.010001 | -0.0025054 | 1.4195e-06 | 6.9512e-07 | 0.015068 | 0.015069 | 0.015069 | 0.98776 | -0.23517 | 0.98761 | -0.23815 | 4.1397
19 | -0.062403 | -0.015726 | 0.062478 | 0.015774 | 7.5549e-05 | 4.8054e-05 | 0.09358 | 0.09358 | 0.09358 | 0.99259 | -0.14173 | 0.9939 | -0.11645 | 25.7088
20 | 0.0078764 | 0.0019741 | -0.0078758 | -0.0019739 | 5.9856e-07 | 2.3722e-07 | 0.01185 | 0.01185 | 0.01185 | 0.98905 | -0.21026 | 0.98896 | -0.21185 | 3.2555
21 | 0.012924 | 0.0032412 | -0.012922 | -0.0032403 | 1.7749e-06 | 9.7579e-07 | 0.019459 | 0.019459 | 0.019459 | 0.98834 | -0.22393 | 0.98819 | -0.22681 | 5.3458
22 | -0.0060808 | -0.001524 | 0.0060808 | 0.001524 | 3.0225e-08 | 6.9894e-09 | 0.0091493 | 0.0091493 | 0.0091493 | 0.98896 | -0.21196 | 0.98896 | -0.21185 | 2.5135
23 | -0.0098753 | -0.002475 | 0.0098761 | 0.0024753 | 7.1786e-07 | 3.5438e-07 | 0.015073 | 0.015073 | 0.015073 | 0.97487 | -0.48357 | 0.97495 | -0.48204 | 4.1411
24 | -0.019475 | -0.0048815 | 0.019486 | 0.0048883 | 1.1336e-05 | 6.8281e-06 | 0.029724 | 0.029723 | 0.029724 | 0.97495 | -0.48204 | 0.97557 | -0.46983 | 8.1658
25 | 0.0095987 | 0.0024061 | -0.0095964 | -0.002405 | 2.3035e-06 | 1.1175e-06 | 0.01465 | 0.01465 | 0.01465 | 0.97495 | -0.48204 | 0.97469 | -0.48708 | 4.0248
26 | -0.063609 | -0.016057 | 0.063636 | 0.016074 | 2.6591e-05 | 1.6917e-05 | 0.095274 | 0.095274 | 0.095274 | 0.9939 | -0.11645 | 0.99435 | -0.10773 | 26.1741
27 | 0.0011314 | 0.00028347 | -0.0011314 | -0.00028355 | 6.4388e-09 | -7.3429e-08 | 0.0016939 | 0.0016939 | 0.0016939 | 0.9939 | -0.11645 | 0.99389 | -0.11657 | 0.46536
28 | -0.0011307 | -0.00028337 | 0.0011307 | 0.00028335 | 2.0235e-09 | -2.2516e-08 | 0.0017032 | 0.0017032 | 0.0017032 | 0.98779 | -0.23466 | 0.98779 | -0.23463 | 0.46792
29 | 0.0068512 | 0.0017171 | -0.0068505 | -0.0017169 | 6.7119e-07 | 2.0871e-07 | 0.010253 | 0.010253 | 0.010253 | 0.99435 | -0.10773 | 0.99425 | -0.10979 | 2.8167
30 | -0.070487 | -0.017791 | 0.070581 | 0.017851 | 9.3386e-05 | 5.9477e-05 | 0.10553 | 0.10553 | 0.10553 | 0.99435 | -0.10773 | 0.99579 | -0.080111 | 28.9908
31 | 0.0011314 | 0.00028355 | -0.0011314 | -0.00028356 | 1.5474e-09 | -1.7645e-08 | 0.0016939 | 0.0016939 | 0.0016939 | 0.99389 | -0.11657 | 0.99389 | -0.1166 | 0.46537
32 | 0.0057457 | 0.00144 | -0.0057453 | -0.0014399 | 4.0286e-07 | 6.9436e-08 | 0.0085992 | 0.0085993 | 0.0085993 | 0.99425 | -0.10979 | 0.99417 | -0.11126 | 2.3624
33 | -0.070581 | -0.017851 | 0.070633 | 0.017884 | 5.2569e-05 | 3.348e-05 | 0.10553 | 0.10553 | 0.10553 | 0.99579 | -0.080111 | 0.9966 | -0.064599 | 28.9907
34 | 0.12927 | 0.032987 | -0.12919 | -0.032936 | 8.084e-05 | 5.1083e-05 | 0.19479 | 0.19479 | 0.19479 | 0.98856 | -0.21782 | 0.98788 | -0.23077 | 17.8381
35 | -0.13316 | -0.033962 | 0.13321 | 0.033995 | 5.3087e-05 | 3.357e-05 | 0.20065 | 0.20065 | 0.20065 | 0.98856 | -0.21782 | 0.98899 | -0.20956 | 18.3744
36 | 0.12761 | 0.032541 | -0.12756 | -0.032506 | 5.4956e-05 | 3.4716e-05 | 0.19242 | 0.19242 | 0.19242 | 0.98788 | -0.23077 | 0.98742 | -0.23969 | 17.621
37 | -0.15901 | -0.040466 | 0.15915 | 0.040559 | 0.00014643 | 9.293e-05 | 0.23946 | 0.23946 | 0.23946 | 0.98899 | -0.20956 | 0.98998 | -0.19048 | 21.9284
38 | 0.02152 | 0.0053995 | -0.021515 | -0.0053967 | 4.6372e-06 | 2.8165e-06 | 0.03238 | 0.032381 | 0.032381 | 0.98899 | -0.20956 | 0.98875 | -0.21408 | 8.8958
39 | 0.12756 | 0.032506 | -0.12739 | -0.032398 | 0.00017228 | 0.00010883 | 0.19242 | 0.19242 | 0.19242 | 0.98742 | -0.23969 | 0.98596 | -0.26772 | 17.621
40 | -0.16245 | -0.041385 | 0.16263 | 0.041499 | 0.00017996 | 0.00011425 | 0.24441 | 0.24441 | 0.24441 | 0.98998 | -0.19048 | 0.99118 | -0.16754 | 22.3821
41 | 0.021515 | 0.0053967 | -0.02151 | -0.0053937 | 4.8319e-06 | 2.9348e-06 | 0.032381 | 0.032381 | 0.032381 | 0.98875 | -0.21408 | 0.98851 | -0.2188 | 8.8958
42 | 0.12341 | 0.031402 | -0.12321 | -0.031272 | 0.00020624 | 0.00013018 | 0.18643 | 0.18643 | 0.18643 | 0.98596 | -0.26772 | 0.98416 | -0.30246 | 17.0721
43 | 0.0039723 | 0.00099505 | -0.0039721 | -0.0009951 | 1.604e-07 | -4.9128e-08 | 0.0059948 | 0.0059949 | 0.0059949 | 0.98596 | -0.26772 | 0.98592 | -0.26857 | 1.6469
44 | -0.16263 | -0.041499 | 0.16275 | 0.041575 | 0.00012008 | 7.623e-05 | 0.24441 | 0.24441 | 0.24441 | 0.99118 | -0.16754 | 0.99198 | -0.15227 | 22.382
45 | 0.0061531 | 0.0015421 | -0.0061518 | -0.0015418 | 1.2472e-06 | 3.0135e-07 | 0.0092623 | 0.0092624 | 0.0092624 | 0.98851 | -0.2188 | 0.98829 | -0.22305 | 2.5446
46 | 0.015357 | 0.0038516 | -0.015355 | -0.0038502 | 2.5101e-06 | 1.4459e-06 | 0.023118 | 0.023118 | 0.023118 | 0.98851 | -0.2188 | 0.98834 | -0.22223 | 6.3512
47 | 0.11384 | 0.028926 | -0.11378 | -0.028885 | 6.4077e-05 | 4.0352e-05 | 0.17227 | 0.17227 | 0.17227 | 0.98416 | -0.30246 | 0.98356 | -0.31415 | 15.7757
48 | 0.002469 | 0.00061838 | -0.0024688 | -0.00061874 | 1.9875e-07 | -3.5952e-07 | 0.0037262 | 0.0037264 | 0.0037264 | 0.98592 | -0.26857 | 0.98583 | -0.27026 | 1.0237
49 | 0.014306 | 0.0035877 | -0.014305 | -0.0035867 | 1.6398e-06 | 9.2873e-07 | 0.02154 | 0.02154 | 0.02154 | 0.98834 | -0.22223 | 0.98821 | -0.22463 | 5.9176
50 | 0.0010485 | 0.00026255 | -0.0010484 | -0.00026277 | 1.6524e-08 | -2.1604e-07 | 0.0015785 | 0.0015785 | 0.0015785 | 0.98834 | -0.22223 | 0.98832 | -0.22256 | 0.43367
51 | 0.014305 | 0.0035867 | -0.014301 | -0.0035849 | 3.1771e-06 | 1.7995e-06 | 0.02154 | 0.02154 | 0.02154 | 0.98821 | -0.22463 | 0.98797 | -0.22929 | 5.9176
52 | -0.16683 | -0.042598 | 0.16708 | 0.042759 | 0.00025328 | 0.00016085 | 0.25053 | 0.25053 | 0.25053 | 0.99198 | -0.15227 | 0.99362 | -0.12091 | 22.9425
53 | -0.011505 | -0.0028834 | 0.011507 | 0.0028846 | 2.2093e-06 | 1.1629e-06 | 0.017332 | 0.017332 | 0.017332 | 0.98775 | -0.23358 | 0.98796 | -0.22955 | 4.7615
54 | 0.0097634 | 0.0024469 | -0.0097622 | -0.0024463 | 1.2235e-06 | 5.9002e-07 | 0.014708 | 0.014708 | 0.014708 | 0.98775 | -0.23358 | 0.98762 | -0.23621 | 4.0407
55 | -0.013502 | -0.0033845 | 0.013502 | 0.0033846 | 1.6514e-07 | 9.2053e-08 | 0.020336 | 0.020336 | 0.020336 | 0.98796 | -0.22955 | 0.98797 | -0.22929 | 5.5869
56 | 0.0061177 | 0.0015329 | -0.0061174 | -0.0015329 | 3.1323e-07 | 7.4664e-08 | 0.0092172 | 0.0092173 | 0.0092173 | 0.98762 | -0.23621 | 0.98756 | -0.23729 | 2.5322
57 | 0.0032982 | 0.00082631 | -0.0032981 | -0.00082637 | 7.5117e-08 | -5.5704e-08 | 0.0049695 | 0.0049695 | 0.0049695 | 0.98756 | -0.23729 | 0.98754 | -0.23776 | 1.3653
58 | 0.00082851 | 0.00020743 | -0.00082851 | -0.00020749 | 2.9689e-09 | -6.3101e-08 | 0.0012483 | 0.0012483 | 0.0012483 | 0.98754 | -0.23776 | 0.98753 | -0.23784 | 0.34295
59 | 0.00082851 | 0.00020749 | -0.0008285 | -0.00020764 | 7.0953e-09 | -1.5079e-07 | 0.0012483 | 0.0012484 | 0.0012484 | 0.98753 | -0.23784 | 0.98752 | -0.23802 | 0.34297
60 | -0.092921 | -0.023525 | 0.093001 | 0.023574 | 7.9605e-05 | 4.9738e-05 | 0.14119 | 0.14119 | 0.14119 | 0.97992 | -0.38473 | 0.98084 | -0.3669 | 12.9291
61 | 0.09118 | 0.023088 | -0.091004 | -0.022976 | 0.00017562 | 0.00011209 | 0.13854 | 0.13854 | 0.13854 | 0.97992 | -0.38473 | 0.97786 | -0.42492 | 38.0611
62 | -0.095862 | -0.024291 | 0.095905 | 0.024319 | 4.3484e-05 | 2.7208e-05 | 0.14553 | 0.14553 | 0.14553 | 0.98084 | -0.3669 | 0.98132 | -0.35746 | 13.3266
63 | 0.091004 | 0.022976 | -0.090837 | -0.02287 | 0.00016675 | 0.00010643 | 0.13854 | 0.13854 | 0.13854 | 0.97786 | -0.42492 | 0.9759 | -0.46324 | 38.0611
64 | -0.10316 | -0.026137 | 0.10324 | 0.026185 | 7.5403e-05 | 4.7324e-05 | 0.15653 | 0.15653 | 0.15653 | 0.98132 | -0.35746 | 0.98211 | -0.34226 | 14.3342
65 | 0.080798 | 0.020354 | -0.080773 | -0.020338 | 2.5444e-05 | 1.6229e-05 | 0.12324 | 0.12324 | 0.12324 | 0.9759 | -0.46324 | 0.97557 | -0.46983 | 33.8559
66 | -0.11105 | -0.028143 | 0.11106 | 0.028149 | 9.4568e-06 | 5.9511e-06 | 0.16837 | 0.16837 | 0.16837 | 0.98211 | -0.34226 | 0.9822 | -0.34049 | 15.4186
67 | 0.061287 | 0.015449 | -0.061189 | -0.015387 | 9.8083e-05 | 6.2401e-05 | 0.093512 | 0.093512 | 0.093512 | 0.97557 | -0.46983 | 0.97386 | -0.50333 | 25.6902
68 | -0.071809 | -0.018179 | 0.071834 | 0.018195 | 2.504e-05 | 1.595e-05 | 0.10728 | 0.10728 | 0.10728 | 0.9966 | -0.064599 | 0.99698 | -0.057338 | 29.473
69 | 0.31463 | 0.080615 | -0.31403 | -0.080232 | 0.00059937 | 0.00038274 | 0.4688 | 0.4688 | 0.4688 | 1 | 0 | 0.99792 | -0.03939 | 42.9301
70 | 0.0018878 | 0.00047282 | -0.0018877 | -0.0004731 | 7.3851e-08 | -2.8016e-07 | 0.0028089 | 0.0028091 | 0.0028091 | 1 | 0 | 0.99996 | -0.0008214 | 0.77172
71 | 0.076664 | 0.019431 | -0.076598 | -0.019389 | 6.6058e-05 | 4.2101e-05 | 0.11439 | 0.11439 | 0.11439 | 0.99792 | -0.03939 | 0.99698 | -0.057338 | 31.4264
72 | 0.23736 | 0.060801 | -0.23722 | -0.060711 | 0.00014105 | 8.992e-05 | 0.3544 | 0.3544 | 0.3544 | 0.99792 | -0.03939 | 0.99727 | -0.051662 | 32.4547
73 | -0.11364 | -0.028795 | 0.11378 | 0.028885 | 0.00014395 | 9.0655e-05 | 0.17227 | 0.17227 | 0.17227 | 0.9822 | -0.34049 | 0.98356 | -0.31415 | 15.7758
74 | 0.056452 | 0.0142 | -0.05641 | -0.014173 | 4.2116e-05 | 2.6767e-05 | 0.086274 | 0.086274 | 0.086274 | 0.97386 | -0.50333 | 0.97307 | -0.51896 | 23.7017
75 | 0.2365 | 0.06053 | -0.23648 | -0.06052 | 1.6093e-05 | 1.0259e-05 | 0.35332 | 0.35332 | 0.35332 | 0.99727 | -0.051662 | 0.9972 | -0.053067 | 32.3556
76 | -0.01045 | -0.0026191 | 0.010453 | 0.0026207 | 3.1831e-06 | 1.5965e-06 | 0.015723 | 0.015723 | 0.015723 | 0.98899 | -0.2113 | 0.98931 | -0.20491 | 4.3196
77 | -0.010453 | -0.0026207 | 0.010454 | 0.0026209 | 5.3723e-07 | 2.6941e-07 | 0.015723 | 0.015723 | 0.015723 | 0.98931 | -0.20491 | 0.98937 | -0.20383 | 4.3195
78 | -0.021382 | -0.0053603 | 0.02139 | 0.0053648 | 7.3771e-06 | 4.477e-06 | 0.03216 | 0.03216 | 0.03216 | 0.98937 | -0.20383 | 0.98974 | -0.1966 | 8.8351
79 | 0.010929 | 0.0027394 | -0.010927 | -0.0027386 | 1.5441e-06 | 7.9254e-07 | 0.016437 | 0.016437 | 0.016437 | 0.98937 | -0.20383 | 0.98922 | -0.2068 | 4.5156
80 | -0.012233 | -0.003067 | 0.012234 | 0.0030678 | 1.4725e-06 | 8.0411e-07 | 0.018745 | 0.018745 | 0.018745 | 0.9711 | -0.55784 | 0.97123 | -0.55531 | 5.1497
81 | 0.0023082 | 0.00057844 | -0.0023081 | -0.00057848 | 1.9772e-08 | -3.9493e-08 | 0.0035368 | 0.0035368 | 0.0035368 | 0.9711 | -0.55784 | 0.97109 | -0.55802 | 0.97165
82 | 0.0099249 | 0.0024885 | -0.0099232 | -0.0024877 | 1.6388e-06 | 8.151e-07 | 0.015208 | 0.015208 | 0.015208 | 0.9711 | -0.55784 | 0.97093 | -0.5613 | 4.1781
83 | 0.0027243 | 0.00068273 | -0.0027243 | -0.00068277 | 3.1764e-08 | -3.9839e-08 | 0.0041739 | 0.0041739 | 0.0041739 | 0.97123 | -0.55531 | 0.97122 | -0.55556 | 1.1467
84 | -0.014959 | -0.0037505 | 0.014961 | 0.0037517 | 2.0285e-06 | 1.1708e-06 | 0.022919 | 0.022919 | 0.022919 | 0.97123 | -0.55531 | 0.97137 | -0.55247 | 6.2964
85 | 0.0099232 | 0.0024877 | -0.0099191 | -0.0024857 | 4.0796e-06 | 2.0295e-06 | 0.015208 | 0.015209 | 0.015209 | 0.97093 | -0.5613 | 0.97049 | -0.56993 | 4.1782
86 | 0.0027223 | 0.00068202 | -0.0027222 | -0.00068224 | 1.7912e-07 | -2.241e-07 | 0.004174 | 0.0041741 | 0.0041741 | 0.97049 | -0.56993 | 0.97042 | -0.57131 | 1.1467
87 | -0.16928 | -0.043367 | 0.16931 | 0.04339 | 3.5144e-05 | 2.2322e-05 | 0.25359 | 0.25359 | 0.25359 | 0.99461 | -0.10211 | 0.99484 | -0.097824 | 23.2221
88 | 0.16723 | 0.042856 | -0.16708 | -0.042759 | 0.00015226 | 9.6692e-05 | 0.25053 | 0.25053 | 0.25053 | 0.99461 | -0.10211 | 0.99362 | -0.12091 | 22.9425
89 | -0.1699 | -0.043536 | 0.17007 | 0.043648 | 0.00017647 | 0.00011209 | 0.25446 | 0.25446 | 0.25446 | 0.99484 | -0.097824 | 0.99597 | -0.076418 | 23.3024
90 | -0.2344 | -0.059896 | 0.23467 | 0.060065 | 0.00026502 | 0.00016894 | 0.35062 | 0.35062 | 0.35062 | 0.99597 | -0.076418 | 0.9972 | -0.053067 | 32.1077
91 | 0.064329 | 0.016247 | -0.064259 | -0.016203 | 6.9787e-05 | 4.4402e-05 | 0.096155 | 0.096155 | 0.096155 | 0.99597 | -0.076418 | 0.99479 | -0.099082 | 26.4161
92 | 0.064259 | 0.016203 | -0.064151 | -0.016134 | 0.00010886 | 6.9264e-05 | 0.096155 | 0.096155 | 0.096155 | 0.99479 | -0.099082 | 0.99295 | -0.13454 | 26.4162
93 | 0.063152 | 0.015883 | -0.063116 | -0.01586 | 3.652e-05 | 2.3232e-05 | 0.094659 | 0.094659 | 0.094659 | 0.99295 | -0.13454 | 0.99232 | -0.14666 | 26.0052
94 | 0.022825 | 0.0057245 | -0.022821 | -0.0057218 | 4.3315e-06 | 2.6448e-06 | 0.034228 | 0.034228 | 0.034228 | 0.99232 | -0.14666 | 0.99212 | -0.15064 | 9.4034
95 | 0.040291 | 0.010136 | -0.040284 | -0.010132 | 6.4227e-06 | 4.0499e-06 | 0.060431 | 0.060431 | 0.060431 | 0.99232 | -0.14666 | 0.99215 | -0.14999 | 16.6018
96 | 0.004858 | 0.0012175 | -0.0048577 | -0.0012175 | 3.2864e-07 | 1.1764e-08 | 0.0074165 | 0.0074165 | 0.0074165 | 0.97469 | -0.48708 | 0.97462 | -0.4885 | 2.0375
97 | 0.020482 | 0.0051412 | -0.020468 | -0.0051327 | 1.4024e-05 | 8.5041e-06 | 0.03135 | 0.03135 | 0.03135 | 0.97227 | -0.53483 | 0.97154 | -0.5492 | 8.6126
98 | 0.031033 | 0.0077899 | -0.031012 | -0.0077768 | 2.0934e-05 | 1.3091e-05 | 0.047499 | 0.0475 | 0.0475 | 0.97227 | -0.53483 | 0.97155 | -0.54898 | 13.0493
99 | -0.051515 | -0.012931 | 0.051554 | 0.012956 | 3.9018e-05 | 2.4764e-05 | 0.078849 | 0.078849 | 0.078849 | 0.97227 | -0.53483 | 0.97307 | -0.51896 | 21.6618
100 | 0.0028059 | 0.00070318 | -0.0028058 | -0.00070321 | 2.4184e-08 | -2.7764e-08 | 0.0042975 | 0.0042975 | 0.0042975 | 0.97154 | -0.5492 | 0.97153 | -0.54938 | 1.1806
101 | 0.017662 | 0.0044295 | -0.017659 | -0.0044279 | 2.7504e-06 | 1.6362e-06 | 0.027052 | 0.027052 | 0.027052 | 0.97154 | -0.5492 | 0.97137 | -0.55247 | 7.4319
102 | 0.031012 | 0.0077768 | -0.031009 | -0.0077747 | 3.2901e-06 | 2.0575e-06 | 0.0475 | 0.0475 | 0.0475 | 0.97155 | -0.54898 | 0.97144 | -0.55121 | 13.0493
103 | 0.0026983 | 0.00067622 | -0.0026983 | -0.00067626 | 3.1773e-08 | -4.1052e-08 | 0.0041335 | 0.0041335 | 0.0041335 | 0.97137 | -0.55247 | 0.97136 | -0.55271 | 1.1356
104 | 0.017515 | 0.0043929 | -0.017507 | -0.004388 | 8.1416e-06 | 4.8374e-06 | 0.02683 | 0.02683 | 0.02683 | 0.97144 | -0.55121 | 0.97094 | -0.56097 | 7.371
105 | 0.0086047 | 0.0021569 | -0.0086028 | -0.0021561 | 1.908e-06 | 8.5935e-07 | 0.013187 | 0.013187 | 0.013187 | 0.97094 | -0.56097 | 0.97071 | -0.56562 | 3.6229
106 | -0.030953 | -0.0077615 | 0.030963 | 0.007768 | 1.0342e-05 | 6.4549e-06 | 0.046537 | 0.046537 | 0.046537 | 0.98974 | -0.1966 | 0.9901 | -0.18959 | 12.785
107 | -0.037171 | -0.0093238 | 0.037184 | 0.0093321 | 1.3224e-05 | 8.3182e-06 | 0.055867 | 0.055867 | 0.055867 | 0.9901 | -0.18959 | 0.99049 | -0.18213 | 15.3481
108 | -0.037184 | -0.0093321 | 0.037209 | 0.0093474 | 2.4327e-05 | 1.5302e-05 | 0.055867 | 0.055867 | 0.055867 | 0.99049 | -0.18213 | 0.9912 | -0.16842 | 15.348
109 | -0.040249 | -0.010109 | 0.040284 | 0.010132 | 3.542e-05 | 2.2335e-05 | 0.060431 | 0.060431 | 0.060431 | 0.9912 | -0.16842 | 0.99215 | -0.14999 | 16.6018
110 | -0.0060285 | -0.0015109 | 0.0060288 | 0.0015109 | 3.4305e-07 | 7.5082e-08 | 0.0090423 | 0.0090423 | 0.0090423 | 0.99205 | -0.15183 | 0.99212 | -0.15064 | 2.4842
111 | 0.0060285 | 0.0015109 | -0.0060281 | -0.0015108 | 3.2356e-07 | 7.0834e-08 | 0.0090423 | 0.0090424 | 0.0090424 | 0.99205 | -0.15183 | 0.992 | -0.15296 | 2.4842
112 | 0.016792 | 0.0042109 | -0.016786 | -0.0042071 | 6.4729e-06 | 3.7914e-06 | 0.025186 | 0.025186 | 0.025186 | 0.99212 | -0.15064 | 0.9917 | -0.15873 | 6.9193
113 | 0.015905 | 0.0039865 | -0.015905 | -0.0039863 | 3.4457e-07 | 1.9971e-07 | 0.023866 | 0.023866 | 0.023866 | 0.9917 | -0.15873 | 0.99167 | -0.15918 | 6.5565
114 | 0.011054 | 0.0027705 | -0.011051 | -0.0027692 | 2.6118e-06 | 1.345e-06 | 0.016587 | 0.016587 | 0.016587 | 0.99167 | -0.15918 | 0.99142 | -0.16415 | 4.5568
115 | -0.0043418 | -0.0010882 | 0.0043421 | 0.0010881 | 3.0171e-07 | -4.7057e-08 | 0.0065448 | 0.0065447 | 0.0065448 | 0.98715 | -0.24704 | 0.98723 | -0.24558 | 1.798
116 | -0.0068394 | -0.001714 | 0.0068397 | 0.0017141 | 3.2588e-07 | 1.04e-07 | 0.010309 | 0.010309 | 0.010309 | 0.98723 | -0.24558 | 0.98728 | -0.24458 | 2.8321
117 | -0.0033375 | -0.00083612 | 0.0033376 | 0.000836 | 1.6451e-07 | -1.1653e-07 | 0.0050296 | 0.0050295 | 0.0050296 | 0.98737 | -0.24278 | 0.98743 | -0.24175 | 1.3818
118 | 0.0013883 | 0.00034761 | -0.0013882 | -0.00034793 | 4.4935e-08 | -3.2136e-07 | 0.0020921 | 0.0020922 | 0.0020922 | 0.98737 | -0.24278 | 0.98734 | -0.24346 | 0.57479
119 | -0.0033376 | -0.000836 | 0.0033378 | 0.00083588 | 1.6948e-07 | -1.2009e-07 | 0.0050295 | 0.0050294 | 0.0050295 | 0.98743 | -0.24175 | 0.98748 | -0.24068 | 1.3817
120 | -0.0033378 | -0.00083588 | 0.003338 | 0.00083574 | 1.9473e-07 | -1.3802e-07 | 0.0050294 | 0.0050294 | 0.0050294 | 0.98748 | -0.24068 | 0.98754 | -0.23946 | 1.3817
121 | -0.005906 | -0.0014793 | 0.0059063 | 0.0014794 | 3.6787e-07 | 7.6923e-08 | 0.0088987 | 0.0088987 | 0.0088987 | 0.98754 | -0.23946 | 0.98761 | -0.23815 | 2.4447
122 | 0.007802 | 0.0019557 | -0.0077993 | -0.0019546 | 2.7337e-06 | 1.0747e-06 | 0.011755 | 0.011755 | 0.011755 | 0.98766 | -0.23722 | 0.98728 | -0.24458 | 3.2294
123 | -0.007802 | -0.0019557 | 0.0078029 | 0.001956 | 8.2636e-07 | 3.2475e-07 | 0.011755 | 0.011755 | 0.011755 | 0.98766 | -0.23722 | 0.98777 | -0.235 | 3.2293
124 | -0.0098998 | -0.0024815 | 0.0099003 | 0.0024817 | 4.4778e-07 | 2.1785e-07 | 0.014914 | 0.014914 | 0.014914 | 0.98777 | -0.235 | 0.98782 | -0.23405 | 4.0971
125 | 0.0040951 | 0.001026 | -0.0040948 | -0.0010261 | 2.5642e-07 | -6.5723e-08 | 0.0061699 | 0.00617 | 0.00617 | 0.98761 | -0.23815 | 0.98754 | -0.23946 | 1.6951
126 | 0.0017606 | 0.00044109 | -0.0017606 | -0.00044125 | 3.8627e-08 | -1.6253e-07 | 0.0026529 | 0.0026529 | 0.0026529 | 0.98754 | -0.23946 | 0.98752 | -0.23992 | 0.72882
127 | -0.011624 | -0.0029139 | 0.011629 | 0.002916 | 4.0123e-06 | 2.121e-06 | 0.017511 | 0.017511 | 0.017511 | 0.98782 | -0.23405 | 0.98819 | -0.22681 | 4.8107
128 | -0.0013372 | -0.00033513 | 0.0013372 | 0.00033499 | 1.7929e-08 | -1.4158e-07 | 0.002007 | 0.002007 | 0.002007 | 0.9914 | -0.16443 | 0.99142 | -0.16415 | 0.55138
129 | 0.0097141 | 0.0024342 | -0.0097136 | -0.002434 | 4.6165e-07 | 2.2078e-07 | 0.01458 | 0.01458 | 0.01458 | 0.99142 | -0.16415 | 0.99137 | -0.16514 | 4.0054
130 | 0.0080841 | 0.0020256 | -0.0080834 | -0.0020253 | 7.2435e-07 | 2.9444e-07 | 0.012134 | 0.012134 | 0.012134 | 0.99137 | -0.16514 | 0.99127 | -0.16702 | 3.3335
131 | 0.0066476 | 0.0016654 | -0.006647 | -0.0016653 | 6.317e-07 | 1.8623e-07 | 0.0099787 | 0.0099788 | 0.0099788 | 0.99127 | -0.16702 | 0.99117 | -0.16902 | 2.7414
132 | 0.0049471 | 0.0012392 | -0.0049469 | -0.0012392 | 1.9303e-07 | 3.2647e-09 | 0.0074268 | 0.0074268 | 0.0074268 | 0.99117 | -0.16902 | 0.99113 | -0.16984 | 2.0403
133 | 0.0033554 | 0.00084035 | -0.0033553 | -0.00084048 | 1.7923e-07 | -1.2801e-07 | 0.0050374 | 0.0050375 | 0.0050375 | 0.99113 | -0.16984 | 0.99107 | -0.17096 | 1.3839
134 | 0.0017725 | 0.0004438 | -0.0017724 | -0.0004442 | 9.5021e-08 | -4.0021e-07 | 0.0026611 | 0.0026613 | 0.0026613 | 0.99107 | -0.17096 | 0.99101 | -0.17209 | 0.73112

## res_trafo
| p_hv_mw | q_hv_mvar | p_lv_mw | q_lv_mvar | pl_mw | ql_mvar | i_hv_ka | i_lv_ka | vm_hv_pu | va_hv_degree | vm_lv_pu | va_lv_degree | loading_percent
0 | -1.2729e-15 | -1.3162e-15 | 0.00165 | 1.2699e-07 | 0.00165 | 1.2699e-07 | 5.2857e-17 | 0.0023815 | 0.99998 | 149.9956 | 1 | 0 | 0.2619

## res_ext_grid
| p_mw | q_mvar
0 | 0.31817 | 0.081088

## res_load
| p_mw | q_mvar
0 | 0.005659 | 0.0014183
1 | 0.001179 | 0.00029548
2 | 0.0021208 | 0.00053152
3 | 0.0026715 | 0.00066955
4 | 0.0017067 | 0.00042774
5 | 0.0030759 | 0.0007709
6 | 0.0018392 | 0.00046096
7 | 0.0020461 | 0.0005128
8 | 0.0026931 | 0.00067496
9 | 0.0016273 | 0.00040783
10 | 0.0015035 | 0.00037681
11 | 0.0010983 | 0.00027526
12 | 0.00085713 | 0.00021482
13 | 0.0012466 | 0.00031243
14 | 0.0060808 | 0.001524
15 | 0.001795 | 0.00044988
16 | 0.0098753 | 0.002475
17 | 0.0011307 | 0.00028337
18 | 0.00091617 | 0.00022961
19 | 0.0011047 | 0.00027687
20 | 0.0011314 | 0.00028356
21 | 0.0038911 | 0.00097519
22 | 0.001574 | 0.00039449
23 | 0.0042734 | 0.001071
24 | 0.0032961 | 0.00082609
25 | 0.0093633 | 0.0023467
26 | 0.0015032 | 0.00037673
27 | 0.0010484 | 0.00026277
28 | 0.0040804 | 0.0010226
29 | 0.0061518 | 0.0015418
30 | 0.0017417 | 0.00043651
31 | 0.0019946 | 0.0004999
32 | 0.0036445 | 0.0009134
33 | 0.00079933 | 0.00020033
34 | 0.0028192 | 0.00070655
35 | 0.0024696 | 0.00061894
36 | 0.0017412 | 0.00043637
37 | 0.002861 | 0.00071704
38 | 0.0072568 | 0.0018187
39 | 0.010039 | 0.002516
40 | 0.0078154 | 0.0019587
41 | 0.0011759 | 0.0002947
42 | 0.0018877 | 0.0004731
43 | 0.0025746 | 0.00064526
44 | 0.004737 | 0.0011872
45 | 0.004764 | 0.001194
46 | 0.00072478 | 0.00018165
47 | 0.0024688 | 0.00061874
48 | 0.0008285 | 0.00020764
49 | 0.01045 | 0.0026191
50 | 0.0023081 | 0.00057848
51 | 0.0071968 | 0.0018037
52 | 0.0020413 | 0.0005116
53 | 0.00058605 | 0.00014688
54 | 0.0018148 | 0.00045483
55 | 0.0009982 | 0.00025017
56 | 0.0047384 | 0.0011875
57 | 0.0048577 | 0.0012175
58 | 0.0048558 | 0.001217
59 | 0.0028058 | 0.00070321
60 | 0.013494 | 0.0033818
61 | 0.0089023 | 0.0022311
62 | 0.0086028 | 0.0021561
63 | 0.0027222 | 0.00068224
64 | 0.0026983 | 0.00067626
65 | 0.0027243 | 0.00068277
66 | 0.0095632 | 0.0023968
67 | 0.010927 | 0.0027386
68 | 0.0062077 | 0.0015558
69 | 0.0030401 | 0.00076192
70 | 0.0060281 | 0.0015108
71 | 0.00088025 | 0.00022061
72 | 0.004851 | 0.0012158
73 | 0.0043418 | 0.0010882
74 | 0.0024972 | 0.00062587
75 | 0.0019492 | 0.00048851
76 | 0.0013882 | 0.00034793
77 | 0.002568 | 0.00064359
78 | 0.00095961 | 0.0002405
79 | 0.0020969 | 0.00052554
80 | 0.0023342 | 0.00058501
81 | 0.0017606 | 0.00044125
82 | 0.0017242 | 0.00043213
83 | 0.0012938 | 0.00032425
84 | 0.0057453 | 0.0014399
85 | 0.0013372 | 0.00033513
86 | 0.0016295 | 0.00040839
87 | 0.0014358 | 0.00035983
88 | 0.0016999 | 0.00042603
89 | 0.0015915 | 0.00039887
90 | 0.0015828 | 0.00039668
91 | 0.0017724 | 0.0004442

## dtypes
| element | column | dtype
0 | bus | name | object
1 | bus | vn_kv | float64
2 | bus | type | object
3 | bus | zone | object
4 | bus | in_service | bool
5 | load | name | object
6 | load | bus | uint32
7 | load | p_mw | float64
8 | load | q_mvar | float64
9 | load | const_z_percent | float64
10 | load | const_i_percent | float64
11 | load | sn_mva | float64
12 | load | scaling | float64
13 | load | in_service | bool
14 | load | type | object
15 | ext_grid | name | object
16 | ext_grid | bus | uint32
17 | ext_grid | vm_pu | float64
18 | ext_grid | va_degree | float64
19 | ext_grid | slack_weight | float64
20 | ext_grid | in_service | bool
21 | line | name | object
22 | line | std_type | object
23 | line | from_bus | uint32
24 | line | to_bus | uint32
25 | line | length_km | float64
26 | line | r_ohm_per_km | float64
27 | line | x_ohm_per_km | float64
28 | line | c_nf_per_km | float64
29 | line | g_us_per_km | float64
30 | line | max_i_ka | float64
31 | line | df | float64
32 | line | parallel | uint32
33 | line | type | object
34 | line | in_service | bool
35 | trafo | name | object
36 | trafo | std_type | object
37 | trafo | hv_bus | uint32
38 | trafo | lv_bus | uint32
39 | trafo | sn_mva | float64
40 | trafo | vn_hv_kv | float64
41 | trafo | vn_lv_kv | float64
42 | trafo | vk_percent | float64
43 | trafo | vkr_percent | float64
44 | trafo | pfe_kw | float64
45 | trafo | i0_percent | float64
46 | trafo | shift_degree | float64
47 | trafo | tap_side | object
48 | trafo | tap_neutral | int32
49 | trafo | tap_min | int32
50 | trafo | tap_max | int32
51 | trafo | tap_step_percent | float64
52 | trafo | tap_step_degree | float64
53 | trafo | tap_pos | int32
54 | trafo | tap_phase_shifter | bool
55 | trafo | parallel | uint32
56 | trafo | df | float64
57 | trafo | in_service | bool
58 | line_geodata | coords | object
59 | bus_geodata | x | float64
60 | bus_geodata | y | float64
61 | bus_geodata | coords | object
62 | res_bus | vm_pu | float64
63 | res_bus | va_degree | float64
64 | res_bus | p_mw | float64
65 | res_bus | q_mvar | float64
66 | res_line | p_from_mw | float64
67 | res_line | q_from_mvar | float64
68 | res_line | p_to_mw | float64
69 | res_line | q_to_mvar | float64
70 | res_line | pl_mw | float64
71 | res_line | ql_mvar | float64
72 | res_line | i_from_ka | float64
73 | res_line | i_to_ka | float64
74 | res_line | i_ka | float64
75 | res_line | vm_from_pu | float64
76 | res_line | va_from_degree | float64
77 | res_line | vm_to_pu | float64
78 | res_line | va_to_degree | float64
79 | res_line | loading_percent | float64
80 | res_trafo | p_hv_mw | float64
81 | res_trafo | q_hv_mvar | float64
82 | res_trafo | p_lv_mw | float64
83 | res_trafo | q_lv_mvar | float64
84 | res_trafo | pl_mw | float64
85 | res_trafo | ql_mvar | float64
86 | res_trafo | i_hv_ka | float64
87 | res_trafo | i_lv_ka | float64
88 | res_trafo | vm_hv_pu | float64
89 | res_trafo | va_hv_degree | float64
90 | res_trafo | vm_lv_pu | float64
91 | res_trafo | va_lv_degree | float64
92 | res_trafo | loading_percent | float64
93 | res_ext_grid | p_mw | float64
94 | res_ext_grid | q_mvar | float64
95 | res_load | p_mw | float64
96 | res_load | q_mvar | float64

## parameters
| version | format_version | converged | OPF_converged | name | f_hz | sn_mva
0 | 2.14.6 | 2.14.0 | TRUE | FALSE |  | 50 | 1