## bus
| name | vn_kv | type | zone | in_service
0 | bus_LV_192-10_0_5_node_0 | 0.4 | n |  | TRUE
1 | bus_LV_192-10_0_5_node_1 | 0.4 | n |  | TRUE
2 | bus_LV_192-10_0_5_node_2 | 0.4 | n |  | TRUE
3 | bus_LV_192-10_0_5_node_3 | 0.4 | n |  | TRUE
4 | bus_LV_192-10_0_5_node_4 | 0.4 | n |  | TRUE
5 | bus_LV_192-10_0_5_node_5 | 0.4 | n |  | TRUE
6 | bus_LV_192-10_0_5_node_10 | 0.4 | n |  | TRUE
7 | bus_LV_192-10_0_5_node_6 | 0.4 | n |  | TRUE
8 | bus_LV_192-10_0_5_node_7 | 0.4 | n |  | TRUE
9 | bus_LV_192-10_0_5_node_20 | 0.4 | n |  | TRUE
10 | bus_LV_192-10_0_5_node_8 | 0.4 | n |  | TRUE
11 | bus_LV_192-10_0_5_node_72 | 0.4 | n |  | TRUE
12 | bus_LV_192-10_0_5_node_14 | 0.4 | n |  | TRUE
13 | bus_LV_192-10_0_5_node_16 | 0.4 | n |  | TRUE
14 | bus_LV_192-10_0_5_node_17 | 0.4 | n |  | TRUE
15 | bus_LV_192-10_0_5_node_18 | 0.4 | n |  | TRUE
16 | bus_LV_192-10_0_5_node_11 | 0.4 | n |  | TRUE
17 | bus_LV_192-10_0_5_node_12 | 0.4 | n |  | TRUE
18 | bus_LV_192-10_0_5_node_13 | 0.4 | n |  | TRUE
19 | bus_LV_192-10_0_5_node_15 | 0.4 | n |  | TRUE
20 | bus_LV_192-10_0_5_node_73 | 0.4 | n |  | TRUE
21 | bus_LV_192-10_0_5_node_122 | 0.4 | n |  | TRUE
22 | bus_LV_192-10_0_5_node_95 | 0.4 | n |  | TRUE
23 | bus_LV_192-10_0_5_node_21 | 0.4 | n |  | TRUE
24 | bus_LV_192-10_0_5_node_22 | 0.4 | n |  | TRUE
25 | bus_LV_192-10_0_5_node_23 | 0.4 | n |  | TRUE
26 | bus_LV_192-10_0_5_node_24 | 0.4 | n |  | TRUE
27 | bus_LV_192-10_0_5_node_25 | 0.4 | n |  | TRUE
28 | bus_LV_192-10_0_5_node_26 | 0.4 | n |  | TRUE
29 | bus_LV_192-10_0_5_node_32 | 0.4 | n |  | TRUE
30 | bus_LV_192-10_0_5_node_30 | 0.4 | n |  | TRUE
31 | bus_LV_192-10_0_5_node_38 | 0.4 | n |  | TRUE
32 | bus_LV_192-10_0_5_node_100 | 0.4 | n |  | TRUE
33 | bus_LV_192-10_0_5_node_33 | 0.4 | n |  | TRUE
34 | bus_LV_192-10_0_5_node_34 | 0.4 | n |  | TRUE
35 | bus_LV_192-10_0_5_node_119 | 0.4 | n |  | TRUE
36 | bus_LV_192-10_0_5_node_89 | 0.4 | n |  | TRUE
37 | bus_LV_192-10_0_5_node_93 | 0.4 | n |  | TRUE
38 | bus_LV_192-10_0_5_node_90 | 0.4 | n |  | TRUE
39 | bus_LV_192-10_0_5_node_88 | 0.4 | n |  | TRUE
40 | bus_LV_192-10_0_5_node_28 | 0.4 | n |  | TRUE
41 | bus_LV_192-10_0_5_node_27 | 0.4 | n |  | TRUE
42 | bus_LV_192-10_0_5_node_31 | 0.4 | n |  | TRUE
43 | bus_LV_192-10_0_5_node_46 | 0.4 | n |  | TRUE
44 | bus_LV_192-10_0_5_node_37 | 0.4 | n |  | TRUE
45 | bus_LV_192-10_0_5_node_65 | 0.4 | n |  | TRUE
46 | bus_LV_192-10_0_5_node_59 | 0.4 | n |  | TRUE
47 | bus_LV_192-10_0_5_node_60 | 0.4 | n |  | TRUE
48 | bus_LV_192-10_0_5_node_36 | 0.4 | n |  | TRUE
49 | bus_LV_192-10_0_5_node_58 | 0.4 | n |  | TRUE
50 | bus_LV_192-10_0_5_node_86 | 0.4 | n |  | TRUE
51 | bus_LV_192-10_0_5_node_71 | 0.4 | n |  | TRUE
52 | bus_LV_192-10_0_5_node_63 | 0.4 | n |  | TRUE
53 | bus_LV_192-10_0_5_node_57 | 0.4 | n |  | TRUE
54 | bus_LV_192-10_0_5_node_49 | 0.4 | n |  | TRUE
55 | bus_LV_192-10_0_5_node_116 | 0.4 | n |  | TRUE
56 | bus_LV_192-10_0_5_node_118 | 0.4 | n |  | TRUE
57 | bus_LV_192-10_0_5_node_115 | 0.4 | n |  | TRUE
58 | bus_LV_192-10_0_5_node_61 | 0.4 | n |  | TRUE
59 | bus_LV_192-10_0_5_node_39 | 0.4 | n |  | TRUE
60 | bus_LV_192-10_0_5_node_40 | 0.4 | n |  | TRUE
61 | bus_LV_192-10_0_5_node_41 | 0.4 | n |  | TRUE
62 | bus_LV_192-10_0_5_node_42 | 0.4 | n |  | TRUE
63 | bus_LV_192-10_0_5_node_43 | 0.4 | n |  | TRUE
64 | bus_LV_192-10_0_5_node_44 | 0.4 | n |  | TRUE
65 | bus_LV_192-10_0_5_node_45 | 0.4 | n |  | TRUE
66 | bus_LV_192-10_0_5_node_99 | 0.4 | n |  | TRUE
67 | bus_LV_192-10_0_5_node_110 | 0.4 | n |  | TRUE
68 | bus_LV_192-10_0_5_node_109 | 0.4 | n |  | TRUE
69 | bus_LV_192-10_0_5_node_108 | 0.4 | n |  | TRUE
70 | bus_LV_192-10_0_5_node_62 | 0.4 | n |  | TRUE
71 | bus_LV_192-10_0_5_node_111 | 0.4 | n |  | TRUE
72 | bus_LV_192-10_0_5_node_104 | 0.4 | n |  | TRUE
73 | bus_LV_192-10_0_5_node_47 | 0.4 | n |  | TRUE
74 | bus_LV_192-10_0_5_node_48 | 0.4 | n |  | TRUE
75 | bus_LV_192-10_0_5_node_56 | 0.4 | n |  | TRUE
76 | bus_LV_192-10_0_5_node_112 | 0.4 | n |  | TRUE
77 | bus_LV_192-10_0_5_node_50 | 0.4 | n |  | TRUE
78 | bus_LV_192-10_0_5_node_51 | 0.4 | n |  | TRUE
79 | bus_LV_192-10_0_5_node_52 | 0.4 | n |  | TRUE
80 | bus_LV_192-10_0_5_node_53 | 0.4 | n |  | TRUE
81 | bus_LV_192-10_0_5_node_54 | 0.4 | n |  | TRUE
82 | bus_LV_192-10_0_5_node_55 | 0.4 | n |  | TRUE
83 | bus_LV_192-10_0_5_node_67 | 0.4 | n |  | TRUE
84 | bus_LV_192-10_0_5_node_117 | 0.4 | n |  | TRUE
85 | bus_LV_192-10_0_5_node_68 | 0.4 | n |  | TRUE
86 | bus_LV_192-10_0_5_node_113 | 0.4 | n |  | TRUE
87 | bus_LV_192-10_0_5_node_64 | 0.4 | n |  | TRUE
88 | bus_LV_192-10_0_5_node_66 | 0.4 | n |  | TRUE
89 | bus_LV_192-10_0_5_node_69 | 0.4 | n |  | TRUE
90 | bus_LV_192-10_0_5_node_70 | 0.4 | n |  | TRUE
91 | bus_LV_192-10_0_5_node_102 | 0.4 | n |  | TRUE
92 | bus_LV_192-10_0_5_node_94 | 0.4 | n |  | TRUE
93 | bus_LV_192-10_0_5_node_74 | 0.4 | n |  | TRUE
94 | bus_LV_192-10_0_5_node_75 | 0.4 | n |  | TRUE
95 | bus_LV_192-10_0_5_node_76 | 0.4 | n |  | TRUE
96 | bus_LV_192-10_0_5_node_77 | 0.4 | n |  | TRUE
97 | bus_LV_192-10_0_5_node_81 | 0.4 | n |  | TRUE
98 | bus_LV_192-10_0_5_node_87 | 0.4 | n |  | TRUE
99 | bus_LV_192-10_0_5_node_79 | 0.4 | n |  | TRUE
100 | bus_LV_192-10_0_5_node_78 | 0.4 | n |  | TRUE
101 | bus_LV_192-10_0_5_node_80 | 0.4 | n |  | TRUE
102 | bus_LV_192-10_0_5_node_96 | 0.4 | n |  | TRUE
103 | bus_LV_192-10_0_5_node_82 | 0.4 | n |  | TRUE
104 | bus_LV_192-10_0_5_node_83 | 0.4 | n |  | TRUE
105 | bus_LV_192-10_0_5_node_84 | 0.4 | n |  | TRUE
106 | bus_LV_192-10_0_5_node_85 | 0.4 | n |  | TRUE
107 | bus_LV_192-10_0_5_node_97 | 0.4 | n |  | TRUE
108 | bus_LV_192-10_0_5_node_91 | 0.4 | n |  | TRUE
109 | bus_LV_192-10_0_5_node_92 | 0.4 | n |  | TRUE
110 | bus_LV_192-10_0_5_node_98 | 0.4 | n |  | TRUE
111 | bus_LV_192-10_0_5_node_101 | 0.4 | n |  | TRUE
112 | bus_LV_192-10_0_5_node_103 | 0.4 | n |  | TRUE
113 | bus_LV_192-10_0_5_node_106 | 0.4 | n |  | TRUE
114 | bus_LV_192-10_0_5_node_105 | 0.4 | n |  | TRUE
115 | bus_LV_192-10_0_5_node_121 | 0.4 | n |  | TRUE
116 | bus_LV_192-10_0_5_node_120 | 0.4 | n |  | TRUE
117 | bus_LV_192-10_0_5_node_114 | 0.4 | n |  | TRUE
118 | bus_MV_356_0_node_126 | 20 | n |  | TRUE

## load
| name | bus | p_mw | q_mvar | const_z_percent | const_i_percent | sn_mva | scaling | in_service | type
0 | LV_192-10_0_5_load_0 | 0 | 0.0013342 | 0.00033439 | 0 | 0 |  | 1 | TRUE | wye
1 | LV_192-10_0_5_load_3 | 3 | 0.0022561 | 0.00056543 | 0 | 0 |  | 1 | TRUE | wye
2 | LV_192-10_0_5_load_4 | 4 | 0.00037205 | 9.3246e-05 | 0 | 0 |  | 1 | TRUE | wye
3 | LV_192-10_0_5_load_6 | 7 | 0.0016859 | 0.00042254 | 0 | 0 |  | 1 | TRUE | wye
4 | LV_192-10_0_5_load_7 | 8 | 0.00051577 | 0.00012926 | 0 | 0 |  | 1 | TRUE | wye
5 | LV_192-10_0_5_load_20 | 9 | 0.001216 | 0.00030476 | 0 | 0 |  | 1 | TRUE | wye
6 | LV_192-10_0_5_load_8 | 10 | 0.0016762 | 0.00042009 | 0 | 0 |  | 1 | TRUE | wye
7 | LV_192-10_0_5_load_16 | 13 | 0.0033202 | 0.00083212 | 0 | 0 |  | 1 | TRUE | wye
8 | LV_192-10_0_5_load_17 | 14 | 0.00012539 | 3.1424e-05 | 0 | 0 |  | 1 | TRUE | wye
9 | LV_192-10_0_5_load_18 | 15 | 0.00018681 | 4.6818e-05 | 0 | 0 |  | 1 | TRUE | wye
10 | LV_192-10_0_5_load_11 | 16 | 0.00052379 | 0.00013127 | 0 | 0 |  | 1 | TRUE | wye
11 | LV_192-10_0_5_load_12 | 17 | 0.00029165 | 7.3095e-05 | 0 | 0 |  | 1 | TRUE | wye
12 | LV_192-10_0_5_load_73 | 20 | 0.00027119 | 6.7966e-05 | 0 | 0 |  | 1 | TRUE | wye
13 | LV_192-10_0_5_load_122 | 21 | 0.00031882 | 7.9905e-05 | 0 | 0 |  | 1 | TRUE | wye
14 | LV_192-10_0_5_load_95 | 22 | 0.00081738 | 0.00020485 | 0 | 0 |  | 1 | TRUE | wye
15 | LV_192-10_0_5_load_21 | 23 | 0.0097171 | 0.0024353 | 0 | 0 |  | 1 | TRUE | wye
16 | LV_192-10_0_5_load_22 | 24 | 0.02293 | 0.0057467 | 0 | 0 |  | 1 | TRUE | wye
17 | LV_192-10_0_5_load_30 | 30 | 0.011479 | 0.002877 | 0 | 0 |  | 1 | TRUE | wye
18 | LV_192-10_0_5_load_100 | 32 | 0.0042268 | 0.0010593 | 0 | 0 |  | 1 | TRUE | wye
19 | LV_192-10_0_5_load_119 | 35 | 0.0076167 | 0.0019089 | 0 | 0 |  | 1 | TRUE | wye
20 | LV_192-10_0_5_load_93 | 37 | 0.0027001 | 0.0006767 | 0 | 0 |  | 1 | TRUE | wye
21 | LV_192-10_0_5_load_90 | 38 | 0.0027776 | 0.00069614 | 0 | 0 |  | 1 | TRUE | wye
22 | LV_192-10_0_5_load_88 | 39 | 0.0011881 | 0.00029778 | 0 | 0 |  | 1 | TRUE | wye
23 | LV_192-10_0_5_load_27 | 41 | 0.0071099 | 0.0017819 | 0 | 0 |  | 1 | TRUE | wye
24 | LV_192-10_0_5_load_37 | 44 | 0.014578 | 0.0036536 | 0 | 0 |  | 1 | TRUE | wye
25 | LV_192-10_0_5_load_65 | 45 | 0.0028865 | 0.00072342 | 0 | 0 |  | 1 | TRUE | wye
26 | LV_192-10_0_5_load_60 | 47 | 0.012062 | 0.003023 | 0 | 0 |  | 1 | TRUE | wye
27 | LV_192-10_0_5_load_36 | 48 | 0.019952 | 0.0050005 | 0 | 0 |  | 1 | TRUE | wye
28 | LV_192-10_0_5_load_58 | 49 | 0.010507 | 0.0026334 | 0 | 0 |  | 1 | TRUE | wye
29 | LV_192-10_0_5_load_86 | 50 | 0.0024275 | 0.00060839 | 0 | 0 |  | 1 | TRUE | wye
30 | LV_192-10_0_5_load_63 | 52 | 0.0029382 | 0.00073638 | 0 | 0 |  | 1 | TRUE | wye
31 | LV_192-10_0_5_load_57 | 53 | 0.0023938 | 0.00059994 | 0 | 0 |  | 1 | TRUE | wye
32 | LV_192-10_0_5_load_115 | 57 | 0.0012067 | 0.00030244 | 0 | 0 |  | 1 | TRUE | wye
33 | LV_192-10_0_5_load_39 | 59 | 0.012305 | 0.0030839 | 0 | 0 |  | 1 | TRUE | wye
34 | LV_192-10_0_5_load_40 | 60 | 0.016637 | 0.0041697 | 0 | 0 |  | 1 | TRUE | wye
35 | LV_192-10_0_5_load_44 | 64 | 0.01013 | 0.0025388 | 0 | 0 |  | 1 | TRUE | wye
36 | LV_192-10_0_5_load_99 | 66 | 0.0075084 | 0.0018818 | 0 | 0 |  | 1 | TRUE | wye
37 | LV_192-10_0_5_load_110 | 67 | 0.012499 | 0.0031325 | 0 | 0 |  | 1 | TRUE | wye
38 | LV_192-10_0_5_load_109 | 68 | 0.0029049 | 0.00072803 | 0 | 0 |  | 1 | TRUE | wye
39 | LV_192-10_0_5_load_108 | 69 | 0.01151 | 0.0028846 | 0 | 0 |  | 1 | TRUE | wye
40 | LV_192-10_0_5_load_62 | 70 | 0.01649 | 0.0041327 | 0 | 0 |  | 1 | TRUE | wye
41 | LV_192-10_0_5_load_111 | 71 | 0.0042719 | 0.0010706 | 0 | 0 |  | 1 | TRUE | wye
42 | LV_192-10_0_5_load_47 | 73 | 0.0017379 | 0.00043555 | 0 | 0 |  | 1 | TRUE | wye
43 | LV_192-10_0_5_load_48 | 74 | 0.0020877 | 0.00052323 | 0 | 0 |  | 1 | TRUE | wye
44 | LV_192-10_0_5_load_56 | 75 | 0.0021145 | 0.00052995 | 0 | 0 |  | 1 | TRUE | wye
45 | LV_192-10_0_5_load_112 | 76 | 0.0018109 | 0.00045385 | 0 | 0 |  | 1 | TRUE | wye
46 | LV_192-10_0_5_load_50 | 77 | 0.0014878 | 0.00037287 | 0 | 0 |  | 1 | TRUE | wye
47 | LV_192-10_0_5_load_51 | 78 | 0.0016898 | 0.00042351 | 0 | 0 |  | 1 | TRUE | wye
48 | LV_192-10_0_5_load_53 | 80 | 0.0018948 | 0.00047488 | 0 | 0 |  | 1 | TRUE | wye
49 | LV_192-10_0_5_load_54 | 81 | 0.0016758 | 0.00042 | 0 | 0 |  | 1 | TRUE | wye
50 | LV_192-10_0_5_load_55 | 82 | 0.0018106 | 0.00045378 | 0 | 0 |  | 1 | TRUE | wye
51 | LV_192-10_0_5_load_67 | 83 | 0.002082 | 0.00052179 | 0 | 0 |  | 1 | TRUE | wye
52 | LV_192-10_0_5_load_117 | 84 | 0.0023731 | 0.00059475 | 0 | 0 |  | 1 | TRUE | wye
53 | LV_192-10_0_5_load_68 | 85 | 0.0037918 | 0.00095033 | 0 | 0 |  | 1 | TRUE | wye
54 | LV_192-10_0_5_load_113 | 86 | 0.001801 | 0.00045136 | 0 | 0 |  | 1 | TRUE | wye
55 | LV_192-10_0_5_load_64 | 87 | 0.0026849 | 0.00067291 | 0 | 0 |  | 1 | TRUE | wye
56 | LV_192-10_0_5_load_66 | 88 | 0.0034503 | 0.00086472 | 0 | 0 |  | 1 | TRUE | wye
57 | LV_192-10_0_5_load_69 | 89 | 0.0017807 | 0.00044628 | 0 | 0 |  | 1 | TRUE | wye
58 | LV_192-10_0_5_load_102 | 91 | 0.003654 | 0.00091578 | 0 | 0 |  | 1 | TRUE | wye
59 | LV_192-10_0_5_load_94 | 92 | 0.00043366 | 0.00010869 | 0 | 0 |  | 1 | TRUE | wye
60 | LV_192-10_0_5_load_74 | 93 | 0.0023408 | 0.00058665 | 0 | 0 |  | 1 | TRUE | wye
61 | LV_192-10_0_5_load_75 | 94 | 0.0020458 | 0.00051273 | 0 | 0 |  | 1 | TRUE | wye
62 | LV_192-10_0_5_load_76 | 95 | 0.0026722 | 0.00066972 | 0 | 0 |  | 1 | TRUE | wye
63 | LV_192-10_0_5_load_77 | 96 | 0.0021776 | 0.00054575 | 0 | 0 |  | 1 | TRUE | wye
64 | LV_192-10_0_5_load_87 | 98 | 0.0021982 | 0.00055092 | 0 | 0 |  | 1 | TRUE | wye
65 | LV_192-10_0_5_load_79 | 99 | 0.0035967 | 0.00090142 | 0 | 0 |  | 1 | TRUE | wye
66 | LV_192-10_0_5_load_78 | 100 | 0.0017911 | 0.00044888 | 0 | 0 |  | 1 | TRUE | wye
67 | LV_192-10_0_5_load_80 | 101 | 0.0074622 | 0.0018702 | 0 | 0 |  | 1 | TRUE | wye
68 | LV_192-10_0_5_load_96 | 102 | 0.0034504 | 0.00086476 | 0 | 0 |  | 1 | TRUE | wye
69 | LV_192-10_0_5_load_82 | 103 | 0.0017913 | 0.00044893 | 0 | 0 |  | 1 | TRUE | wye
70 | LV_192-10_0_5_load_83 | 104 | 0.0011621 | 0.00029125 | 0 | 0 |  | 1 | TRUE | wye
71 | LV_192-10_0_5_load_84 | 105 | 0.002075 | 0.00052003 | 0 | 0 |  | 1 | TRUE | wye
72 | LV_192-10_0_5_load_85 | 106 | 0.0019303 | 0.00048377 | 0 | 0 |  | 1 | TRUE | wye
73 | LV_192-10_0_5_load_97 | 107 | 0.00059057 | 0.00014801 | 0 | 0 |  | 1 | TRUE | wye
74 | LV_192-10_0_5_load_91 | 108 | 0.002849 | 0.00071404 | 0 | 0 |  | 1 | TRUE | wye
75 | LV_192-10_0_5_load_92 | 109 | 0.001179 | 0.00029549 | 0 | 0 |  | 1 | TRUE | wye
76 | LV_192-10_0_5_load_98 | 110 | 0.00051024 | 0.00012788 | 0 | 0 |  | 1 | TRUE | wye
77 | LV_192-10_0_5_load_101 | 111 | 0.0089896 | 0.002253 | 0 | 0 |  | 1 | TRUE | wye
78 | LV_192-10_0_5_load_121 | 115 | 0.0025196 | 0.00063147 | 0 | 0 |  | 1 | TRUE | wye
79 | LV_192-10_0_5_load_120 | 116 | 0.001781 | 0.00044635 | 0 | 0 |  | 1 | TRUE | wye
80 | LV_192-10_0_5_load_114 | 117 | 0.0020247 | 0.00050745 | 0 | 0 |  | 1 | TRUE | wye

## ext_grid
| name | bus | vm_pu | va_degree | slack_weight | in_service
0 |  | 58 | 1 | 0 | 1 | TRUE

## line
| name | std_type | from_bus | to_bus | length_km | r_ohm_per_km | x_ohm_per_km | c_nf_per_km | g_us_per_km | max_i_ka | df | parallel | type | in_service
0 | LV_192-10_0_5_line_0 |  | 0 | 1 | 0.15016 | 0.125 | 0.08 | 261 | 0 | 0.364 | 1 | 1 | cs | TRUE
1 | LV_192-10_0_5_line_1 |  | 0 | 2 | 0.013851 | 0.125 | 0.08 | 261 | 0 | 0.364 | 1 | 1 | cs | TRUE
2 | LV_192-10_0_5_line_2 |  | 1 | 3 | 0.11838 | 0.125 | 0.08 | 261 | 0 | 0.364 | 1 | 1 | cs | TRUE
3 | LV_192-10_0_5_line_3 |  | 2 | 4 | 0.083619 | 0.125 | 0.08 | 261 | 0 | 0.364 | 1 | 1 | cs | TRUE
4 | LV_192-10_0_5_line_4 |  | 3 | 5 | 0.041141 | 0.125 | 0.08 | 261 | 0 | 0.364 | 1 | 1 | cs | TRUE
5 | LV_192-10_0_5_line_5 |  | 4 | 6 | 0.13448 | 0.125 | 0.08 | 261 | 0 | 0.364 | 1 | 1 | cs | TRUE
6 | LV_192-10_0_5_line_6 |  | 5 | 7 | 0.013711 | 0.125 | 0.08 | 261 | 0 | 0.364 | 1 | 1 | cs | TRUE
7 | LV_192-10_0_5_line_7 |  | 5 | 8 | 0.043872 | 0.125 | 0.08 | 261 | 0 | 0.364 | 1 | 1 | cs | TRUE
8 | LV_192-10_0_5_line_8 |  | 6 | 9 | 0.16761 | 0.125 | 0.08 | 261 | 0 | 0.364 | 1 | 1 | cs | TRUE
9 | LV_192-10_0_5_line_9 |  | 7 | 10 | 0.0098455 | 0.125 | 0.08 | 261 | 0 | 0.364 | 1 | 1 | cs | TRUE
10 | LV_192-10_0_5_line_10 |  | 8 | 11 | 0.22576 | 0.125 | 0.08 | 261 | 0 | 0.364 | 1 | 1 | cs | TRUE
11 | LV_192-10_0_5_line_11 |  | 9 | 15 | 0.0095964 | 0.125 | 0.08 | 261 | 0 | 0.364 | 1 | 1 | cs | TRUE
12 | LV_192-10_0_5_line_12 |  | 11 | 12 | 0.13362 | 0.125 | 0.08 | 261 | 0 | 0.364 | 1 | 1 | cs | TRUE
13 | LV_192-10_0_5_line_13 |  | 12 | 20 | 0.025292 | 0.125 | 0.08 | 261 | 0 | 0.364 | 1 | 1 | cs | TRUE
14 | LV_192-10_0_5_line_14 |  | 12 | 17 | 0.0070247 | 0.125 | 0.08 | 261 | 0 | 0.364 | 1 | 1 | cs | TRUE
15 | LV_192-10_0_5_line_15 |  | 13 | 14 | 0.01979 | 0.125 | 0.08 | 261 | 0 | 0.364 | 1 | 1 | cs | TRUE
16 | LV_192-10_0_5_line_16 |  | 13 | 15 | 0.0078956 | 0.125 | 0.08 | 261 | 0 | 0.364 | 1 | 1 | cs | TRUE
17 | LV_192-10_0_5_line_17 |  | 16 | 17 | 0.12249 | 0.125 | 0.08 | 261 | 0 | 0.364 | 1 | 1 | cs | TRUE
18 | LV_192-10_0_5_line_18 |  | 16 | 18 | 0.28056 | 0.125 | 0.08 | 261 | 0 | 0.364 | 1 | 1 | cs | TRUE
19 | LV_192-10_0_5_line_19 |  | 18 | 19 | 0.028156 | 0.125 | 0.08 | 261 | 0 | 0.364 | 1 | 1 | cs | TRUE
20 | LV_192-10_0_5_line_20 |  | 19 | 21 | 0.011337 | 0.125 | 0.08 | 261 | 0 | 0.364 | 1 | 1 | cs | TRUE
21 | LV_192-10_0_5_line_21 |  | 20 | 22 | 0.022117 | 0.125 | 0.08 | 261 | 0 | 0.364 | 1 | 1 | cs | TRUE
22 | LV_192-10_0_5_line_22 |  | 22 | 92 | 0.015458 | 0.125 | 0.08 | 261 | 0 | 0.364 | 1 | 1 | cs | TRUE
23 | LV_192-10_0_5_line_23 |  | 23 | 24 | 0.0059918 | 0.125 | 0.08 | 261 | 0 | 0.364 | 1 | 1 | cs | TRUE
24 | LV_192-10_0_5_line_24 |  | 23 | 25 | 0.022056 | 0.125 | 0.08 | 261 | 0 | 0.364 | 1 | 1 | cs | TRUE
25 | LV_192-10_0_5_line_25 |  | 24 | 26 | 0.044477 | 0.125 | 0.08 | 261 | 0 | 0.364 | 1 | 1 | cs | TRUE
26 | LV_192-10_0_5_line_26 |  | 25 | 27 | 0.043234 | 0.125 | 0.08 | 261 | 0 | 0.364 | 1 | 1 | cs | TRUE
27 | LV_192-10_0_5_line_27 |  | 25 | 28 | 0.032909 | 0.125 | 0.08 | 261 | 0 | 0.364 | 1 | 1 | cs | TRUE
28 | LV_192-10_0_5_line_28 |  | 26 | 29 | 0.027383 | 0.125 | 0.08 | 261 | 0 | 0.364 | 1 | 1 | cs | TRUE
29 | LV_192-10_0_5_line_29 |  | 27 | 30 | 0.011997 | 0.125 | 0.08 | 261 | 0 | 0.364 | 1 | 1 | cs | TRUE
30 | LV_192-10_0_5_line_30 |  | 28 | 31 | 0.00912 | 0.125 | 0.08 | 261 | 0 | 0.364 | 1 | 2 | cs | TRUE
31 | LV_192-10_0_5_line_31 |  | 29 | 32 | 0.030432 | 0.125 | 0.08 | 261 | 0 | 0.364 | 1 | 1 | cs | TRUE
32 | LV_192-10_0_5_line_32 |  | 30 | 40 | 0.014901 | 0.125 | 0.08 | 261 | 0 | 0.364 | 1 | 1 | cs | TRUE
33 | LV_192-10_0_5_line_33 |  | 31 | 46 | 0.016567 | 0.125 | 0.08 | 261 | 0 | 0.364 | 1 | 1 | cs | TRUE
34 | LV_192-10_0_5_line_34 |  | 31 | 47 | 0.021215 | 0.125 | 0.08 | 261 | 0 | 0.364 | 1 | 2 | cs | TRUE
35 | LV_192-10_0_5_line_35 |  | 32 | 50 | 0.00076206 | 0.125 | 0.08 | 261 | 0 | 0.364 | 1 | 1 | cs | TRUE
36 | LV_192-10_0_5_line_36 |  | 33 | 34 | 0.02387 | 0.125 | 0.08 | 261 | 0 | 0.364 | 1 | 1 | cs | TRUE
37 | LV_192-10_0_5_line_37 |  | 33 | 35 | 0.066585 | 0.125 | 0.08 | 261 | 0 | 0.364 | 1 | 1 | cs | TRUE
38 | LV_192-10_0_5_line_38 |  | 34 | 45 | 0.010171 | 0.125 | 0.08 | 261 | 0 | 0.364 | 1 | 1 | cs | TRUE
39 | LV_192-10_0_5_line_39 |  | 35 | 51 | 0.019526 | 0.125 | 0.08 | 261 | 0 | 0.364 | 1 | 1 | cs | TRUE
40 | LV_192-10_0_5_line_40 |  | 36 | 37 | 0.021469 | 0.125 | 0.08 | 261 | 0 | 0.364 | 1 | 1 | cs | TRUE
41 | LV_192-10_0_5_line_41 |  | 36 | 38 | 0.024419 | 0.125 | 0.08 | 261 | 0 | 0.364 | 1 | 1 | cs | TRUE
42 | LV_192-10_0_5_line_42 |  | 36 | 39 | 0.038675 | 0.125 | 0.08 | 261 | 0 | 0.364 | 1 | 1 | cs | TRUE
43 | LV_192-10_0_5_line_43 |  | 37 | 106 | 0.004208 | 0.125 | 0.08 | 261 | 0 | 0.364 | 1 | 1 | cs | TRUE
44 | LV_192-10_0_5_line_44 |  | 38 | 108 | 0.00036949 | 0.125 | 0.08 | 261 | 0 | 0.364 | 1 | 1 | cs | TRUE
45 | LV_192-10_0_5_line_45 |  | 39 | 97 | 0.018613 | 0.125 | 0.08 | 261 | 0 | 0.364 | 1 | 1 | cs | TRUE
46 | LV_192-10_0_5_line_46 |  | 40 | 41 | 0.02176 | 0.125 | 0.08 | 261 | 0 | 0.364 | 1 | 1 | cs | TRUE
47 | LV_192-10_0_5_line_47 |  | 42 | 43 | 0.029274 | 0.125 | 0.08 | 261 | 0 | 0.364 | 1 | 1 | cs | TRUE
48 | LV_192-10_0_5_line_48 |  | 42 | 44 | 0.02994 | 0.125 | 0.08 | 261 | 0 | 0.364 | 1 | 1 | cs | TRUE
49 | LV_192-10_0_5_line_49 |  | 43 | 49 | 0.025859 | 0.125 | 0.08 | 261 | 0 | 0.364 | 1 | 1 | cs | TRUE
50 | LV_192-10_0_5_line_50 |  | 44 | 48 | 0.0024031 | 0.125 | 0.08 | 261 | 0 | 0.364 | 1 | 1 | cs | TRUE
51 | LV_192-10_0_5_line_51 |  | 45 | 52 | 0.022346 | 0.125 | 0.08 | 261 | 0 | 0.364 | 1 | 1 | cs | TRUE
52 | LV_192-10_0_5_line_52 |  | 46 | 49 | 0.030275 | 0.125 | 0.08 | 261 | 0 | 0.364 | 1 | 1 | cs | TRUE
53 | LV_192-10_0_5_line_53 |  | 47 | 58 | 0.0056412 | 0.125 | 0.08 | 261 | 0 | 0.364 | 1 | 2 | cs | TRUE
54 | LV_192-10_0_5_line_54 |  | 50 | 105 | 0.016085 | 0.125 | 0.08 | 261 | 0 | 0.364 | 1 | 1 | cs | TRUE
55 | LV_192-10_0_5_line_55 |  | 51 | 72 | 0.058461 | 0.125 | 0.08 | 261 | 0 | 0.364 | 1 | 1 | cs | TRUE
56 | LV_192-10_0_5_line_56 |  | 51 | 90 | 0.0247 | 0.125 | 0.08 | 261 | 0 | 0.364 | 1 | 1 | cs | TRUE
57 | LV_192-10_0_5_line_57 |  | 52 | 87 | 0.00063058 | 0.125 | 0.08 | 261 | 0 | 0.364 | 1 | 1 | cs | TRUE
58 | LV_192-10_0_5_line_58 |  | 53 | 54 | 0.03376 | 0.125 | 0.08 | 261 | 0 | 0.364 | 1 | 1 | cs | TRUE
59 | LV_192-10_0_5_line_59 |  | 54 | 75 | 0.012153 | 0.125 | 0.08 | 261 | 0 | 0.364 | 1 | 1 | cs | TRUE
60 | LV_192-10_0_5_line_60 |  | 54 | 74 | 0.028337 | 0.125 | 0.08 | 261 | 0 | 0.364 | 1 | 1 | cs | TRUE
61 | LV_192-10_0_5_line_61 |  | 55 | 56 | 0.031232 | 0.125 | 0.08 | 261 | 0 | 0.364 | 1 | 1 | cs | TRUE
62 | LV_192-10_0_5_line_62 |  | 55 | 57 | 0.040981 | 0.125 | 0.08 | 261 | 0 | 0.364 | 1 | 1 | cs | TRUE
63 | LV_192-10_0_5_line_63 |  | 56 | 84 | 0.017146 | 0.125 | 0.08 | 261 | 0 | 0.364 | 1 | 1 | cs | TRUE
64 | LV_192-10_0_5_line_64 |  | 57 | 117 | 0.0017846 | 0.125 | 0.08 | 261 | 0 | 0.364 | 1 | 1 | cs | TRUE
65 | LV_192-10_0_5_line_65 |  | 58 | 70 | 0.02517 | 0.125 | 0.08 | 261 | 0 | 0.364 | 1 | 1 | cs | TRUE
66 | LV_192-10_0_5_line_66 |  | 58 | 62 | 0.013204 | 0.125 | 0.08 | 261 | 0 | 0.364 | 1 | 2 | cs | TRUE
67 | LV_192-10_0_5_line_67 |  | 59 | 60 | 0.028051 | 0.125 | 0.08 | 261 | 0 | 0.364 | 1 | 1 | cs | TRUE
68 | LV_192-10_0_5_line_68 |  | 59 | 61 | 0.017725 | 0.125 | 0.08 | 261 | 0 | 0.364 | 1 | 1 | cs | TRUE
69 | LV_192-10_0_5_line_69 |  | 60 | 62 | 0.014447 | 0.125 | 0.08 | 261 | 0 | 0.364 | 1 | 2 | cs | TRUE
70 | LV_192-10_0_5_line_70 |  | 61 | 63 | 0.005772 | 0.125 | 0.08 | 261 | 0 | 0.364 | 1 | 1 | cs | TRUE
71 | LV_192-10_0_5_line_71 |  | 61 | 64 | 0.032862 | 0.125 | 0.08 | 261 | 0 | 0.364 | 1 | 1 | cs | TRUE
72 | LV_192-10_0_5_line_72 |  | 61 | 65 | 0.04106 | 0.125 | 0.08 | 261 | 0 | 0.364 | 1 | 1 | cs | TRUE
73 | LV_192-10_0_5_line_73 |  | 62 | 66 | 0.019365 | 0.125 | 0.08 | 261 | 0 | 0.364 | 1 | 1 | cs | TRUE
74 | LV_192-10_0_5_line_74 |  | 63 | 67 | 0.02971 | 0.125 | 0.08 | 261 | 0 | 0.364 | 1 | 1 | cs | TRUE
75 | LV_192-10_0_5_line_75 |  | 65 | 68 | 0.031102 | 0.125 | 0.08 | 261 | 0 | 0.364 | 1 | 1 | cs | TRUE
76 | LV_192-10_0_5_line_76 |  | 65 | 69 | 0.037297 | 0.125 | 0.08 | 261 | 0 | 0.364 | 1 | 1 | cs | TRUE
77 | LV_192-10_0_5_line_77 |  | 67 | 71 | 0.044349 | 0.125 | 0.08 | 261 | 0 | 0.364 | 1 | 1 | cs | TRUE
78 | LV_192-10_0_5_line_78 |  | 68 | 72 | 0.015424 | 0.125 | 0.08 | 261 | 0 | 0.364 | 1 | 1 | cs | TRUE
79 | LV_192-10_0_5_line_79 |  | 72 | 91 | 0.008264 | 0.125 | 0.08 | 261 | 0 | 0.364 | 1 | 1 | cs | TRUE
80 | LV_192-10_0_5_line_80 |  | 73 | 74 | 0.00047853 | 0.125 | 0.08 | 261 | 0 | 0.364 | 1 | 1 | cs | TRUE
81 | LV_192-10_0_5_line_81 |  | 75 | 76 | 0.0012859 | 0.125 | 0.08 | 261 | 0 | 0.364 | 1 | 1 | cs | TRUE
82 | LV_192-10_0_5_line_82 |  | 76 | 86 | 0.018748 | 0.125 | 0.08 | 261 | 0 | 0.364 | 1 | 1 | cs | TRUE
83 | LV_192-10_0_5_line_83 |  | 77 | 78 | 0.0031752 | 0.125 | 0.08 | 261 | 0 | 0.364 | 1 | 1 | cs | TRUE
84 | LV_192-10_0_5_line_84 |  | 77 | 79 | 0.018512 | 0.125 | 0.08 | 261 | 0 | 0.364 | 1 | 1 | cs | TRUE
85 | LV_192-10_0_5_line_85 |  | 78 | 80 | 0.033233 | 0.125 | 0.08 | 261 | 0 | 0.364 | 1 | 1 | cs | TRUE
86 | LV_192-10_0_5_line_86 |  | 79 | 81 | 0.010652 | 0.125 | 0.08 | 261 | 0 | 0.364 | 1 | 1 | cs | TRUE
87 | LV_192-10_0_5_line_87 |  | 79 | 82 | 0.053469 | 0.125 | 0.08 | 261 | 0 | 0.364 | 1 | 1 | cs | TRUE
88 | LV_192-10_0_5_line_88 |  | 81 | 83 | 0.012773 | 0.125 | 0.08 | 261 | 0 | 0.364 | 1 | 1 | cs | TRUE
89 | LV_192-10_0_5_line_89 |  | 82 | 84 | 0.039895 | 0.125 | 0.08 | 261 | 0 | 0.364 | 1 | 1 | cs | TRUE
90 | LV_192-10_0_5_line_90 |  | 83 | 85 | 0.030004 | 0.125 | 0.08 | 261 | 0 | 0.364 | 1 | 1 | cs | TRUE
91 | LV_192-10_0_5_line_91 |  | 85 | 89 | 0.017671 | 0.125 | 0.08 | 261 | 0 | 0.364 | 1 | 1 | cs | TRUE
92 | LV_192-10_0_5_line_92 |  | 86 | 117 | 0.027847 | 0.125 | 0.08 | 261 | 0 | 0.364 | 1 | 1 | cs | TRUE
93 | LV_192-10_0_5_line_93 |  | 87 | 88 | 0.0094422 | 0.125 | 0.08 | 261 | 0 | 0.364 | 1 | 1 | cs | TRUE
94 | LV_192-10_0_5_line_94 |  | 89 | 90 | 0.013978 | 0.125 | 0.08 | 261 | 0 | 0.364 | 1 | 1 | cs | TRUE
95 | LV_192-10_0_5_line_95 |  | 91 | 111 | 0.077093 | 0.125 | 0.08 | 261 | 0 | 0.364 | 1 | 1 | cs | TRUE
96 | LV_192-10_0_5_line_96 |  | 92 | 109 | 0.014917 | 0.125 | 0.08 | 261 | 0 | 0.364 | 1 | 1 | cs | TRUE
97 | LV_192-10_0_5_line_97 |  | 93 | 94 | 0.020197 | 0.125 | 0.08 | 261 | 0 | 0.364 | 1 | 1 | cs | TRUE
98 | LV_192-10_0_5_line_98 |  | 93 | 95 | 0.0022322 | 0.125 | 0.08 | 261 | 0 | 0.364 | 1 | 1 | cs | TRUE
99 | LV_192-10_0_5_line_99 |  | 94 | 96 | 0.0090316 | 0.125 | 0.08 | 261 | 0 | 0.364 | 1 | 1 | cs | TRUE
100 | LV_192-10_0_5_line_100 |  | 96 | 97 | 0.029916 | 0.125 | 0.08 | 261 | 0 | 0.364 | 1 | 1 | cs | TRUE
101 | LV_192-10_0_5_line_101 |  | 97 | 98 | 0.018253 | 0.125 | 0.08 | 261 | 0 | 0.364 | 1 | 1 | cs | TRUE
102 | LV_192-10_0_5_line_102 |  | 97 | 99 | 0.036355 | 0.125 | 0.08 | 261 | 0 | 0.364 | 1 | 1 | cs | TRUE
103 | LV_192-10_0_5_line_103 |  | 98 | 102 | 0.0045782 | 0.125 | 0.08 | 261 | 0 | 0.364 | 1 | 1 | cs | TRUE
104 | LV_192-10_0_5_line_104 |  | 99 | 100 | 0.019798 | 0.125 | 0.08 | 261 | 0 | 0.364 | 1 | 1 | cs | TRUE
105 | LV_192-10_0_5_line_105 |  | 100 | 101 | 0.014025 | 0.125 | 0.08 | 261 | 0 | 0.364 | 1 | 1 | cs | TRUE
106 | LV_192-10_0_5_line_106 |  | 102 | 107 | 0.025499 | 0.125 | 0.08 | 261 | 0 | 0.364 | 1 | 1 | cs | TRUE
107 | LV_192-10_0_5_line_107 |  | 103 | 104 | 0.010421 | 0.125 | 0.08 | 261 | 0 | 0.364 | 1 | 1 | cs | TRUE
108 | LV_192-10_0_5_line_108 |  | 103 | 105 | 0.01108 | 0.125 | 0.08 | 261 | 0 | 0.364 | 1 | 1 | cs | TRUE
109 | LV_192-10_0_5_line_109 |  | 104 | 106 | 0.015898 | 0.125 | 0.08 | 261 | 0 | 0.364 | 1 | 1 | cs | TRUE
110 | LV_192-10_0_5_line_110 |  | 107 | 110 | 0.028162 | 0.125 | 0.08 | 261 | 0 | 0.364 | 1 | 1 | cs | TRUE
111 | LV_192-10_0_5_line_111 |  | 108 | 109 | 0.013555 | 0.125 | 0.08 | 261 | 0 | 0.364 | 1 | 1 | cs | TRUE
112 | LV_192-10_0_5_line_112 |  | 111 | 112 | 0.060742 | 0.125 | 0.08 | 261 | 0 | 0.364 | 1 | 1 | cs | TRUE
113 | LV_192-10_0_5_line_113 |  | 112 | 113 | 0.11939 | 0.125 | 0.08 | 261 | 0 | 0.364 | 1 | 1 | cs | TRUE
114 | LV_192-10_0_5_line_114 |  | 113 | 116 | 0.031564 | 0.125 | 0.08 | 261 | 0 | 0.364 | 1 | 1 | cs | TRUE
115 | LV_192-10_0_5_line_115 |  | 114 | 115 | 0.001379 | 0.125 | 0.08 | 261 | 0 | 0.364 | 1 | 1 | cs | TRUE
116 | LV_192-10_0_5_line_116 |  | 114 | 116 | 0.0072412 | 0.125 | 0.08 | 261 | 0 | 0.364 | 1 | 1 | cs | TRUE

## trafo
| name | std_type | hv_bus | lv_bus | sn_mva | vn_hv_kv | vn_lv_kv | vk_percent | vkr_percent | pfe_kw | i0_percent | shift_degree | tap_side | tap_neutral | tap_min | tap_max | tap_step_percent | tap_step_degree | tap_pos | tap_phase_shifter | parallel | df | in_service
0 | LV_192-10_0_5_trafo_61 | 0.63 MVA 20/0.4 kV | 118 | 58 | 0.63 | 20 | 0.4 | 6 | 1.206 | 1.65 | 0.2619 | 150 | hv | 0 | -2 | 2 | 2.5 | 0 | 0 | FALSE | 1 | 1 | TRUE

## line_geodata
| x0 | y0 | x1 | y1 | x2 | y2 | x3 | y3 | x4 | y4 | x5 | y5 | x6 | y6 | x7 | y7 | x8 | y8 | x9 | y9 | x10 | y10 | x11 | y11 | x12 | y12 | x13 | y13 | x14 | y14 | x15 | y15 | x16 | y16 | x17 | y17 | x18 | y18 | x19 | y19 | x20 | y20 | x21 | y21 | x22 | y22 | x23 | y23 | x24 | y24 | x25 | y25 | x26 | y26 | x27 | y27 | x28 | y28 | x29 | y29 | x30 | y30 | x31 | y31 | x32 | y32 | x33 | y33 | x34 | y34 | x35 | y35 | x36 | y36 | x37 | y37 | x38 | y38 | x39 | y39 | x40 | y40 | x41 | y41 | x42 | y42 | x43 | y43 | x44 | y44 | x45 | y45 | x46 | y46 | x47 | y47 | x48 | y48 | x49 | y49 | x50 | y50
0 | 2695594.6413 | 1239459.005 | 2695620.4102 | 1239478.868 | 2695627.3836 | 1239484.5512 | 2695632.74 | 1239489.1854 | 2695655.7757 | 1239509.1936 | 2695662.4192 | 1239515.1606 | 2695672.6402 | 1239524.8992 | 2695677.061 | 1239528.9179 | 2695681.7044 | 1239532.7289 | 2695686.8605 | 1239536.6482 | 2695694.0137 | 1239541.4894 | 2695696.0392 | 1239542.5339 | 2695698.3545 | 1239543.4274 | 2695700.9151 | 1239544.1248 | 2695702.6377 | 1239544.7196 | 2695704.3806 | 1239545.4594 | 2695705.7984 | 1239546.1939 | 2695707.3356 | 1239547.0304 | 2695712.6451 | 1239550.6284
1 | 2695724.1109 | 1239558.3982 | 2695712.6451 | 1239550.6284
2 | 2695594.6413 | 1239459.005 | 2695576.5701 | 1239458.0801 | 2695570.0057 | 1239457.9966 | 2695565.071 | 1239458.1729 | 2695560.577 | 1239458.6898 | 2695556.0155 | 1239459.6504 | 2695551.3938 | 1239461.0549 | 2695546.2502 | 1239462.9291 | 2695520.6773 | 1239473.6256 | 2695512.4429 | 1239476.7288 | 2695504.0723 | 1239479.3628 | 2695494.8305 | 1239482.0829 | 2695480.8358 | 1239485.3366
3 | 2695724.1109 | 1239558.3982 | 2695724.7989 | 1239563.5798 | 2695725.2792 | 1239567.5683 | 2695725.6498 | 1239571.3215 | 2695725.878 | 1239575.4616 | 2695725.8948 | 1239579.1091 | 2695725.8122 | 1239582.8216 | 2695725.4753 | 1239586.3522 | 2695724.817 | 1239590.1222 | 2695724.0431 | 1239593.5456 | 2695723.349 | 1239596.2475 | 2695722.5539 | 1239598.6476 | 2695721.7001 | 1239600.9355 | 2695720.5344 | 1239603.3296 | 2695718.9451 | 1239606.1951 | 2695716.3253 | 1239610.5783 | 2695714.8745 | 1239613.3014 | 2695713.6016 | 1239616.2498 | 2695712.4183 | 1239619.7333 | 2695711.4058 | 1239623.4197 | 2695710.6196 | 1239627.6102 | 2695708.5174 | 1239638.758
4 | 2695440.8653 | 1239494.9137 | 2695449.7615 | 1239493.4557 | 2695468.0817 | 1239488.3019 | 2695480.8358 | 1239485.3366
5 | 2695729.2596 | 1239735.3022 | 2695728.9839 | 1239735.042 | 2695728.6546 | 1239734.8254 | 2695728.3093 | 1239734.6642 | 2695724.3345 | 1239733.4881 | 2695722.9813 | 1239732.977 | 2695721.4948 | 1239732.2859 | 2695718.9474 | 1239730.777 | 2695715.3962 | 1239728.6626 | 2695711.8863 | 1239726.8047 | 2695710.6282 | 1239726.0171 | 2695709.4712 | 1239725.0645 | 2695708.4229 | 1239723.9356 | 2695706.977 | 1239722.1332 | 2695705.126 | 1239720.1241 | 2695703.5244 | 1239718.5971 | 2695701.3914 | 1239716.7169 | 2695694.2767 | 1239711.376 | 2695690.4499 | 1239709.0014 | 2695686.9133 | 1239706.9207 | 2695684.6512 | 1239705.5387 | 2695683.0147 | 1239704.3003 | 2695681.5894 | 1239703.0987 | 2695680.3095 | 1239701.7882 | 2695679.0366 | 1239700.0442 | 2695678.1415 | 1239698.3285 | 2695677.6913 | 1239696.6978 | 2695677.4396 | 1239694.948 | 2695677.4472 | 1239693.0689 | 2695677.5753 | 1239691.2251 | 2695677.8985 | 1239689.4735 | 2695678.5336 | 1239687.1487 | 2695679.2786 | 1239685.0369 | 2695680.2281 | 1239682.9172 | 2695681.5833 | 1239680.4928 | 2695683.2331 | 1239678.0954 | 2695685.34 | 1239675.4941 | 2695687.2035 | 1239673.4448 | 2695689.4016 | 1239671.2897 | 2695698.2803 | 1239664.3387 | 2695699.8772 | 1239662.8745 | 2695701.1303 | 1239661.6271 | 2695702.2872 | 1239660.2447 | 2695703.4098 | 1239658.6394 | 2695704.2525 | 1239657.0406 | 2695704.881 | 1239655.5941 | 2695705.3357 | 1239654.1337 | 2695705.7333 | 1239652.4611 | 2695706.3611 | 1239649.6469 | 2695707.3689 | 1239644.8484 | 2695708.5174 | 1239638.758
6 | 2695440.8653 | 1239494.9137 | 2695441.6796 | 1239504.0114 | 2695441.4033 | 1239508.0211 | 2695441.3184 | 1239508.5719
7 | 2695440.8653 | 1239494.9137 | 2695432.411 | 1239495.7007 | 2695415.9728 | 1239496.248 | 2695397.2581 | 1239493.3779
8 | 2695729.2596 | 1239735.3022 | 2695891.9951 | 1239695.1536
9 | 2695441.3184 | 1239508.5719 | 2695440.9895 | 1239510.7053 | 2695440.4084 | 1239512.9754 | 2695439.3462 | 1239515.5269 | 2695438.1221 | 1239517.7978
10 | 2695178.9972 | 1239448.4649 | 2695252.133 | 1239450.0499 | 2695272.9584 | 1239452.3412 | 2695287.523 | 1239454.9547 | 2695310.9321 | 1239461.2128 | 2695328.8595 | 1239469.6735 | 2695359.0249 | 1239483.3681 | 2695382.4306 | 1239491.2388 | 2695396.7769 | 1239493.3041 | 2695397.2581 | 1239493.3779
11 | 2695891.9951 | 1239695.1536 | 2695901.3009 | 1239692.81
12 | 2695242.3073 | 1239330.8035 | 2695238.0766 | 1239337.5406 | 2695225.0956 | 1239365.3865 | 2695178.9972 | 1239448.4649
13 | 2695242.3073 | 1239330.8035 | 2695231.5381 | 1239307.9187
14 | 2695242.3073 | 1239330.8035 | 2695248.5955 | 1239327.6722
15 | 2695928.148 | 1239686.0489 | 2695908.9575 | 1239690.8818
16 | 2695901.3009 | 1239692.81 | 2695908.9575 | 1239690.8818
17 | 2695248.5955 | 1239327.6722 | 2695254.5079 | 1239324.728 | 2695281.2128 | 1239308.0773 | 2695288.6244 | 1239303.4595 | 2695295.3558 | 1239299.7536 | 2695301.5863 | 1239296.6179 | 2695307.2187 | 1239293.9842 | 2695314.1044 | 1239291.5039 | 2695322.2272 | 1239289.2326 | 2695332.3574 | 1239287.2605 | 2695348.7262 | 1239285.4219 | 2695359.2739 | 1239284.3015 | 2695360.911 | 1239284.0553
18 | 2695496.7224 | 1239074.0426 | 2695494.7806 | 1239078.1255 | 2695493.1412 | 1239082.2244 | 2695490.6494 | 1239088.9894 | 2695488.2303 | 1239096.4116 | 2695486.8732 | 1239101.7715 | 2695485.9453 | 1239106.7826 | 2695485.1523 | 1239111.8736 | 2695484.437 | 1239120.6019 | 2695484.2815 | 1239125.0917 | 2695484.324 | 1239128.5616 | 2695484.542 | 1239132.4124 | 2695486.3923 | 1239146.2302 | 2695486.7993 | 1239150.0841 | 2695486.8471 | 1239152.7535 | 2695486.5406 | 1239155.8175 | 2695485.6464 | 1239160.1508 | 2695483.2669 | 1239170.7538 | 2695481.6217 | 1239179.4449 | 2695479.8554 | 1239197.0741 | 2695479.2342 | 1239200.8892 | 2695478.5759 | 1239204.1922 | 2695477.4949 | 1239208.3779 | 2695476.5089 | 1239211.8313 | 2695475.3446 | 1239215.0817 | 2695473.9435 | 1239218.4728 | 2695471.8608 | 1239221.9196 | 2695469.5293 | 1239224.8399 | 2695466.3293 | 1239228.1465 | 2695462.3895 | 1239231.3522 | 2695455.1049 | 1239236.9948 | 2695447.438 | 1239242.4201 | 2695439.696 | 1239247.3438 | 2695432.4382 | 1239251.319 | 2695400.9069 | 1239267.4688 | 2695381.6406 | 1239277.8003 | 2695377.9816 | 1239279.5429 | 2695373.917 | 1239281.1121 | 2695369.3854 | 1239282.5515 | 2695364.8169 | 1239283.4677 | 2695360.911 | 1239284.0553
19 | 2695496.7224 | 1239074.0426 | 2695492.8975 | 1239071.5125 | 2695473.0264 | 1239058.7279
20 | 2695473.0264 | 1239058.7279 | 2695467.0165 | 1239068.3496
21 | 2695231.5381 | 1239307.9187 | 2695229.5428 | 1239303.6785 | 2695224.2647 | 1239296.0215 | 2695218.0173 | 1239290.8172
22 | 2695205.1413 | 1239282.4621 | 2695212.0973 | 1239285.8856 | 2695218.0173 | 1239290.8172
23 | 2695058.5312 | 1239145.6207 | 2695060.4467 | 1239139.9434
24 | 2695067.4982 | 1239119.0448 | 2695060.4467 | 1239139.9434
25 | 2695041.385 | 1239186.5881 | 2695053.2508 | 1239161.2703 | 2695058.5312 | 1239145.6207
26 | 2695067.4982 | 1239119.0448 | 2695031.0496 | 1239107.8419 | 2695025.8794 | 1239107.1142
27 | 2695078.0812 | 1239087.8799 | 2695076.6151 | 1239092.0373 | 2695067.4982 | 1239119.0448
28 | 2695041.385 | 1239186.5881 | 2695047.7702 | 1239191.2605 | 2695063.4713 | 1239202.7759
29 | 2695025.8794 | 1239107.1142 | 2695022.4664 | 1239118.6151
30 | 2695081.1163 | 1239079.2777 | 2695078.0812 | 1239087.8799
31 | 2695063.4713 | 1239202.7759 | 2695088.0171 | 1239220.7648
32 | 2695018.2272 | 1239132.8998 | 2695022.4664 | 1239118.6151
33 | 2695081.1163 | 1239079.2777 | 2695079.4765 | 1239075.393 | 2695083.6419 | 1239063.7621
34 | 2695081.1163 | 1239079.2777 | 2695101.2049 | 1239086.0996
35 | 2695088.6318 | 1239221.2153 | 2695088.0171 | 1239220.7648
36 | 2694974.2257 | 1239102.5289 | 2694968.1195 | 1239096.9493 | 2694966.0767 | 1239095.082 | 2694963.4224 | 1239092.6599 | 2694955.0364 | 1239088.6784
37 | 2694974.2257 | 1239102.5289 | 2694986.311 | 1239089.9573 | 2694994.8691 | 1239080.3537 | 2695017.041 | 1239052.9659 | 2695017.6837 | 1239052.1418
38 | 2694955.0364 | 1239088.6784 | 2694956.2694 | 1239086.3186 | 2694958.6156 | 1239079.1858
39 | 2695029.6918 | 1239036.7451 | 2695017.6837 | 1239052.1418
40 | 2695157.3543 | 1239258.9436 | 2695142.5906 | 1239255.0375 | 2695137.0869 | 1239252.1895
41 | 2695157.3543 | 1239258.9436 | 2695179.2638 | 1239269.7264
42 | 2695157.3543 | 1239258.9436 | 2695170.9977 | 1239222.7554
43 | 2695133.3496 | 1239250.2556 | 2695137.0869 | 1239252.1895
44 | 2695179.2638 | 1239269.7264 | 2695179.5953 | 1239269.8896
45 | 2695177.5641 | 1239205.3387 | 2695170.9977 | 1239222.7554
46 | 2695018.2272 | 1239132.8998 | 2695011.3359 | 1239153.5396
47 | 2695035.3856 | 1239042.5628 | 2695027.2496 | 1239053.6742 | 2695017.8305 | 1239066.0215
48 | 2695017.8305 | 1239066.0215 | 2695046.3869 | 1239075.0185
49 | 2695035.3856 | 1239042.5628 | 2695060.0748 | 1239050.2526
50 | 2695045.7371 | 1239077.3321 | 2695046.3869 | 1239075.0185
51 | 2694965.598 | 1239057.9584 | 2694958.6156 | 1239079.1858
52 | 2695083.6419 | 1239063.7621 | 2695074.1708 | 1239059.9855 | 2695071.4949 | 1239058.9196 | 2695059.0997 | 1239053.9842 | 2695060.0748 | 1239050.2526
53 | 2695106.5466 | 1239087.9135 | 2695101.2049 | 1239086.0996
54 | 2695101.56 | 1239230.7846 | 2695092.1521 | 1239223.7952 | 2695088.6318 | 1239221.2153
55 | 2695063.3422 | 1238988.9037 | 2695044.8195 | 1239016.55 | 2695029.6918 | 1239036.7451
56 | 2695029.6918 | 1239036.7451 | 2695017.3455 | 1239025.9173 | 2695014.5503 | 1239021.9029 | 2695013.1859 | 1239018.7677
57 | 2694965.795 | 1239057.3594 | 2694965.598 | 1239057.9584
58 | 2694895.9493 | 1238944.3601 | 2694884.0629 | 1238941.6459 | 2694864.3088 | 1238950.3034
59 | 2694895.9493 | 1238944.3601 | 2694902.1751 | 1238945.7828 | 2694906.6967 | 1238949.3623
60 | 2694895.9493 | 1238944.3601 | 2694898.9438 | 1238934.5006 | 2694896.2036 | 1238927.9853 | 2694891.0047 | 1238918.3318
61 | 2694910.0013 | 1239033.0283 | 2694939.772 | 1239042.7447
62 | 2694910.0013 | 1239033.0283 | 2694920.2403 | 1238996.8428 | 2694920.3505 | 1238993.47
63 | 2694939.772 | 1239042.7447 | 2694945.1567 | 1239038.5721 | 2694947.7594 | 1239028.5713
64 | 2694920.4088 | 1238991.6863 | 2694920.3505 | 1238993.47
65 | 2695106.5466 | 1239087.9135 | 2695099.3332 | 1239112.0278
66 | 2695106.5466 | 1239087.9135 | 2695119.4822 | 1239090.745
67 | 2695131.4371 | 1239053.6544 | 2695124.2818 | 1239076.3668 | 2695126.9676 | 1239079.6456 | 2695126.9676 | 1239079.6456
68 | 2695136.7632 | 1239036.7484 | 2695131.4371 | 1239053.6544
69 | 2695119.4822 | 1239090.745 | 2695121.5256 | 1239083.6058 | 2695123.6974 | 1239081.2055 | 2695125.7306 | 1239080.8378 | 2695126.9676 | 1239079.6456
70 | 2695136.7632 | 1239036.7484 | 2695141.367 | 1239040.2469
71 | 2695136.7632 | 1239036.7484 | 2695141.0547 | 1239026.2315 | 2695152.1949 | 1239007.8395
72 | 2695101.6045 | 1239015.3693 | 2695136.7632 | 1239036.7484
73 | 2695119.4822 | 1239090.745 | 2695133.6892 | 1239096.8438 | 2695136.2816 | 1239099.8209
74 | 2695141.367 | 1239040.2469 | 2695147.6935 | 1239036.8013 | 2695149.7997 | 1239035.6564 | 2695167.4533 | 1239026.0283
75 | 2695101.6045 | 1239015.3693 | 2695076.1042 | 1238997.5633
76 | 2695101.6045 | 1239015.3693 | 2695115.6964 | 1239004.12 | 2695115.8662 | 1238984.8554
77 | 2695167.4533 | 1239026.0283 | 2695181.4094 | 1239018.4168 | 2695180.5376 | 1239016.179 | 2695185.5436 | 1239013.9353 | 2695184.6594 | 1239011.9975 | 2695200.9268 | 1239003.3257
78 | 2695063.3422 | 1238988.9037 | 2695069.0243 | 1238992.6196 | 2695076.1042 | 1238997.5633
79 | 2695063.3422 | 1238988.9037 | 2695068.5154 | 1238982.4592
80 | 2694890.7778 | 1238917.9104 | 2694891.0047 | 1238918.3318
81 | 2694906.6967 | 1238949.3623 | 2694907.7049 | 1238950.1604
82 | 2694907.7049 | 1238950.1604 | 2694917.2277 | 1238957.6989 | 2694918.7864 | 1238964.115
83 | 2694982.1691 | 1238936.2319 | 2694980.5641 | 1238933.4922
84 | 2694991.5268 | 1238952.205 | 2694982.1691 | 1238936.2319
85 | 2694980.5641 | 1238933.4922 | 2694963.7653 | 1238904.8175
86 | 2694991.5268 | 1238952.205 | 2694994.1092 | 1238951.557 | 2695001.7295 | 1238953.9566
87 | 2694991.5268 | 1238952.205 | 2694982.1617 | 1238954.557 | 2694970.5792 | 1238963.5785 | 2694964.5123 | 1238975.8683 | 2694959.6433 | 1238990.5057
88 | 2695001.7295 | 1238953.9566 | 2695007.6878 | 1238955.8329 | 2695012.0254 | 1238960.7089
89 | 2694959.6433 | 1238990.5057 | 2694950.5571 | 1239017.8208 | 2694947.7594 | 1239028.5713
90 | 2695017.8569 | 1238987.7847 | 2695020.6499 | 1238976.4 | 2695017.5117 | 1238966.8761 | 2695012.0254 | 1238960.7089
91 | 2695013.822 | 1239004.9874 | 2695015.3894 | 1238997.8429 | 2695017.8569 | 1238987.7847
92 | 2694920.4088 | 1238991.6863 | 2694921.0107 | 1238973.2709 | 2694918.7864 | 1238964.115
93 | 2694968.7453 | 1239048.3899 | 2694965.795 | 1239057.3594
94 | 2695013.1859 | 1239018.7677 | 2695012.3946 | 1239011.494 | 2695013.822 | 1239004.9874
95 | 2695121.8738 | 1238926.9048 | 2695119.0195 | 1238929.4177 | 2695100.3873 | 1238947.8218 | 2695080.7636 | 1238969.5682 | 2695071.9873 | 1238978.1341 | 2695068.5154 | 1238982.4592
96 | 2695191.757 | 1239275.875 | 2695205.1413 | 1239282.4621
97 | 2695127.5321 | 1239173.7951 | 2695144.6174 | 1239184.5669
98 | 2695125.6438 | 1239172.6046 | 2695127.5321 | 1239173.7951
99 | 2695152.2573 | 1239189.3836 | 2695144.6174 | 1239184.5669
100 | 2695177.5641 | 1239205.3387 | 2695152.2573 | 1239189.3836
101 | 2695177.5641 | 1239205.3387 | 2695195.4931 | 1239208.7639
102 | 2695177.5641 | 1239205.3387 | 2695177.2066 | 1239168.9853
103 | 2695199.99 | 1239209.623 | 2695195.4931 | 1239208.7639
104 | 2695177.012 | 1239149.1882 | 2695177.2066 | 1239168.9853
105 | 2695176.8741 | 1239135.1643 | 2695177.012 | 1239149.1882
106 | 2695199.99 | 1239209.623 | 2695225.0356 | 1239214.4079
107 | 2695110.4542 | 1239237.3924 | 2695114.9598 | 1239240.7397 | 2695119.2301 | 1239242.9494
108 | 2695110.4542 | 1239237.3924 | 2695101.56 | 1239230.7846
109 | 2695133.3496 | 1239250.2556 | 2695119.2301 | 1239242.9494
110 | 2695252.6971 | 1239219.6924 | 2695225.0356 | 1239214.4079
111 | 2695179.5953 | 1239269.8896 | 2695191.757 | 1239275.875
112 | 2695168.9225 | 1238888.5423 | 2695142.5379 | 1238908.7124 | 2695121.8738 | 1238926.9048
113 | 2695085.8714 | 1238902.9005 | 2695105.6459 | 1238881.201 | 2695131.3962 | 1238852.9369 | 2695140.2839 | 1238860.5627 | 2695156.1562 | 1238875.1278 | 2695166.4392 | 1238885.3669 | 2695168.9225 | 1238888.5423
114 | 2695085.8714 | 1238902.9005 | 2695064.6195 | 1238926.2384
115 | 2695058.8124 | 1238932.6116 | 2695059.744 | 1238931.5924
116 | 2695059.744 | 1238931.5924 | 2695064.6195 | 1238926.2384

## bus_geodata
| x | y | coords
0 | 2695712.6451 | 1239550.6284
1 | 2695594.6413 | 1239459.005
2 | 2695724.1109 | 1239558.3982
3 | 2695480.8358 | 1239485.3366
4 | 2695708.5174 | 1239638.758
5 | 2695440.8653 | 1239494.9137
6 | 2695729.2596 | 1239735.3022
7 | 2695441.3184 | 1239508.5719
8 | 2695397.2581 | 1239493.3779
9 | 2695891.9951 | 1239695.1536
10 | 2695438.1221 | 1239517.7978
11 | 2695178.9972 | 1239448.4649
12 | 2695242.3073 | 1239330.8035
13 | 2695908.9575 | 1239690.8818
14 | 2695928.148 | 1239686.0489
15 | 2695901.3009 | 1239692.81
16 | 2695360.911 | 1239284.0553
17 | 2695248.5955 | 1239327.6722
18 | 2695496.7224 | 1239074.0426
19 | 2695473.0264 | 1239058.7279
20 | 2695231.5381 | 1239307.9187
21 | 2695467.0165 | 1239068.3496
22 | 2695218.0173 | 1239290.8172
23 | 2695060.4467 | 1239139.9434
24 | 2695058.5312 | 1239145.6207
25 | 2695067.4982 | 1239119.0448
26 | 2695041.385 | 1239186.5881
27 | 2695025.8794 | 1239107.1142
28 | 2695078.0812 | 1239087.8799
29 | 2695063.4713 | 1239202.7759
30 | 2695022.4664 | 1239118.6151
31 | 2695081.1163 | 1239079.2777
32 | 2695088.0171 | 1239220.7648
33 | 2694974.2257 | 1239102.5289
34 | 2694955.0364 | 1239088.6784
35 | 2695017.6837 | 1239052.1418
36 | 2695157.3543 | 1239258.9436
37 | 2695137.0869 | 1239252.1895
38 | 2695179.2638 | 1239269.7264
39 | 2695170.9977 | 1239222.7554
40 | 2695018.2272 | 1239132.8998
41 | 2695011.3359 | 1239153.5396
42 | 2695017.8305 | 1239066.0215
43 | 2695035.3856 | 1239042.5628
44 | 2695046.3869 | 1239075.0185
45 | 2694958.6156 | 1239079.1858
46 | 2695083.6419 | 1239063.7621
47 | 2695101.2049 | 1239086.0996
48 | 2695045.7371 | 1239077.3321
49 | 2695060.0748 | 1239050.2526
50 | 2695088.6318 | 1239221.2153
51 | 2695029.6918 | 1239036.7451
52 | 2694965.598 | 1239057.9584
53 | 2694864.3088 | 1238950.3034
54 | 2694895.9493 | 1238944.3601
55 | 2694910.0013 | 1239033.0283
56 | 2694939.772 | 1239042.7447
57 | 2694920.3505 | 1238993.47
58 | 2695106.5466 | 1239087.9135
59 | 2695131.4371 | 1239053.6544
60 | 2695126.9676 | 1239079.6456
61 | 2695136.7632 | 1239036.7484
62 | 2695119.4822 | 1239090.745
63 | 2695141.367 | 1239040.2469
64 | 2695152.1949 | 1239007.8395
65 | 2695101.6045 | 1239015.3693
66 | 2695136.2816 | 1239099.8209
67 | 2695167.4533 | 1239026.0283
68 | 2695076.1042 | 1238997.5633
69 | 2695115.8662 | 1238984.8554
70 | 2695099.3332 | 1239112.0278
71 | 2695200.9268 | 1239003.3257
72 | 2695063.3422 | 1238988.9037
73 | 2694890.7778 | 1238917.9104
74 | 2694891.0047 | 1238918.3318
75 | 2694906.6967 | 1238949.3623
76 | 2694907.7049 | 1238950.1604
77 | 2694982.1691 | 1238936.2319
78 | 2694980.5641 | 1238933.4922
79 | 2694991.5268 | 1238952.205
80 | 2694963.7653 | 1238904.8175
81 | 2695001.7295 | 1238953.9566
82 | 2694959.6433 | 1238990.5057
83 | 2695012.0254 | 1238960.7089
84 | 2694947.7594 | 1239028.5713
85 | 2695017.8569 | 1238987.7847
86 | 2694918.7864 | 1238964.115
87 | 2694965.795 | 1239057.3594
88 | 2694968.7453 | 1239048.3899
89 | 2695013.822 | 1239004.9874
90 | 2695013.1859 | 1239018.7677
91 | 2695068.5154 | 1238982.4592
92 | 2695205.1413 | 1239282.4621
93 | 2695127.5321 | 1239173.7951
94 | 2695144.6174 | 1239184.5669
95 | 2695125.6438 | 1239172.6046
96 | 2695152.2573 | 1239189.3836
97 | 2695177.5641 | 1239205.3387
98 | 2695195.4931 | 1239208.7639
99 | 2695177.2066 | 1239168.9853
100 | 2695177.012 | 1239149.1882
101 | 2695176.8741 | 1239135.1643
102 | 2695199.99 | 1239209.623
103 | 2695110.4542 | 1239237.3924
104 | 2695119.2301 | 1239242.9494
105 | 2695101.56 | 1239230.7846
106 | 2695133.3496 | 1239250.2556
107 | 2695225.0356 | 1239214.4079
108 | 2695179.5953 | 1239269.8896
109 | 2695191.757 | 1239275.875
110 | 2695252.6971 | 1239219.6924
111 | 2695121.8738 | 1238926.9048
112 | 2695168.9225 | 1238888.5423
113 | 2695085.8714 | 1238902.9005
114 | 2695059.744 | 1238931.5924
115 | 2695058.8124 | 1238932.6116
116 | 2695064.6195 | 1238926.2384
117 | 2694920.4088 | 1238991.6863
118 | 2695119.4822 | 1239090.745

## line_std_types
| c_nf_per_km | r_ohm_per_km | x_ohm_per_km | max_i_ka | type | q_mm2 | alpha | voltage_rating
NAYY 4x50 SE | 210 | 0.642 | 0.083 | 0.142 | cs | 50 | 0.00403 | LV
NAYY 4x120 SE | 264 | 0.225 | 0.08 | 0.242 | cs | 120 | 0.00403 | LV
NAYY 4x150 SE | 261 | 0.208 | 0.08 | 0.27 | cs | 150 | 0.00403 | LV
NA2XS2Y 1x95 RM/25 12/20 kV | 216 | 0.313 | 0.132 | 0.252 | cs | 95 | 0.00403 | MV
NA2XS2Y 1x185 RM/25 12/20 kV | 273 | 0.161 | 0.117 | 0.362 | cs | 185 | 0.00403 | MV
NA2XS2Y 1x240 RM/25 12/20 kV | 304 | 0.122 | 0.112 | 0.421 | cs | 240 | 0.00403 | MV
NA2XS2Y 1x95 RM/25 6/10 kV | 315 | 0.313 | 0.123 | 0.249 | cs | 95 | 0.00403 | MV
NA2XS2Y 1x185 RM/25 6/10 kV | 406 | 0.161 | 0.11 | 0.358 | cs | 185 | 0.00403 | MV
NA2XS2Y 1x240 RM/25 6/10 kV | 456 | 0.122 | 0.105 | 0.416 | cs | 240 | 0.00403 | MV
NA2XS2Y 1x150 RM/25 12/20 kV | 250 | 0.206 | 0.116 | 0.319 | cs | 150 | 0.00403 | MV
NA2XS2Y 1x120 RM/25 12/20 kV | 230 | 0.253 | 0.119 | 0.283 | cs | 120 | 0.00403 | MV
NA2XS2Y 1x70 RM/25 12/20 kV | 190 | 0.443 | 0.132 | 0.22 | cs | 70 | 0.00403 | MV
NA2XS2Y 1x150 RM/25 6/10 kV | 360 | 0.206 | 0.11 | 0.315 | cs | 150 | 0.00403 | MV
NA2XS2Y 1x120 RM/25 6/10 kV | 340 | 0.253 | 0.113 | 0.28 | cs | 120 | 0.00403 | MV
NA2XS2Y 1x70 RM/25 6/10 kV | 280 | 0.443 | 0.123 | 0.217 | cs | 70 | 0.00403 | MV
N2XS(FL)2Y 1x120 RM/35 64/110 kV | 112 | 0.153 | 0.166 | 0.366 | cs | 120 | 0.00393 | HV
N2XS(FL)2Y 1x185 RM/35 64/110 kV | 125 | 0.099 | 0.156 | 0.457 | cs | 185 | 0.00393 | HV
N2XS(FL)2Y 1x240 RM/35 64/110 kV | 135 | 0.075 | 0.149 | 0.526 | cs | 240 | 0.00393 | HV
N2XS(FL)2Y 1x300 RM/35 64/110 kV | 144 | 0.06 | 0.144 | 0.588 | cs | 300 | 0.00393 | HV
15-AL1/3-ST1A 0.4 | 11 | 1.8769 | 0.35 | 0.105 | ol | 16 | 0.00403 | LV
24-AL1/4-ST1A 0.4 | 11.25 | 1.2012 | 0.335 | 0.14 | ol | 24 | 0.00403 | LV
48-AL1/8-ST1A 0.4 | 12.2 | 0.5939 | 0.3 | 0.21 | ol | 48 | 0.00403 | LV
94-AL1/15-ST1A 0.4 | 13.2 | 0.306 | 0.29 | 0.35 | ol | 94 | 0.00403 | LV
34-AL1/6-ST1A 10.0 | 9.7 | 0.8342 | 0.36 | 0.17 | ol | 34 | 0.00403 | MV
48-AL1/8-ST1A 10.0 | 10.1 | 0.5939 | 0.35 | 0.21 | ol | 48 | 0.00403 | MV
70-AL1/11-ST1A 10.0 | 10.4 | 0.4132 | 0.339 | 0.29 | ol | 70 | 0.00403 | MV
94-AL1/15-ST1A 10.0 | 10.75 | 0.306 | 0.33 | 0.35 | ol | 94 | 0.00403 | MV
122-AL1/20-ST1A 10.0 | 11.1 | 0.2376 | 0.323 | 0.41 | ol | 122 | 0.00403 | MV
149-AL1/24-ST1A 10.0 | 11.25 | 0.194 | 0.315 | 0.47 | ol | 149 | 0.00403 | MV
34-AL1/6-ST1A 20.0 | 9.15 | 0.8342 | 0.382 | 0.17 | ol | 34 | 0.00403 | MV
48-AL1/8-ST1A 20.0 | 9.5 | 0.5939 | 0.372 | 0.21 | ol | 48 | 0.00403 | MV
70-AL1/11-ST1A 20.0 | 9.7 | 0.4132 | 0.36 | 0.29 | ol | 70 | 0.00403 | MV
94-AL1/15-ST1A 20.0 | 10 | 0.306 | 0.35 | 0.35 | ol | 94 | 0.00403 | MV
122-AL1/20-ST1A 20.0 | 10.3 | 0.2376 | 0.344 | 0.41 | ol | 122 | 0.00403 | MV
149-AL1/24-ST1A 20.0 | 10.5 | 0.194 | 0.337 | 0.47 | ol | 149 | 0.00403 | MV
184-AL1/30-ST1A 20.0 | 10.75 | 0.1571 | 0.33 | 0.535 | ol | 184 | 0.00403 | MV
243-AL1/39-ST1A 20.0 | 11 | 0.1188 | 0.32 | 0.645 | ol | 243 | 0.00403 | MV
48-AL1/8-ST1A 110.0 | 8 | 0.5939 | 0.46 | 0.21 | ol | 48 | 0.00403 | HV
70-AL1/11-ST1A 110.0 | 8.4 | 0.4132 | 0.45 | 0.29 | ol | 70 | 0.00403 | HV
94-AL1/15-ST1A 110.0 | 8.65 | 0.306 | 0.44 | 0.35 | ol | 94 | 0.00403 | HV
122-AL1/20-ST1A 110.0 | 8.5 | 0.2376 | 0.43 | 0.41 | ol | 122 | 0.00403 | HV
149-AL1/24-ST1A 110.0 | 8.75 | 0.194 | 0.41 | 0.47 | ol | 149 | 0.00403 | HV
184-AL1/30-ST1A 110.0 | 8.8 | 0.1571 | 0.4 | 0.535 | ol | 184 | 0.00403 | HV
243-AL1/39-ST1A 110.0 | 9 | 0.1188 | 0.39 | 0.645 | ol | 243 | 0.00403 | HV
305-AL1/39-ST1A 110.0 | 9.2 | 0.0949 | 0.38 | 0.74 | ol | 305 | 0.00403 | HV
490-AL1/64-ST1A 110.0 | 9.75 | 0.059 | 0.37 | 0.96 | ol | 490 | 0.00403 | HV
679-AL1/86-ST1A 110.0 | 9.95 | 0.042 | 0.36 | 1.15 | ol | 679 | 0.00403 | HV
490-AL1/64-ST1A 220.0 | 10 | 0.059 | 0.285 | 0.96 | ol | 490 | 0.00403 | HV
679-AL1/86-ST1A 220.0 | 11.7 | 0.042 | 0.275 | 1.15 | ol | 679 | 0.00403 | HV
490-AL1/64-ST1A 380.0 | 11 | 0.059 | 0.253 | 0.96 | ol | 490 | 0.00403 | HV
679-AL1/86-ST1A 380.0 | 14.6 | 0.042 | 0.25 | 1.15 | ol | 679 | 0.00403 | HV

## trafo_std_types
| i0_percent | pfe_kw | vkr_percent | sn_mva | vn_lv_kv | vn_hv_kv | vk_percent | shift_degree | vector_group | tap_side | tap_neutral | tap_min | tap_max | tap_step_degree | tap_step_percent | tap_phase_shifter
160 MVA 380/110 kV | 0.06 | 60 | 0.25 | 160 | 110 | 380 | 12.2 | 0 | Yy0 | hv | 0 | -9 | 9 | 0 | 1.5 | FALSE
100 MVA 220/110 kV | 0.06 | 55 | 0.26 | 100 | 110 | 220 | 12 | 0 | Yy0 | hv | 0 | -9 | 9 | 0 | 1.5 | FALSE
63 MVA 110/20 kV | 0.04 | 22 | 0.32 | 63 | 20 | 110 | 18 | 150 | YNd5 | hv | 0 | -9 | 9 | 0 | 1.5 | FALSE
40 MVA 110/20 kV | 0.05 | 18 | 0.34 | 40 | 20 | 110 | 16.2 | 150 | YNd5 | hv | 0 | -9 | 9 | 0 | 1.5 | FALSE
25 MVA 110/20 kV | 0.07 | 14 | 0.41 | 25 | 20 | 110 | 12 | 150 | YNd5 | hv | 0 | -9 | 9 | 0 | 1.5 | FALSE
63 MVA 110/10 kV | 0.04 | 22 | 0.32 | 63 | 10 | 110 | 18 | 150 | YNd5 | hv | 0 | -9 | 9 | 0 | 1.5 | FALSE
40 MVA 110/10 kV | 0.05 | 18 | 0.34 | 40 | 10 | 110 | 16.2 | 150 | YNd5 | hv | 0 | -9 | 9 | 0 | 1.5 | FALSE
25 MVA 110/10 kV | 0.07 | 14 | 0.41 | 25 | 10 | 110 | 12 | 150 | YNd5 | hv | 0 | -9 | 9 | 0 | 1.5 | FALSE
0.25 MVA 20/0.4 kV | 0.32 | 0.8 | 1.44 | 0.25 | 0.4 | 20 | 6 | 150 | Yzn5 | hv | 0 | -2 | 2 | 0 | 2.5 | FALSE
0.4 MVA 20/0.4 kV | 0.3375 | 1.35 | 1.425 | 0.4 | 0.4 | 20 | 6 | 150 | Dyn5 | hv | 0 | -2 | 2 | 0 | 2.5 | FALSE
0.63 MVA 20/0.4 kV | 0.2619 | 1.65 | 1.206 | 0.63 | 0.4 | 20 | 6 | 150 | Dyn5 | hv | 0 | -2 | 2 | 0 | 2.5 | FALSE
0.25 MVA 10/0.4 kV | 0.24 | 0.6 | 1.2 | 0.25 | 0.4 | 10 | 4 | 150 | Dyn5 | hv | 0 | -2 | 2 | 0 | 2.5 | FALSE
0.4 MVA 10/0.4 kV | 0.2375 | 0.95 | 1.325 | 0.4 | 0.4 | 10 | 4 | 150 | Dyn5 | hv | 0 | -2 | 2 | 0 | 2.5 | FALSE
0.63 MVA 10/0.4 kV | 0.1873 | 1.18 | 1.0794 | 0.63 | 0.4 | 10 | 4 | 150 | Dyn5 | hv | 0 | -2 | 2 | 0 | 2.5 | FALSE

## trafo3w_std_types
| sn_hv_mva | sn_mv_mva | sn_lv_mva | vn_hv_kv | vn_mv_kv | vn_lv_kv | vk_hv_percent | vk_mv_percent | vk_lv_percent | vkr_hv_percent | vkr_mv_percent | vkr_lv_percent | pfe_kw | i0_percent | shift_mv_degree | shift_lv_degree | vector_group | tap_side | tap_neutral | tap_min | tap_max | tap_step_percent
63/25/38 MVA 110/20/10 kV | 63 | 25 | 38 | 110 | 20 | 10 | 10.4 | 10.4 | 10.4 | 0.28 | 0.32 | 0.35 | 35 | 0.89 | 0 | 0 | YN0yn0yn0 | hv | 0 | -10 | 10 | 1.2
63/25/38 MVA 110/10/10 kV | 63 | 25 | 38 | 110 | 10 | 10 | 10.4 | 10.4 | 10.4 | 0.28 | 0.32 | 0.35 | 35 | 0.89 | 0 | 0 | YN0yn0yn0 | hv | 0 | -10 | 10 | 1.2

## fuse_std_types
| fuse_type | i_rated_a | t_avg | t_min | t_total | x_avg | x_min | x_total
HV 100A | HV 100A | 100 | 0 | [10.0, 3.64, 0.854, 0.281, 0.1, 0.0531, 0.022, 0.01] | [10.0, 4.267, 1.21, 0.403, 0.1, 0.058, 0.022, 0.01] | 0 | [300.0, 350.0, 450.0, 550.0, 700.0, 850.0, 1200.0, 1752.0] | [600.0, 700.0, 900.0, 1150.0, 1665.0, 2000.0, 3000.0, 4313.0]
HV 10A | HV 10A | 10 | 0 | [10.0, 1675.0, 0.344, 0.156, 0.1, 0.0417, 0.0171, 0.01] | [10.0, 1.3, 0.3, 0.155, 0.1, 0.0555, 0.023, 0.01] | 0 | [30.0, 32.0, 35.0, 37.0, 39.0, 50.0, 70.0, 88.0] | [60.0, 70.0, 80.0, 87.0, 94.0, 110.0, 150.0, 216.0]
HV 125A | HV 125A | 125 | 0 | [10.0, 1.82, 0.344, 0.1, 0.0467, 0.0269, 0.01] | [10.0, 2.478, 0.426, 0.1, 0.0427, 0.0211, 0.01] | 0 | [375.0, 500.0, 700.0, 925.0, 1200.0, 1500.0, 2341.0] | [750.0, 1000.0, 1500.0, 2200.0, 3000.0, 4000.0, 5765.0]
HV 160A | HV 160A | 160 | 0 | [10.0, 4.15, 1.03, 0.198, 0.1, 0.051, 0.0172, 0.01] | [10.0, 2.3, 0.734, 0.274, 0.1, 0.046, 0.0177, 0.01] | 0 | [480.0, 550.0, 700.0, 1000.0, 1260.0, 1600.0, 2500.0, 3227.0] | [960.0, 1300.0, 1700.0, 2200.0, 2996.0, 4000.0, 6000.0, 7946.0]
HV 16A | HV 16A | 16 | 0 | [10.0, 0.352, 0.164, 0.1, 0.0649, 0.0342, 0.01] | [10.0, 2.34, 0.722, 0.181, 0.1, 0.055, 0.0296, 0.01] | 0 | [48.0, 60.0, 65.0, 71.0, 80.0, 100.0, 162.0] | [96.0, 110.0, 125.0, 150.0, 168.0, 200.0, 250.0, 398.0]
HV 200A | HV 200A | 200 | 0 | [10.0, 4.267, 1.21, 0.403, 0.1, 0.058, 0.022, 0.01] | [10.0, 3.73, 1.654, 0.328, 0.1, 0.0531, 0.019, 0.01] | 0 | [600.0, 700.0, 900.0, 1150.0, 1665.0, 2000.0, 3000.0, 4313.0] | [1200.0, 1500.0, 1800.0, 2700.0, 3960.0, 5000.0, 7500.0, 10620.0]
HV 20A | HV 20A | 20 | 0 | [10.0, 1.3, 0.3, 0.155, 0.1, 0.0555, 0.023, 0.01] | [10.0, 1.3, 0.161, 0.1, 0.0611, 0.0399, 0.0141, 0.01] | 0 | [60.0, 70.0, 80.0, 87.0, 94.0, 110.0, 150.0, 216.0] | [120.0, 150.0, 200.0, 223.0, 260.0, 300.0, 450.0, 532.0]
HV 25A | HV 25A | 25 | 0 | [10.0, 2.512, 0.833, 0.299, 0.1, 0.0372, 0.0223, 0.01] | [10.0, 3.125, 0.597, 0.198, 0.1, 0.0378, 0.022, 0.01] | 0 | [75.0, 82.0, 90.0, 100.0, 124.0, 170.0, 200.0, 289.0] | [150.0, 170.0, 210.0, 250.0, 294.0, 400.0, 500.0, 711.0]
HV 31.5A | HV 31.5A | 31.5 | 0 | [10.0, 2.34, 0.722, 0.181, 0.1, 0.055, 0.0296, 0.01] | [10.0, 2.84, 0.368, 0.164, 0.1, 0.0621, 0.0378, 0.0195, 0.01] | 0 | [95.0, 110.0, 125.0, 150.0, 165.0, 200.0, 250.0, 390.0] | [189.0, 220.0, 300.0, 350.0, 393.0, 450.0, 530.0, 700.0, 960.0]
HV 40A | HV 40A | 40 | 0 | [10.0, 1.3, 0.161, 0.1, 0.0611, 0.0399, 0.0141, 0.01] | [10.0, 2.05, 0.369, 0.198, 0.1, 0.051, 0.0298, 0.01] | 0 | [120.0, 150.0, 200.0, 223.0, 260.0, 300.0, 450.0, 532.0] | [240.0, 300.0, 400.0, 450.0, 530.0, 650.0, 800.0, 1311.0]
HV 50A | HV 50A | 50 | 0 | [10.0, 3.215, 0.597, 0.198, 0.1, 0.0378, 0.022, 0.01] | [10.0, 3.64, 0.854, 0.281, 0.1, 0.0531, 0.022, 0.01] | 0 | [150.0, 170.0, 210.0, 250.0, 294.0, 400.0, 500.0, 711.0] | [300.0, 350.0, 450.0, 550.0, 700.0, 850.0, 1200.0, 1752.0]
HV 6.3A | HV 6.3A | 6.3 | 0 | [10.0, 1.39, 0.344, 0.168, 0.1, 0.056, 0.0263, 0.01] | [10.0, 1.711, 0.516, 0.198, 0.1, 0.0634, 0.0303, 0.01] | 0 | [19.0, 19.5, 20.4, 20.8, 22.0, 25.0, 32.0, 48.0] | [38.0, 40.0, 43.0, 48.0, 53.0, 60.0, 75.0, 118.0]
HV 63A | HV 63A | 63 | 0 | [10.0, 2.84, 0.368, 0.164, 0.1, 0.0621, 0.0378, 0.0195, 0.01] | [10.0, 1.82, 0.344, 0.1, 0.0467, 0.0269, 0.01] | 0 | [189.0, 220.0, 300.0, 350.0, 393.0, 450.0, 530.0, 700.0, 961.0] | [378.0, 500.0, 700.0, 934.0, 1200.0, 1500.0, 2366.0]
HV 80A | HV 80A | 80 | 0 | [10.0, 2.05, 0.369, 0.198, 0.1, 0.051, 0.0298, 0.01] | [10.0, 4.15, 1.03, 0.198, 0.1, 0.051, 0.0172, 0.01] | 0 | [240.0, 300.0, 400.0, 450.0, 530.0, 650.0, 800.0, 1311.0] | [480.0, 550.0, 700.0, 1000.0, 1260.0, 1600.0, 2500.0, 3227.0]
Siemens NH-1-100 | Siemens NH-1-100 | 100 | [5400.0, 2000.0, 400.0, 20.0, 1.0, 0.2, 0.012, 0.004] | 0 | 0 | [150.0, 190.0, 250.0, 430.0, 900.0, 1250.0, 2700.0, 3600.0] | 0 | 0
Siemens NH-1-125 | Siemens NH-1-125 | 125 | [4800.0, 120.0, 7.0, 0.1, 0.004] | 0 | 0 | [180.0, 400.0, 740.0, 2000.0, 4250.0] | 0 | 0
Siemens NH-1-16 | Siemens NH-1-16 | 16 | [4000.0, 400.0, 2.0, 0.1, 0.04, 0.01] | 0 | 0 | [26.0, 35.0, 75.0, 150.0, 200.0, 300.0] | 0 | 0
Siemens NH-1-160 | Siemens NH-1-160 | 160 | [4800.0, 120.0, 7.0, 0.1, 0.004] | 0 | 0 | [210.0, 500.0, 900.0, 2300.0, 5000.0] | 0 | 0
Siemens NH-1-25 | Siemens NH-1-25 | 25 | [4000.0, 1000.0, 10.0, 0.2, 0.02, 0.01] | 0 | 0 | [40.0, 50.0, 100.0, 210.0, 400.0, 500.0] | 0 | 0
Siemens NH-1-50 | Siemens NH-1-50 | 50 | [4000.0, 40.0, 4.0, 1.0, 0.02, 0.01] | 0 | 0 | [86.0, 200.0, 300.0, 400.0, 1000.0, 1280.0] | 0 | 0
Siemens NH-1-63 | Siemens NH-1-63 | 63 | [4000.0, 100.0, 10.0, 2.0, 0.04, 0.01] | 0 | 0 | [100.0, 200.0, 300.0, 400.0, 1000.0, 1500.0] | 0 | 0
Siemens NH-1-80 | Siemens NH-1-80 | 80 | [4800.0, 120.0, 7.0, 0.1, 0.01] | 0 | 0 | [150.58, 250.0, 450.0, 1150.0, 2470.0] | 0 | 0
Siemens NH-2-1000 | Siemens NH-2-1000 | 1000 | [4800.0, 120.0, 7.0, 0.1, 0.004] | 0 | 0 | [1900.0, 3500.0, 8400.0, 24000.0, 52000.0] | 0 | 0
Siemens NH-2-200 | Siemens NH-2-200 | 200 | [4800.0, 120.0, 7.0, 0.1, 0.004] | 0 | 0 | [280.0, 650.0, 1200.0, 3000.0, 7000.0] | 0 | 0
Siemens NH-2-224 | Siemens NH-2-224 | 224 | [4800.0, 120.0, 7.0, 0.2, 0.04, 0.004] | 0 | 0 | [400.0, 750.0, 1453.0, 3025.0, 4315.0, 7600.0] | 0 | 0
Siemens NH-2-250 | Siemens NH-2-250 | 250 | [4800.0, 120.0, 7.0, 0.1, 0.004] | 0 | 0 | [450.0, 800.0, 1650.0, 4000.0, 8500.0] | 0 | 0
Siemens NH-2-315 | Siemens NH-2-315 | 315 | [4800.0, 120.0, 7.0, 0.1, 0.004] | 0 | 0 | [550.0, 920.0, 1900.0, 5000.0, 11000.0] | 0 | 0
Siemens NH-2-355 | Siemens NH-2-355 | 355 | [4800.0, 120.0, 6.0, 0.1, 0.004] | 0 | 0 | [650.0, 1116.27, 2350.0, 5840.0, 12790.0] | 0 | 0
Siemens NH-2-400 | Siemens NH-2-400 | 400 | [4800.0, 120.0, 7.0, 0.1, 0.004] | 0 | 0 | [720.0, 1350.0, 2800.0, 6500.0, 15000.0] | 0 | 0
Siemens NH-2-425 | Siemens NH-2-425 | 425 | [4800.0, 120.0, 7.0, 0.1, 0.004] | 0 | 0 | [850.0, 1500.0, 3050.0, 7500.0, 16500.0] | 0 | 0
Siemens NH-2-630 | Siemens NH-2-630 | 630 | [4800.0, 120.0, 7.0, 0.1, 0.004] | 0 | 0 | [1200.0, 2000.0, 4800.0, 12000.0, 26000.0] | 0 | 0

## res_bus
| vm_pu | va_degree | p_mw | q_mvar
0 | 0.97201 | -0.54208 | 0.0013342 | 0.00033439
1 | 0.97293 | -0.52389 | 0 | 0
2 | 0.97194 | -0.54342 | 0 | 0
3 | 0.97365 | -0.50957 | 0.0022561 | 0.00056543
4 | 0.97153 | -0.55149 | 0.00037205 | 9.3246e-05
5 | 0.97399 | -0.50289 | 0 | 0
6 | 0.97092 | -0.56356 | 0 | 0
7 | 0.97395 | -0.50374 | 0.0016859 | 0.00042254
8 | 0.97449 | -0.49307 | 0.00051577 | 0.00012926
9 | 0.97017 | -0.57861 | 0.001216 | 0.00030476
10 | 0.97393 | -0.50404 | 0.0016762 | 0.00042009
11 | 0.97716 | -0.44051 | 0 | 0
12 | 0.97874 | -0.40953 | 0 | 0
13 | 0.97011 | -0.57976 | 0.0033202 | 0.00083212
14 | 0.97011 | -0.57981 | 0.00012539 | 3.1424e-05
15 | 0.97013 | -0.57926 | 0.00018681 | 4.6818e-05
16 | 0.97864 | -0.41158 | 0.00052379 | 0.00013127
17 | 0.97873 | -0.40967 | 0.00029165 | 7.3095e-05
18 | 0.97856 | -0.41324 | 0 | 0
19 | 0.97855 | -0.4134 | 0 | 0
20 | 0.97907 | -0.40314 | 0.00027119 | 6.7966e-05
21 | 0.97854 | -0.41347 | 0.00031882 | 7.9905e-05
22 | 0.97936 | -0.39746 | 0.00081738 | 0.00020485
23 | 0.99174 | -0.15762 | 0.0097171 | 0.0024353
24 | 0.99123 | -0.16734 | 0.02293 | 0.0057467
25 | 0.9938 | -0.11814 | 0 | 0
26 | 0.98841 | -0.22158 | 0 | 0
27 | 0.99306 | -0.13234 | 0 | 0
28 | 0.99743 | -0.048821 | 0 | 0
29 | 0.98667 | -0.25513 | 0 | 0
30 | 0.99286 | -0.13628 | 0.011479 | 0.002877
31 | 0.99793 | -0.039255 | 0 | 0
32 | 0.98474 | -0.29256 | 0.0042268 | 0.0010593
33 | 0.98287 | -0.32963 | 0 | 0
34 | 0.9826 | -0.33478 | 0 | 0
35 | 0.9836 | -0.31527 | 0.0076167 | 0.0019089
36 | 0.9805 | -0.37504 | 0 | 0
37 | 0.98154 | -0.35473 | 0.0027001 | 0.0006767
38 | 0.98 | -0.38487 | 0.0027776 | 0.00069614
39 | 0.97943 | -0.39612 | 0.0011881 | 0.00029778
40 | 0.99276 | -0.13815 | 0 | 0
41 | 0.99262 | -0.14089 | 0.0071099 | 0.0017819
42 | 0.99427 | -0.10976 | 0 | 0
43 | 0.99519 | -0.091954 | 0 | 0
44 | 0.99333 | -0.12801 | 0.014578 | 0.0036536
45 | 0.98249 | -0.33698 | 0.0028865 | 0.00072342
46 | 0.99725 | -0.052324 | 0 | 0
47 | 0.99954 | -0.0087009 | 0.012062 | 0.003023
48 | 0.99328 | -0.12885 | 0.019952 | 0.0050005
49 | 0.99601 | -0.076252 | 0.010507 | 0.0026334
50 | 0.98469 | -0.29344 | 0.0024275 | 0.00060839
51 | 0.98395 | -0.30838 | 0 | 0
52 | 0.9823 | -0.34064 | 0.0029382 | 0.00073638
53 | 0.97736 | -0.43743 | 0.0023938 | 0.00059994
54 | 0.97743 | -0.43595 | 0 | 0
55 | 0.9786 | -0.41306 | 0 | 0
56 | 0.97904 | -0.40443 | 0 | 0
57 | 0.97802 | -0.42439 | 0.0012067 | 0.00030244
58 | 1 | 0 | -0.34663 | -0.087817
59 | 0.99497 | -0.095821 | 0.012305 | 0.0030839
60 | 0.99817 | -0.034804 | 0.016637 | 0.0041697
61 | 0.99315 | -0.13072 | 0 | 0
62 | 0.9991 | -0.017056 | 0 | 0
63 | 0.99306 | -0.13244 | 0 | 0
64 | 0.99285 | -0.13661 | 0.01013 | 0.0025388
65 | 0.98994 | -0.1924 | 0 | 0
66 | 0.99897 | -0.019596 | 0.0075084 | 0.0018818
67 | 0.99261 | -0.14125 | 0.012499 | 0.0031325
68 | 0.98784 | -0.23299 | 0.0029049 | 0.00072803
69 | 0.98955 | -0.20004 | 0.01151 | 0.0028846
70 | 0.99962 | -0.0072369 | 0.01649 | 0.0041327
71 | 0.99243 | -0.1446 | 0.0042719 | 0.0010706
72 | 0.98684 | -0.25239 | 0 | 0
73 | 0.97733 | -0.43794 | 0.0017379 | 0.00043555
74 | 0.97733 | -0.43793 | 0.0020877 | 0.00052323
75 | 0.9775 | -0.43457 | 0.0021145 | 0.00052995
76 | 0.97751 | -0.43438 | 0.0018109 | 0.00045385
77 | 0.9808 | -0.3699 | 0.0014878 | 0.00037287
78 | 0.98079 | -0.3701 | 0.0016898 | 0.00042351
79 | 0.98089 | -0.36819 | 0 | 0
80 | 0.98073 | -0.37124 | 0.0018948 | 0.00047488
81 | 0.98113 | -0.36348 | 0.0016758 | 0.00042
82 | 0.97993 | -0.38697 | 0.0018106 | 0.00045378
83 | 0.98144 | -0.35744 | 0.002082 | 0.00052179
84 | 0.97928 | -0.3997 | 0.0023731 | 0.00059475
85 | 0.98222 | -0.34214 | 0.0037918 | 0.00095033
86 | 0.97769 | -0.43091 | 0.001801 | 0.00045136
87 | 0.9823 | -0.34071 | 0.0026849 | 0.00067291
88 | 0.98227 | -0.3413 | 0.0034503 | 0.00086472
89 | 0.98274 | -0.33193 | 0.0017807 | 0.00044628
90 | 0.98318 | -0.32341 | 0 | 0
91 | 0.98671 | -0.25489 | 0.003654 | 0.00091578
92 | 0.97957 | -0.39325 | 0.00043366 | 0.00010869
93 | 0.97852 | -0.41391 | 0.0023408 | 0.00058665
94 | 0.97862 | -0.41206 | 0.0020458 | 0.00051273
95 | 0.97852 | -0.41402 | 0.0026722 | 0.00066972
96 | 0.97867 | -0.4109 | 0.0021776 | 0.00054575
97 | 0.97893 | -0.40588 | 0 | 0
98 | 0.97882 | -0.40812 | 0.0021982 | 0.00055092
99 | 0.9785 | -0.41438 | 0.0035967 | 0.00090142
100 | 0.97833 | -0.41771 | 0.0017911 | 0.00044888
101 | 0.97823 | -0.41962 | 0.0074622 | 0.0018702
102 | 0.9788 | -0.4085 | 0.0034504 | 0.00086476
103 | 0.98315 | -0.3233 | 0.0017913 | 0.00044893
104 | 0.98259 | -0.33421 | 0.0011621 | 0.00029125
105 | 0.98377 | -0.31135 | 0.002075 | 0.00052003
106 | 0.98176 | -0.35054 | 0.0019303 | 0.00048377
107 | 0.97877 | -0.40901 | 0.00059057 | 0.00014801
108 | 0.97999 | -0.385 | 0.002849 | 0.00071404
109 | 0.97979 | -0.38908 | 0.001179 | 0.00029549
110 | 0.97876 | -0.40927 | 0.00051024 | 0.00012788
111 | 0.98577 | -0.27326 | 0.0089896 | 0.002253
112 | 0.98553 | -0.27796 | 0 | 0
113 | 0.98505 | -0.28718 | 0 | 0
114 | 0.98491 | -0.28995 | 0 | 0
115 | 0.98491 | -0.29001 | 0.0025196 | 0.00063147
116 | 0.98493 | -0.28962 | 0.001781 | 0.00044635
117 | 0.978 | -0.42484 | 0.0020247 | 0.00050745
118 | 0.99998 | 149.9956 | 0 | 0

## res_line
| p_from_mw | q_from_mvar | p_to_mw | q_to_mvar | pl_mw | ql_mvar | i_from_ka | i_to_ka | i_ka | vm_from_pu | va_from_degree | vm_to_pu | va_to_degree | loading_percent
0 | -0.0065635 | -0.001643 | 0.0065692 | 0.0016448 | 5.6838e-06 | 1.7746e-06 | 0.010047 | 0.010046 | 0.010047 | 0.97201 | -0.54208 | 0.97293 | -0.52389 | 2.7602
1 | 0.0052292 | 0.0013086 | -0.0052289 | -0.0013086 | 3.3279e-07 | 4.132e-08 | 0.0080045 | 0.0080046 | 0.0080046 | 0.97201 | -0.54208 | 0.97194 | -0.54342 | 2.1991
2 | -0.0065692 | -0.0016448 | 0.0065736 | 0.0016462 | 4.4805e-06 | 1.3962e-06 | 0.010046 | 0.010046 | 0.010046 | 0.97293 | -0.52389 | 0.97365 | -0.50957 | 2.76
3 | 0.0052289 | 0.0013086 | -0.0052269 | -0.0013083 | 2.0093e-06 | 2.5004e-07 | 0.0080046 | 0.008005 | 0.008005 | 0.97194 | -0.54342 | 0.97153 | -0.55149 | 2.1992
4 | -0.0088297 | -0.0022116 | 0.0088325 | 0.0022129 | 2.8091e-06 | 1.286e-06 | 0.013494 | 0.013494 | 0.013494 | 0.97365 | -0.50957 | 0.97399 | -0.50289 | 3.7071
5 | 0.0048548 | 0.0012151 | -0.0048521 | -0.0012149 | 2.7881e-06 | 1.2014e-07 | 0.0074351 | 0.0074357 | 0.0074357 | 0.97153 | -0.55149 | 0.97092 | -0.56356 | 2.0428
6 | 0.0033623 | 0.00084243 | -0.0033621 | -0.00084252 | 1.3566e-07 | -8.3808e-08 | 0.0051366 | 0.0051367 | 0.0051367 | 0.97399 | -0.50289 | 0.97395 | -0.50374 | 1.4112
7 | -0.012195 | -0.0030553 | 0.012201 | 0.0030584 | 5.7102e-06 | 3.1082e-06 | 0.01863 | 0.01863 | 0.01863 | 0.97399 | -0.50289 | 0.97449 | -0.49307 | 5.1182
8 | 0.0048521 | 0.0012149 | -0.0048486 | -0.0012148 | 3.4756e-06 | 1.5306e-07 | 0.0074357 | 0.0074365 | 0.0074365 | 0.97092 | -0.56356 | 0.97017 | -0.57861 | 2.043
9 | 0.0016762 | 0.00041998 | -0.0016762 | -0.00042009 | 2.4213e-08 | -1.0702e-07 | 0.0025609 | 0.0025609 | 0.0025609 | 0.97395 | -0.50374 | 0.97393 | -0.50404 | 0.70355
10 | -0.012716 | -0.0031877 | 0.012748 | 0.0032053 | 3.1919e-05 | 1.7608e-05 | 0.019418 | 0.019417 | 0.019418 | 0.97449 | -0.49307 | 0.97716 | -0.44051 | 5.3345
11 | 0.0036326 | 0.00091002 | -0.0036325 | -0.00091007 | 1.117e-07 | -4.7003e-08 | 0.0055714 | 0.0055714 | 0.0055714 | 0.97017 | -0.57861 | 0.97013 | -0.57926 | 1.5306
12 | -0.012748 | -0.0032053 | 0.012767 | 0.0032157 | 1.889e-05 | 1.0413e-05 | 0.019417 | 0.019416 | 0.019417 | 0.97716 | -0.44051 | 0.97874 | -0.40953 | 5.3342
13 | -0.013901 | -0.0034944 | 0.013906 | 0.0034968 | 4.2381e-06 | 2.3944e-06 | 0.021139 | 0.021139 | 0.021139 | 0.97874 | -0.40953 | 0.97907 | -0.40314 | 5.8073
14 | 0.0011344 | 0.0002787 | -0.0011344 | -0.00027878 | 7.8173e-09 | -8.3278e-08 | 0.0017226 | 0.0017227 | 0.0017227 | 0.97874 | -0.40953 | 0.97873 | -0.40967 | 0.47326
15 | 0.00012539 | 3.118e-05 | -0.00012539 | -3.1424e-05 | 2.7437e-10 | -2.4416e-07 | 0.00019224 | 0.00019232 | 0.00019232 | 0.97011 | -0.57976 | 0.97011 | -0.57981 | 0.052836
16 | -0.0034456 | -0.0008633 | 0.0034456 | 0.00086325 | 8.2698e-08 | -4.456e-08 | 0.005285 | 0.0052849 | 0.005285 | 0.97011 | -0.57976 | 0.97013 | -0.57926 | 1.4519
17 | -0.00084264 | -0.00020718 | 0.00084272 | 0.00020569 | 7.5205e-08 | -1.4911e-06 | 0.0012798 | 0.0012793 | 0.0012798 | 0.97864 | -0.41158 | 0.97873 | -0.40967 | 0.3516
18 | 0.00031885 | 7.5902e-05 | -0.00031883 | -7.9411e-05 | 2.4648e-08 | -3.5091e-06 | 0.00048341 | 0.00048464 | 0.00048464 | 0.97864 | -0.41158 | 0.97856 | -0.41324 | 0.13314
19 | 0.00031883 | 7.9411e-05 | -0.00031883 | -7.9763e-05 | 2.4806e-09 | -3.5212e-07 | 0.00048464 | 0.00048477 | 0.00048477 | 0.97856 | -0.41324 | 0.97855 | -0.4134 | 0.13318
20 | 0.00031883 | 7.9763e-05 | -0.00031882 | -7.9905e-05 | 9.9917e-10 | -1.4178e-07 | 0.00048477 | 0.00048482 | 0.00048482 | 0.97855 | -0.4134 | 0.97854 | -0.41347 | 0.13319
21 | -0.014177 | -0.0035648 | 0.014181 | 0.0035669 | 3.852e-06 | 2.187e-06 | 0.021551 | 0.021551 | 0.021551 | 0.97907 | -0.40314 | 0.97936 | -0.39746 | 5.9205
22 | -0.014998 | -0.0037718 | 0.015001 | 0.0037735 | 3.0113e-06 | 1.7327e-06 | 0.022793 | 0.022792 | 0.022793 | 0.97936 | -0.39746 | 0.97957 | -0.39325 | 6.2617
23 | 0.092265 | 0.023426 | -0.092222 | -0.023399 | 4.3128e-05 | 2.7524e-05 | 0.13854 | 0.13854 | 0.13854 | 0.99174 | -0.15762 | 0.99123 | -0.16734 | 38.0614
24 | -0.10198 | -0.025862 | 0.10218 | 0.025986 | 0.00019393 | 0.00012383 | 0.15312 | 0.15312 | 0.15312 | 0.99174 | -0.15762 | 0.9938 | -0.11814 | 42.0667
25 | 0.069292 | 0.017652 | -0.069111 | -0.017537 | 0.00018082 | 0.00011515 | 0.10412 | 0.10412 | 0.10412 | 0.99123 | -0.16734 | 0.98841 | -0.22158 | 28.605
26 | 0.018607 | 0.004669 | -0.018594 | -0.0046615 | 1.2586e-05 | 7.4954e-06 | 0.027862 | 0.027863 | 0.027863 | 0.9938 | -0.11814 | 0.99306 | -0.13234 | 7.6546
27 | -0.12078 | -0.030655 | 0.12119 | 0.030913 | 0.00040423 | 0.00025828 | 0.18099 | 0.18098 | 0.18099 | 0.9938 | -0.11814 | 0.99743 | -0.048821 | 49.7212
28 | 0.069111 | 0.017537 | -0.069 | -0.017466 | 0.00011133 | 7.09e-05 | 0.10412 | 0.10412 | 0.10412 | 0.98841 | -0.22158 | 0.98667 | -0.25513 | 28.6051
29 | 0.018594 | 0.0046615 | -0.018591 | -0.0046595 | 3.4925e-06 | 2.08e-06 | 0.027863 | 0.027863 | 0.027863 | 0.99306 | -0.13234 | 0.99286 | -0.13628 | 7.6546
30 | -0.12119 | -0.030913 | 0.12124 | 0.030949 | 5.6012e-05 | 3.5609e-05 | 0.18098 | 0.18098 | 0.18098 | 0.99743 | -0.048821 | 0.99793 | -0.039255 | 24.8606
31 | 0.069 | 0.017466 | -0.068876 | -0.017387 | 0.00012372 | 7.8795e-05 | 0.10412 | 0.10412 | 0.10412 | 0.98667 | -0.25513 | 0.98474 | -0.29256 | 28.6051
32 | 0.0071115 | 0.0017824 | -0.0071109 | -0.0017822 | 6.3474e-07 | 2.1355e-07 | 0.010658 | 0.010658 | 0.010658 | 0.99286 | -0.13628 | 0.99276 | -0.13815 | 2.9281
33 | 0.045204 | 0.011392 | -0.045175 | -0.011374 | 2.8243e-05 | 1.7859e-05 | 0.067425 | 0.067425 | 0.067425 | 0.99793 | -0.039255 | 0.99725 | -0.052324 | 18.5234
34 | -0.16645 | -0.042341 | 0.16669 | 0.042497 | 0.00024546 | 0.00015654 | 0.24841 | 0.24841 | 0.24841 | 0.99793 | -0.039255 | 0.99954 | -0.0087009 | 34.1222
35 | 0.06465 | 0.016328 | -0.064647 | -0.016326 | 2.7298e-06 | 1.7374e-06 | 0.097736 | 0.097736 | 0.097736 | 0.98474 | -0.29256 | 0.98469 | -0.29344 | 26.8504
36 | 0.011966 | 0.0030004 | -0.011963 | -0.0029988 | 2.9378e-06 | 1.5777e-06 | 0.018116 | 0.018116 | 0.018116 | 0.98287 | -0.32963 | 0.9826 | -0.33478 | 4.977
37 | -0.011966 | -0.0030004 | 0.011974 | 0.0030048 | 8.1947e-06 | 4.4001e-06 | 0.018116 | 0.018116 | 0.018116 | 0.98287 | -0.32963 | 0.9836 | -0.31527 | 4.977
38 | 0.011963 | 0.0029988 | -0.011962 | -0.0029981 | 1.2518e-06 | 6.7235e-07 | 0.018116 | 0.018116 | 0.018116 | 0.9826 | -0.33478 | 0.98249 | -0.33698 | 4.977
39 | -0.019591 | -0.0049137 | 0.019597 | 0.0049176 | 6.4321e-06 | 3.8686e-06 | 0.029639 | 0.029639 | 0.029639 | 0.9836 | -0.31527 | 0.98395 | -0.30838 | 8.1425
40 | -0.052336 | -0.013155 | 0.052387 | 0.013187 | 5.0805e-05 | 3.2244e-05 | 0.079439 | 0.079439 | 0.079439 | 0.9805 | -0.37504 | 0.98154 | -0.35473 | 21.824
41 | 0.022257 | 0.005598 | -0.022247 | -0.0055916 | 1.0452e-05 | 6.3816e-06 | 0.033785 | 0.033785 | 0.033785 | 0.9805 | -0.37504 | 0.98 | -0.38487 | 9.2816
42 | 0.030079 | 0.0075565 | -0.030049 | -0.0075376 | 3.0229e-05 | 1.8859e-05 | 0.045654 | 0.045654 | 0.045654 | 0.9805 | -0.37504 | 0.97943 | -0.39612 | 12.5424
43 | -0.055087 | -0.013863 | 0.055098 | 0.01387 | 1.1011e-05 | 6.9938e-06 | 0.083532 | 0.083532 | 0.083532 | 0.98154 | -0.35473 | 0.98176 | -0.35054 | 22.9485
44 | 0.019469 | 0.0048955 | -0.019469 | -0.0048954 | 1.2113e-07 | 7.2869e-08 | 0.029568 | 0.029568 | 0.029568 | 0.98 | -0.38487 | 0.97999 | -0.385 | 8.123
45 | 0.02886 | 0.0072399 | -0.028847 | -0.0072315 | 1.3421e-05 | 8.3553e-06 | 0.043849 | 0.043849 | 0.043849 | 0.97943 | -0.39612 | 0.97893 | -0.40588 | 12.0465
46 | 0.0071109 | 0.0017822 | -0.0071099 | -0.0017819 | 9.2696e-07 | 3.1194e-07 | 0.010658 | 0.010658 | 0.010658 | 0.99276 | -0.13815 | 0.99262 | -0.14089 | 2.9281
47 | -0.034561 | -0.0086734 | 0.03459 | 0.0086918 | 2.9374e-05 | 1.8419e-05 | 0.051728 | 0.051728 | 0.051728 | 0.99427 | -0.10976 | 0.99519 | -0.091954 | 14.2109
48 | 0.034561 | 0.0086734 | -0.034531 | -0.0086546 | 3.0042e-05 | 1.8839e-05 | 0.051728 | 0.051728 | 0.051728 | 0.99427 | -0.10976 | 0.99333 | -0.12801 | 14.211
49 | -0.03459 | -0.0086918 | 0.034616 | 0.0087081 | 2.5947e-05 | 1.627e-05 | 0.051728 | 0.051728 | 0.051728 | 0.99519 | -0.091954 | 0.99601 | -0.076252 | 14.2109
50 | 0.019953 | 0.005001 | -0.019952 | -0.0050005 | 8.0511e-07 | 4.8416e-07 | 0.02989 | 0.02989 | 0.02989 | 0.99333 | -0.12801 | 0.99328 | -0.12885 | 8.2116
51 | 0.0090751 | 0.0022747 | -0.0090735 | -0.002274 | 1.5831e-06 | 7.3025e-07 | 0.013745 | 0.013745 | 0.013745 | 0.98249 | -0.33698 | 0.9823 | -0.34064 | 3.776
52 | 0.045175 | 0.011374 | -0.045124 | -0.011341 | 5.1613e-05 | 3.2638e-05 | 0.067425 | 0.067425 | 0.067425 | 0.99725 | -0.052324 | 0.99601 | -0.076252 | 18.5234
53 | -0.17875 | -0.04552 | 0.17883 | 0.045568 | 7.5047e-05 | 4.7882e-05 | 0.26637 | 0.26637 | 0.26637 | 0.99954 | -0.0087009 | 1 | 0 | 36.5887
54 | 0.062219 | 0.015718 | -0.062166 | -0.015684 | 5.3373e-05 | 3.3954e-05 | 0.094067 | 0.094067 | 0.094067 | 0.98469 | -0.29344 | 0.98377 | -0.31135 | 25.8427
55 | -0.053501 | -0.013463 | 0.053645 | 0.013555 | 0.00014358 | 9.1148e-05 | 0.080929 | 0.080928 | 0.080929 | 0.98395 | -0.30838 | 0.98684 | -0.25239 | 22.2331
56 | 0.033904 | 0.0085459 | -0.03388 | -0.0085306 | 2.4367e-05 | 1.5281e-05 | 0.05129 | 0.05129 | 0.05129 | 0.98395 | -0.30838 | 0.98318 | -0.32341 | 14.0907
57 | 0.0061353 | 0.0015376 | -0.0061353 | -0.0015376 | 2.0425e-08 | 5.0898e-09 | 0.0092939 | 0.0092939 | 0.0092939 | 0.9823 | -0.34064 | 0.9823 | -0.34071 | 2.5533
58 | -0.0023938 | -0.00059994 | 0.002394 | 0.00059963 | 1.6815e-07 | -3.155e-07 | 0.0036445 | 0.0036444 | 0.0036445 | 0.97736 | -0.43743 | 0.97743 | -0.43595 | 1.0012
59 | -0.0062199 | -0.0015583 | 0.0062203 | 0.0015584 | 4.0862e-07 | 1.0918e-07 | 0.0094688 | 0.0094688 | 0.0094688 | 0.97743 | -0.43595 | 0.9775 | -0.43457 | 2.6013
60 | 0.003826 | 0.00095866 | -0.0038256 | -0.00095878 | 3.605e-07 | -1.2441e-07 | 0.0058245 | 0.0058246 | 0.0058246 | 0.97743 | -0.43595 | 0.97733 | -0.43793 | 1.6002
61 | -0.015192 | -0.0038111 | 0.015198 | 0.0038147 | 6.2504e-06 | 3.6077e-06 | 0.023101 | 0.023101 | 0.023101 | 0.9786 | -0.41306 | 0.97904 | -0.40443 | 6.3466
62 | 0.015192 | 0.0038111 | -0.015184 | -0.0038063 | 8.2015e-06 | 4.7344e-06 | 0.023101 | 0.023102 | 0.023102 | 0.9786 | -0.41306 | 0.97802 | -0.42439 | 6.3466
63 | -0.015198 | -0.0038147 | 0.015202 | 0.0038167 | 3.4314e-06 | 1.9804e-06 | 0.023101 | 0.023101 | 0.023101 | 0.97904 | -0.40443 | 0.97928 | -0.3997 | 6.3465
64 | 0.013977 | 0.0035039 | -0.013977 | -0.0035037 | 3.0265e-07 | 1.713e-07 | 0.021266 | 0.021266 | 0.021266 | 0.97802 | -0.42439 | 0.978 | -0.42484 | 5.8422
65 | 0.016495 | 0.004136 | -0.01649 | -0.0041327 | 5.6869e-06 | 3.3095e-06 | 0.024546 | 0.024546 | 0.024546 | 1 | 0 | 0.99962 | -0.0072369 | 6.7434
66 | 0.14965 | 0.038113 | -0.14953 | -0.038034 | 0.000123 | 7.8377e-05 | 0.2229 | 0.2229 | 0.2229 | 1 | 0 | 0.9991 | -0.017056 | 30.6179
67 | -0.12489 | -0.03167 | 0.12526 | 0.031905 | 0.0003675 | 0.00023484 | 0.18691 | 0.18691 | 0.18691 | 0.99497 | -0.095821 | 0.99817 | -0.034804 | 51.3496
68 | 0.11259 | 0.028586 | -0.1124 | -0.028466 | 0.00018874 | 0.00012057 | 0.16851 | 0.16851 | 0.16851 | 0.99497 | -0.095821 | 0.99315 | -0.13072 | 46.2941
69 | -0.1419 | -0.036075 | 0.14202 | 0.036152 | 0.00012142 | 7.7329e-05 | 0.21171 | 0.21171 | 0.21171 | 0.99817 | -0.034804 | 0.9991 | -0.017056 | 29.0816
70 | 0.01678 | 0.0042079 | -0.016778 | -0.0042071 | 1.3682e-06 | 8.0095e-07 | 0.025142 | 0.025142 | 0.025142 | 0.99315 | -0.13072 | 0.99306 | -0.13244 | 6.907
71 | 0.010133 | 0.0025402 | -0.01013 | -0.0025388 | 2.8404e-06 | 1.3928e-06 | 0.015182 | 0.015182 | 0.015182 | 0.99315 | -0.13072 | 0.99285 | -0.13661 | 4.1709
72 | 0.085487 | 0.021718 | -0.085234 | -0.021556 | 0.00025301 | 0.0001614 | 0.12819 | 0.12819 | 0.12819 | 0.99315 | -0.13072 | 0.98994 | -0.1924 | 35.2162
73 | 0.0075093 | 0.0018821 | -0.0075084 | -0.0018818 | 9.0835e-07 | 3.2778e-07 | 0.011184 | 0.011184 | 0.011184 | 0.9991 | -0.017056 | 0.99897 | -0.019596 | 3.0726
74 | 0.016778 | 0.0042071 | -0.016771 | -0.004203 | 7.0424e-06 | 4.1229e-06 | 0.025142 | 0.025142 | 0.025142 | 0.99306 | -0.13244 | 0.99261 | -0.14125 | 6.9071
75 | 0.07372 | 0.018669 | -0.073576 | -0.018578 | 0.00014339 | 9.1371e-05 | 0.11088 | 0.11088 | 0.11088 | 0.98994 | -0.1924 | 0.98784 | -0.23299 | 30.4616
76 | 0.011514 | 0.0028868 | -0.01151 | -0.0028846 | 4.1895e-06 | 2.2019e-06 | 0.017307 | 0.017307 | 0.017307 | 0.98994 | -0.1924 | 0.98955 | -0.20004 | 4.7548
77 | 0.0042726 | 0.0010705 | -0.0042719 | -0.0010706 | 6.8226e-07 | -1.3651e-07 | 0.0064049 | 0.0064051 | 0.0064051 | 0.99261 | -0.14125 | 0.99243 | -0.1446 | 1.7596
78 | 0.070672 | 0.01785 | -0.070606 | -0.017808 | 6.5611e-05 | 4.1794e-05 | 0.1065 | 0.1065 | 0.1065 | 0.98784 | -0.23299 | 0.98684 | -0.25239 | 29.2595
79 | 0.016961 | 0.0042536 | -0.016959 | -0.0042524 | 2.0272e-06 | 1.1918e-06 | 0.025576 | 0.025576 | 0.025576 | 0.98684 | -0.25239 | 0.98671 | -0.25489 | 7.0264
80 | -0.0017379 | -0.00043555 | 0.0017379 | 0.00043555 | 1.2563e-09 | -5.1927e-09 | 0.002646 | 0.002646 | 0.002646 | 0.97733 | -0.43794 | 0.97733 | -0.43793 | 0.72692
81 | -0.0083349 | -0.0020883 | 0.0083349 | 0.0020884 | 7.7622e-08 | 3.3559e-08 | 0.012688 | 0.012688 | 0.012688 | 0.9775 | -0.43457 | 0.97751 | -0.43438 | 3.4856
82 | -0.010146 | -0.0025422 | 0.010147 | 0.0025431 | 1.677e-06 | 8.3818e-07 | 0.015444 | 0.015444 | 0.015444 | 0.97751 | -0.43438 | 0.97769 | -0.43091 | 4.2429
83 | 0.0035848 | 0.00089802 | -0.0035847 | -0.00089804 | 3.5218e-08 | -1.7533e-08 | 0.0054385 | 0.0054385 | 0.0054385 | 0.9808 | -0.3699 | 0.98079 | -0.3701 | 1.4941
84 | -0.0050725 | -0.0012709 | 0.005073 | 0.0012709 | 4.1113e-07 | 2.947e-08 | 0.0076956 | 0.0076956 | 0.0076956 | 0.9808 | -0.3699 | 0.98089 | -0.36819 | 2.1142
85 | 0.0018949 | 0.00047453 | -0.0018948 | -0.00047488 | 1.03e-07 | -3.5346e-07 | 0.0028747 | 0.0028749 | 0.0028749 | 0.98079 | -0.3701 | 0.98073 | -0.37124 | 0.7898
86 | -0.024486 | -0.0061529 | 0.024492 | 0.0061563 | 5.5132e-06 | 3.394e-06 | 0.037152 | 0.037152 | 0.037152 | 0.98089 | -0.36819 | 0.98113 | -0.36348 | 10.2065
87 | 0.019413 | 0.004882 | -0.019396 | -0.0048715 | 1.7397e-05 | 1.046e-05 | 0.029456 | 0.029456 | 0.029456 | 0.98089 | -0.36819 | 0.97993 | -0.38697 | 8.0924
88 | -0.026168 | -0.0065763 | 0.026175 | 0.006581 | 7.5465e-06 | 4.6684e-06 | 0.039693 | 0.039693 | 0.039693 | 0.98113 | -0.36348 | 0.98144 | -0.35744 | 10.9047
89 | 0.017585 | 0.0044177 | -0.017575 | -0.0044114 | 1.0671e-05 | 6.3272e-06 | 0.026707 | 0.026707 | 0.026707 | 0.97993 | -0.38697 | 0.97928 | -0.3997 | 7.3371
90 | -0.028257 | -0.0071027 | 0.028278 | 0.0071156 | 2.0659e-05 | 1.2842e-05 | 0.04285 | 0.04285 | 0.04285 | 0.98144 | -0.35744 | 0.98222 | -0.34214 | 11.7719
91 | -0.03207 | -0.0080659 | 0.032085 | 0.0080757 | 1.5648e-05 | 9.7908e-06 | 0.048594 | 0.048594 | 0.048594 | 0.98222 | -0.34214 | 0.98274 | -0.33193 | 13.35
92 | -0.011948 | -0.0029944 | 0.011952 | 0.0029963 | 3.4534e-06 | 1.8609e-06 | 0.018185 | 0.018185 | 0.018185 | 0.97769 | -0.43091 | 0.978 | -0.42484 | 4.9959
93 | 0.0034504 | 0.00086466 | -0.0034503 | -0.00086472 | 9.6731e-08 | -5.7617e-08 | 0.0052267 | 0.0052267 | 0.0052267 | 0.9823 | -0.34071 | 0.98227 | -0.3413 | 1.4359
94 | -0.033866 | -0.008522 | 0.03388 | 0.0085306 | 1.3789e-05 | 8.6479e-06 | 0.05129 | 0.05129 | 0.05129 | 0.98274 | -0.33193 | 0.98318 | -0.32341 | 14.0907
95 | 0.013305 | 0.0033367 | -0.013294 | -0.0033302 | 1.164e-05 | 6.4661e-06 | 0.020066 | 0.020066 | 0.020066 | 0.98671 | -0.25489 | 0.98577 | -0.27326 | 5.5127
96 | -0.015435 | -0.0038822 | 0.015438 | 0.003884 | 3.0765e-06 | 1.7811e-06 | 0.023451 | 0.023451 | 0.023451 | 0.97957 | -0.39325 | 0.97979 | -0.38908 | 6.4426
97 | -0.005013 | -0.0012564 | 0.0050134 | 0.0012564 | 4.4014e-07 | 2.7949e-08 | 0.0076231 | 0.007623 | 0.0076231 | 0.97852 | -0.41391 | 0.97862 | -0.41206 | 2.0943
98 | 0.0026722 | 0.0006697 | -0.0026722 | -0.00066972 | 1.3823e-08 | -1.9194e-08 | 0.0040636 | 0.0040636 | 0.0040636 | 0.97852 | -0.41391 | 0.97852 | -0.41402 | 1.1164
99 | -0.0070592 | -0.0017691 | 0.0070596 | 0.0017692 | 3.9021e-07 | 1.3625e-07 | 0.010734 | 0.010734 | 0.010734 | 0.97862 | -0.41206 | 0.97867 | -0.4109 | 2.9488
100 | -0.0092372 | -0.002315 | 0.0092394 | 0.002316 | 2.2129e-06 | 1.0402e-06 | 0.014045 | 0.014044 | 0.014045 | 0.97867 | -0.4109 | 0.97893 | -0.40588 | 3.8584
101 | 0.0067503 | 0.0016911 | -0.0067495 | -0.0016909 | 7.2063e-07 | 2.3174e-07 | 0.01026 | 0.010261 | 0.010261 | 0.97893 | -0.40588 | 0.97882 | -0.40812 | 2.8188
102 | 0.012857 | 0.0032243 | -0.012852 | -0.0032215 | 5.2077e-06 | 2.8761e-06 | 0.019544 | 0.019545 | 0.019545 | 0.97893 | -0.40588 | 0.9785 | -0.41438 | 5.3694
103 | 0.0045513 | 0.00114 | -0.0045513 | -0.00114 | 8.2185e-08 | -4.9459e-09 | 0.0069188 | 0.0069188 | 0.0069188 | 0.97882 | -0.40812 | 0.9788 | -0.4085 | 1.9008
104 | 0.0092554 | 0.00232 | -0.009254 | -0.0023194 | 1.4708e-06 | 6.9268e-07 | 0.014075 | 0.014075 | 0.014075 | 0.9785 | -0.41438 | 0.97833 | -0.41771 | 3.8668
105 | 0.0074629 | 0.0018705 | -0.0074622 | -0.0018702 | 6.7762e-07 | 2.5759e-07 | 0.011351 | 0.011351 | 0.011351 | 0.97833 | -0.41771 | 0.97823 | -0.41962 | 3.1184
106 | 0.0011008 | 0.00027523 | -0.0011008 | -0.00027554 | 2.6775e-08 | -3.0334e-07 | 0.0016733 | 0.0016734 | 0.0016734 | 0.9788 | -0.4085 | 0.97877 | -0.40901 | 0.45973
107 | 0.058265 | 0.014693 | -0.058235 | -0.014674 | 3.0413e-05 | 1.9332e-05 | 0.088218 | 0.088218 | 0.088218 | 0.98315 | -0.3233 | 0.98259 | -0.33421 | 24.2357
108 | -0.060057 | -0.015142 | 0.060091 | 0.015164 | 3.4354e-05 | 2.1846e-05 | 0.090929 | 0.090929 | 0.090929 | 0.98315 | -0.3233 | 0.98377 | -0.31135 | 24.9805
109 | 0.057073 | 0.014383 | -0.057028 | -0.014354 | 4.4563e-05 | 2.8319e-05 | 0.086458 | 0.086458 | 0.086458 | 0.98259 | -0.33421 | 0.98176 | -0.35054 | 23.7522
110 | 0.00051024 | 0.00012753 | -0.00051024 | -0.00012788 | 6.3538e-09 | -3.4987e-07 | 0.00077559 | 0.00077572 | 0.00077572 | 0.97877 | -0.40901 | 0.97876 | -0.40927 | 0.21311
111 | 0.01662 | 0.0041814 | -0.016617 | -0.0041795 | 3.2386e-06 | 1.902e-06 | 0.025242 | 0.025242 | 0.025242 | 0.97999 | -0.385 | 0.97979 | -0.38908 | 6.9345
112 | 0.0043039 | 0.0010772 | -0.004303 | -0.0010773 | 9.6133e-07 | -1.5893e-07 | 0.0064963 | 0.0064966 | 0.0064966 | 0.98577 | -0.27326 | 0.98553 | -0.27796 | 1.7848
113 | 0.004303 | 0.0010773 | -0.0043011 | -0.0010777 | 1.8897e-06 | -3.1113e-07 | 0.0064966 | 0.0064971 | 0.0064971 | 0.98553 | -0.27796 | 0.98505 | -0.28718 | 1.7849
114 | 0.0043011 | 0.0010777 | -0.0043006 | -0.0010777 | 4.9966e-07 | -8.1978e-08 | 0.0064971 | 0.0064973 | 0.0064973 | 0.98505 | -0.28718 | 0.98493 | -0.28962 | 1.785
115 | 0.0025196 | 0.00063145 | -0.0025196 | -0.00063147 | 7.4934e-09 | -1.2754e-08 | 0.0038066 | 0.0038066 | 0.0038066 | 0.98491 | -0.28995 | 0.98491 | -0.29001 | 1.0458
116 | -0.0025196 | -0.00063145 | 0.0025196 | 0.00063139 | 3.9348e-08 | -6.6974e-08 | 0.0038066 | 0.0038066 | 0.0038066 | 0.98491 | -0.28995 | 0.98493 | -0.28962 | 1.0458

## res_trafo
| p_hv_mw | q_hv_mvar | p_lv_mw | q_lv_mvar | pl_mw | ql_mvar | i_hv_ka | i_lv_ka | vm_hv_pu | va_hv_degree | vm_lv_pu | va_lv_degree | loading_percent
0 | -1.2729e-15 | -1.3162e-15 | 0.00165 | 1.2699e-07 | 0.00165 | 1.2699e-07 | 5.2857e-17 | 0.0023815 | 0.99998 | 149.9956 | 1 | 0 | 0.2619

## res_ext_grid
| p_mw | q_mvar
0 | 0.34663 | 0.087817

## res_load
| p_mw | q_mvar
0 | 0.0013342 | 0.00033439
1 | 0.0022561 | 0.00056543
2 | 0.00037205 | 9.3246e-05
3 | 0.0016859 | 0.00042254
4 | 0.00051577 | 0.00012926
5 | 0.001216 | 0.00030476
6 | 0.0016762 | 0.00042009
7 | 0.0033202 | 0.00083212
8 | 0.00012539 | 3.1424e-05
9 | 0.00018681 | 4.6818e-05
10 | 0.00052379 | 0.00013127
11 | 0.00029165 | 7.3095e-05
12 | 0.00027119 | 6.7966e-05
13 | 0.00031882 | 7.9905e-05
14 | 0.00081738 | 0.00020485
15 | 0.0097171 | 0.0024353
16 | 0.02293 | 0.0057467
17 | 0.011479 | 0.002877
18 | 0.0042268 | 0.0010593
19 | 0.0076167 | 0.0019089
20 | 0.0027001 | 0.0006767
21 | 0.0027776 | 0.00069614
22 | 0.0011881 | 0.00029778
23 | 0.0071099 | 0.0017819
24 | 0.014578 | 0.0036536
25 | 0.0028865 | 0.00072342
26 | 0.012062 | 0.003023
27 | 0.019952 | 0.0050005
28 | 0.010507 | 0.0026334
29 | 0.0024275 | 0.00060839
30 | 0.0029382 | 0.00073638
31 | 0.0023938 | 0.00059994
32 | 0.0012067 | 0.00030244
33 | 0.012305 | 0.0030839
34 | 0.016637 | 0.0041697
35 | 0.01013 | 0.0025388
36 | 0.0075084 | 0.0018818
37 | 0.012499 | 0.0031325
38 | 0.0029049 | 0.00072803
39 | 0.01151 | 0.0028846
40 | 0.01649 | 0.0041327
41 | 0.0042719 | 0.0010706
42 | 0.0017379 | 0.00043555
43 | 0.0020877 | 0.00052323
44 | 0.0021145 | 0.00052995
45 | 0.0018109 | 0.00045385
46 | 0.0014878 | 0.00037287
47 | 0.0016898 | 0.00042351
48 | 0.0018948 | 0.00047488
49 | 0.0016758 | 0.00042
50 | 0.0018106 | 0.00045378
51 | 0.002082 | 0.00052179
52 | 0.0023731 | 0.00059475
53 | 0.0037918 | 0.00095033
54 | 0.001801 | 0.00045136
55 | 0.0026849 | 0.00067291
56 | 0.0034503 | 0.00086472
57 | 0.0017807 | 0.00044628
58 | 0.003654 | 0.00091578
59 | 0.00043366 | 0.00010869
60 | 0.0023408 | 0.00058665
61 | 0.0020458 | 0.00051273
62 | 0.0026722 | 0.00066972
63 | 0.0021776 | 0.00054575
64 | 0.0021982 | 0.00055092
65 | 0.0035967 | 0.00090142
66 | 0.0017911 | 0.00044888
67 | 0.0074622 | 0.0018702
68 | 0.0034504 | 0.00086476
69 | 0.0017913 | 0.00044893
70 | 0.0011621 | 0.00029125
71 | 0.002075 | 0.00052003
72 | 0.0019303 | 0.00048377
73 | 0.00059057 | 0.00014801
74 | 0.002849 | 0.00071404
75 | 0.001179 | 0.00029549
76 | 0.00051024 | 0.00012788
77 | 0.0089896 | 0.002253
78 | 0.0025196 | 0.00063147
79 | 0.001781 | 0.00044635
80 | 0.0020247 | 0.00050745

## dtypes
| element | column | dtype
0 | bus | name | object
1 | bus | vn_kv | float64
2 | bus | type | object
3 | bus | zone | object
4 | bus | in_service | bool
5 | load | name | object
6 | load | bus | uint32
7 | load | p_mw | float64
8 | load | q_mvar | float64
9 | load | const_z_percent | float64
10 | load | const_i_percent | float64
11 | load | sn_mva | float64
12 | load | scaling | float64
13 | load | in_service | bool
14 | load | type | object
15 | ext_grid | name | object
16 | ext_grid | bus | uint32
17 | ext_grid | vm_pu | float64
18 | ext_grid | va_degree | float64
19 | ext_grid | slack_weight | float64
20 | ext_grid | in_service | bool
21 | line | name | object
22 | line | std_type | object
23 | line | from_bus | uint32
24 | line | to_bus | uint32
25 | line | length_km | float64
26 | line | r_ohm_per_km | float64
27 | line | x_ohm_per_km | float64
28 | line | c_nf_per_km | float64
29 | line | g_us_per_km | float64
30 | line | max_i_ka | float64
31 | line | df | float64
32 | line | parallel | uint32
33 | line | type | object
34 | line | in_service | bool
35 | trafo | name | object
36 | trafo | std_type | object
37 | trafo | hv_bus | uint32
38 | trafo | lv_bus | uint32
39 | trafo | sn_mva | float64
40 | trafo | vn_hv_kv | float64
41 | trafo | vn_lv_kv | float64
42 | trafo | vk_percent | float64
43 | trafo | vkr_percent | float64
44 | trafo | pfe_kw | float64
45 | trafo | i0_percent | float64
46 | trafo | shift_degree | float64
47 | trafo | tap_side | object
48 | trafo | tap_neutral | int32
49 | trafo | tap_min | int32
50 | trafo | tap_max | int32
51 | trafo | tap_step_percent | float64
52 | trafo | tap_step_degree | float64
53 | trafo | tap_pos | int32
54 | trafo | tap_phase_shifter | bool
55 | trafo | parallel | uint32
56 | trafo | df | float64
57 | trafo | in_service | bool
58 | line_geodata | coords | object
59 | bus_geodata | x | float64
60 | bus_geodata | y | float64
61 | bus_geodata | coords | object
62 | res_bus | vm_pu | float64
63 | res_bus | va_degree | float64
64 | res_bus | p_mw | float64
65 | res_bus | q_mvar | float64
66 | res_line | p_from_mw | float64
67 | res_line | q_from_mvar | float64
68 | res_line | p_to_mw | float64
69 | res_line | q_to_mvar | float64
70 | res_line | pl_mw | float64
71 | res_line | ql_mvar | float64
72 | res_line | i_from_ka | float64
73 | res_line | i_to_ka | float64
74 | res_line | i_ka | float64
75 | res_line | vm_from_pu | float64
76 | res_line | va_from_degree | float64
77 | res_line | vm_to_pu | float64
78 | res_line | va_to_degree | float64
79 | res_line | loading_percent | float64
80 | res_trafo | p_hv_mw | float64
81 | res_trafo | q_hv_mvar | float64
82 | res_trafo | p_lv_mw | float64
83 | res_trafo | q_lv_mvar | float64
84 | res_trafo | pl_mw | float64
85 | res_trafo | ql_mvar | float64
86 | res_trafo | i_hv_ka | float64
87 | res_trafo | i_lv_ka | float64
88 | res_trafo | vm_hv_pu | float64
89 | res_trafo | va_hv_degree | float64
90 | res_trafo | vm_lv_pu | float64
91 | res_trafo | va_lv_degree | float64
92 | res_trafo | loading_percent | float64
93 | res_ext_grid | p_mw | float64
94 | res_ext_grid | q_mvar | float64
95 | res_load | p_mw | float64
96 | res_load | q_mvar | float64

## parameters
| version | format_version | converged | OPF_converged | name | f_hz | sn_mva
0 | 2.14.6 | 2.14.0 | TRUE | FALSE |  | 50 | 1