## bus
| name | vn_kv | type | zone | in_service
0 | bus_LV_192-13_0_6_node_0 | 0.4 | n |  | TRUE
1 | bus_LV_192-13_0_6_node_2 | 0.4 | n |  | TRUE
2 | bus_LV_192-13_0_6_node_1 | 0.4 | n |  | TRUE
3 | bus_LV_192-13_0_6_node_3 | 0.4 | n |  | TRUE
4 | bus_LV_192-13_0_6_node_4 | 0.4 | n |  | TRUE
5 | bus_LV_192-13_0_6_node_5 | 0.4 | n |  | TRUE
6 | bus_LV_192-13_0_6_node_6 | 0.4 | n |  | TRUE
7 | bus_LV_192-13_0_6_node_25 | 0.4 | n |  | TRUE
8 | bus_LV_192-13_0_6_node_8 | 0.4 | n |  | TRUE
9 | bus_LV_192-13_0_6_node_26 | 0.4 | n |  | TRUE
10 | bus_LV_192-13_0_6_node_82 | 0.4 | n |  | TRUE
11 | bus_LV_192-13_0_6_node_80 | 0.4 | n |  | TRUE
12 | bus_LV_192-13_0_6_node_21 | 0.4 | n |  | TRUE
13 | bus_LV_192-13_0_6_node_24 | 0.4 | n |  | TRUE
14 | bus_LV_192-13_0_6_node_9 | 0.4 | n |  | TRUE
15 | bus_LV_192-13_0_6_node_13 | 0.4 | n |  | TRUE
16 | bus_LV_192-13_0_6_node_16 | 0.4 | n |  | TRUE
17 | bus_LV_192-13_0_6_node_14 | 0.4 | n |  | TRUE
18 | bus_LV_192-13_0_6_node_10 | 0.4 | n |  | TRUE
19 | bus_LV_192-13_0_6_node_11 | 0.4 | n |  | TRUE
20 | bus_LV_192-13_0_6_node_12 | 0.4 | n |  | TRUE
21 | bus_LV_192-13_0_6_node_19 | 0.4 | n |  | TRUE
22 | bus_LV_192-13_0_6_node_17 | 0.4 | n |  | TRUE
23 | bus_LV_192-13_0_6_node_20 | 0.4 | n |  | TRUE
24 | bus_LV_192-13_0_6_node_15 | 0.4 | n |  | TRUE
25 | bus_LV_192-13_0_6_node_34 | 0.4 | n |  | TRUE
26 | bus_LV_192-13_0_6_node_18 | 0.4 | n |  | TRUE
27 | bus_LV_192-13_0_6_node_35 | 0.4 | n |  | TRUE
28 | bus_LV_192-13_0_6_node_108 | 0.4 | n |  | TRUE
29 | bus_LV_192-13_0_6_node_22 | 0.4 | n |  | TRUE
30 | bus_LV_192-13_0_6_node_23 | 0.4 | n |  | TRUE
31 | bus_LV_192-13_0_6_node_126 | 0.4 | n |  | TRUE
32 | bus_LV_192-13_0_6_node_159 | 0.4 | n |  | TRUE
33 | bus_LV_192-13_0_6_node_125 | 0.4 | n |  | TRUE
34 | bus_LV_192-13_0_6_node_157 | 0.4 | n |  | TRUE
35 | bus_LV_192-13_0_6_node_96 | 0.4 | n |  | TRUE
36 | bus_LV_192-13_0_6_node_27 | 0.4 | n |  | TRUE
37 | bus_LV_192-13_0_6_node_28 | 0.4 | n |  | TRUE
38 | bus_LV_192-13_0_6_node_29 | 0.4 | n |  | TRUE
39 | bus_LV_192-13_0_6_node_30 | 0.4 | n |  | TRUE
40 | bus_LV_192-13_0_6_node_31 | 0.4 | n |  | TRUE
41 | bus_LV_192-13_0_6_node_42 | 0.4 | n |  | TRUE
42 | bus_LV_192-13_0_6_node_51 | 0.4 | n |  | TRUE
43 | bus_LV_192-13_0_6_node_32 | 0.4 | n |  | TRUE
44 | bus_LV_192-13_0_6_node_61 | 0.4 | n |  | TRUE
45 | bus_LV_192-13_0_6_node_33 | 0.4 | n |  | TRUE
46 | bus_LV_192-13_0_6_node_64 | 0.4 | n |  | TRUE
47 | bus_LV_192-13_0_6_node_63 | 0.4 | n |  | TRUE
48 | bus_LV_192-13_0_6_node_37 | 0.4 | n |  | TRUE
49 | bus_LV_192-13_0_6_node_83 | 0.4 | n |  | TRUE
50 | bus_LV_192-13_0_6_node_90 | 0.4 | n |  | TRUE
51 | bus_LV_192-13_0_6_node_39 | 0.4 | n |  | TRUE
52 | bus_LV_192-13_0_6_node_113 | 0.4 | n |  | TRUE
53 | bus_LV_192-13_0_6_node_139 | 0.4 | n |  | TRUE
54 | bus_LV_192-13_0_6_node_40 | 0.4 | n |  | TRUE
55 | bus_LV_192-13_0_6_node_78 | 0.4 | n |  | TRUE
56 | bus_LV_192-13_0_6_node_144 | 0.4 | n |  | TRUE
57 | bus_LV_192-13_0_6_node_140 | 0.4 | n |  | TRUE
58 | bus_LV_192-13_0_6_node_44 | 0.4 | n |  | TRUE
59 | bus_LV_192-13_0_6_node_137 | 0.4 | n |  | TRUE
60 | bus_LV_192-13_0_6_node_136 | 0.4 | n |  | TRUE
61 | bus_LV_192-13_0_6_node_45 | 0.4 | n |  | TRUE
62 | bus_LV_192-13_0_6_node_50 | 0.4 | n |  | TRUE
63 | bus_LV_192-13_0_6_node_120 | 0.4 | n |  | TRUE
64 | bus_LV_192-13_0_6_node_46 | 0.4 | n |  | TRUE
65 | bus_LV_192-13_0_6_node_47 | 0.4 | n |  | TRUE
66 | bus_LV_192-13_0_6_node_100 | 0.4 | n |  | TRUE
67 | bus_LV_192-13_0_6_node_103 | 0.4 | n |  | TRUE
68 | bus_LV_192-13_0_6_node_48 | 0.4 | n |  | TRUE
69 | bus_LV_192-13_0_6_node_148 | 0.4 | n |  | TRUE
70 | bus_LV_192-13_0_6_node_145 | 0.4 | n |  | TRUE
71 | bus_LV_192-13_0_6_node_138 | 0.4 | n |  | TRUE
72 | bus_LV_192-13_0_6_node_58 | 0.4 | n |  | TRUE
73 | bus_LV_192-13_0_6_node_59 | 0.4 | n |  | TRUE
74 | bus_LV_192-13_0_6_node_69 | 0.4 | n |  | TRUE
75 | bus_LV_192-13_0_6_node_65 | 0.4 | n |  | TRUE
76 | bus_LV_192-13_0_6_node_68 | 0.4 | n |  | TRUE
77 | bus_LV_192-13_0_6_node_66 | 0.4 | n |  | TRUE
78 | bus_LV_192-13_0_6_node_74 | 0.4 | n |  | TRUE
79 | bus_LV_192-13_0_6_node_79 | 0.4 | n |  | TRUE
80 | bus_LV_192-13_0_6_node_107 | 0.4 | n |  | TRUE
81 | bus_LV_192-13_0_6_node_93 | 0.4 | n |  | TRUE
82 | bus_LV_192-13_0_6_node_81 | 0.4 | n |  | TRUE
83 | bus_LV_192-13_0_6_node_91 | 0.4 | n |  | TRUE
84 | bus_LV_192-13_0_6_node_88 | 0.4 | n |  | TRUE
85 | bus_LV_192-13_0_6_node_87 | 0.4 | n |  | TRUE
86 | bus_LV_192-13_0_6_node_110 | 0.4 | n |  | TRUE
87 | bus_LV_192-13_0_6_node_146 | 0.4 | n |  | TRUE
88 | bus_LV_192-13_0_6_node_77 | 0.4 | n |  | TRUE
89 | bus_LV_192-13_0_6_node_161 | 0.4 | n |  | TRUE
90 | bus_LV_192-13_0_6_node_57 | 0.4 | n |  | TRUE
91 | bus_LV_192-13_0_6_node_141 | 0.4 | n |  | TRUE
92 | bus_LV_192-13_0_6_node_147 | 0.4 | n |  | TRUE
93 | bus_LV_192-13_0_6_node_104 | 0.4 | n |  | TRUE
94 | bus_LV_192-13_0_6_node_98 | 0.4 | n |  | TRUE
95 | bus_LV_192-13_0_6_node_70 | 0.4 | n |  | TRUE
96 | bus_LV_192-13_0_6_node_71 | 0.4 | n |  | TRUE
97 | bus_LV_192-13_0_6_node_114 | 0.4 | n |  | TRUE
98 | bus_LV_192-13_0_6_node_52 | 0.4 | n |  | TRUE
99 | bus_LV_192-13_0_6_node_53 | 0.4 | n |  | TRUE
100 | bus_LV_192-13_0_6_node_54 | 0.4 | n |  | TRUE
101 | bus_LV_192-13_0_6_node_55 | 0.4 | n |  | TRUE
102 | bus_LV_192-13_0_6_node_56 | 0.4 | n |  | TRUE
103 | bus_LV_192-13_0_6_node_60 | 0.4 | n |  | TRUE
104 | bus_LV_192-13_0_6_node_76 | 0.4 | n |  | TRUE
105 | bus_LV_192-13_0_6_node_62 | 0.4 | n |  | TRUE
106 | bus_LV_192-13_0_6_node_160 | 0.4 | n |  | TRUE
107 | bus_LV_192-13_0_6_node_75 | 0.4 | n |  | TRUE
108 | bus_LV_192-13_0_6_node_72 | 0.4 | n |  | TRUE
109 | bus_LV_192-13_0_6_node_84 | 0.4 | n |  | TRUE
110 | bus_LV_192-13_0_6_node_89 | 0.4 | n |  | TRUE
111 | bus_LV_192-13_0_6_node_86 | 0.4 | n |  | TRUE
112 | bus_LV_192-13_0_6_node_92 | 0.4 | n |  | TRUE
113 | bus_LV_192-13_0_6_node_94 | 0.4 | n |  | TRUE
114 | bus_LV_192-13_0_6_node_85 | 0.4 | n |  | TRUE
115 | bus_LV_192-13_0_6_node_95 | 0.4 | n |  | TRUE
116 | bus_LV_192-13_0_6_node_97 | 0.4 | n |  | TRUE
117 | bus_LV_192-13_0_6_node_99 | 0.4 | n |  | TRUE
118 | bus_LV_192-13_0_6_node_101 | 0.4 | n |  | TRUE
119 | bus_LV_192-13_0_6_node_102 | 0.4 | n |  | TRUE
120 | bus_LV_192-13_0_6_node_119 | 0.4 | n |  | TRUE
121 | bus_LV_192-13_0_6_node_143 | 0.4 | n |  | TRUE
122 | bus_LV_192-13_0_6_node_105 | 0.4 | n |  | TRUE
123 | bus_LV_192-13_0_6_node_124 | 0.4 | n |  | TRUE
124 | bus_LV_192-13_0_6_node_106 | 0.4 | n |  | TRUE
125 | bus_LV_192-13_0_6_node_109 | 0.4 | n |  | TRUE
126 | bus_LV_192-13_0_6_node_112 | 0.4 | n |  | TRUE
127 | bus_LV_192-13_0_6_node_121 | 0.4 | n |  | TRUE
128 | bus_LV_192-13_0_6_node_135 | 0.4 | n |  | TRUE
129 | bus_LV_192-13_0_6_node_115 | 0.4 | n |  | TRUE
130 | bus_LV_192-13_0_6_node_127 | 0.4 | n |  | TRUE
131 | bus_LV_192-13_0_6_node_122 | 0.4 | n |  | TRUE
132 | bus_LV_192-13_0_6_node_123 | 0.4 | n |  | TRUE
133 | bus_LV_192-13_0_6_node_128 | 0.4 | n |  | TRUE
134 | bus_LV_192-13_0_6_node_116 | 0.4 | n |  | TRUE
135 | bus_LV_192-13_0_6_node_117 | 0.4 | n |  | TRUE
136 | bus_LV_192-13_0_6_node_118 | 0.4 | n |  | TRUE
137 | bus_LV_192-13_0_6_node_129 | 0.4 | n |  | TRUE
138 | bus_LV_192-13_0_6_node_130 | 0.4 | n |  | TRUE
139 | bus_LV_192-13_0_6_node_131 | 0.4 | n |  | TRUE
140 | bus_LV_192-13_0_6_node_132 | 0.4 | n |  | TRUE
141 | bus_LV_192-13_0_6_node_133 | 0.4 | n |  | TRUE
142 | bus_LV_192-13_0_6_node_134 | 0.4 | n |  | TRUE
143 | bus_LV_192-13_0_6_node_149 | 0.4 | n |  | TRUE
144 | bus_LV_192-13_0_6_node_142 | 0.4 | n |  | TRUE
145 | bus_LV_192-13_0_6_node_153 | 0.4 | n |  | TRUE
146 | bus_LV_192-13_0_6_node_158 | 0.4 | n |  | TRUE
147 | bus_LV_192-13_0_6_node_151 | 0.4 | n |  | TRUE
148 | bus_LV_192-13_0_6_node_154 | 0.4 | n |  | TRUE
149 | bus_LV_192-13_0_6_node_155 | 0.4 | n |  | TRUE
150 | bus_LV_192-13_0_6_node_152 | 0.4 | n |  | TRUE
151 | bus_LV_192-13_0_6_node_150 | 0.4 | n |  | TRUE
152 | bus_LV_192-13_0_6_node_156 | 0.4 | n |  | TRUE
153 | bus_MV_356_0_node_61 | 20 | n |  | TRUE

## load
| name | bus | p_mw | q_mvar | const_z_percent | const_i_percent | sn_mva | scaling | in_service | type
0 | LV_192-13_0_6_load_0 | 0 | 0.0055723 | 0.0013966 | 0 | 0 |  | 1 | TRUE | wye
1 | LV_192-13_0_6_load_1 | 2 | 0.004746 | 0.0011894 | 0 | 0 |  | 1 | TRUE | wye
2 | LV_192-13_0_6_load_5 | 5 | 0.004695 | 0.0011767 | 0 | 0 |  | 1 | TRUE | wye
3 | LV_192-13_0_6_load_6 | 6 | 0.006087 | 0.0015255 | 0 | 0 |  | 1 | TRUE | wye
4 | LV_192-13_0_6_load_25 | 7 | 0.0062587 | 0.0015686 | 0 | 0 |  | 1 | TRUE | wye
5 | LV_192-13_0_6_load_8 | 8 | 0.0041573 | 0.0010419 | 0 | 0 |  | 1 | TRUE | wye
6 | LV_192-13_0_6_load_82 | 10 | 0.0022117 | 0.0005543 | 0 | 0 |  | 1 | TRUE | wye
7 | LV_192-13_0_6_load_80 | 11 | 0.0033706 | 0.00084475 | 0 | 0 |  | 1 | TRUE | wye
8 | LV_192-13_0_6_load_24 | 13 | 0.0029872 | 0.00074867 | 0 | 0 |  | 1 | TRUE | wye
9 | LV_192-13_0_6_load_16 | 16 | 0.001985 | 0.00049748 | 0 | 0 |  | 1 | TRUE | wye
10 | LV_192-13_0_6_load_14 | 17 | 0.0020321 | 0.00050929 | 0 | 0 |  | 1 | TRUE | wye
11 | LV_192-13_0_6_load_10 | 18 | 0.0019471 | 0.000488 | 0 | 0 |  | 1 | TRUE | wye
12 | LV_192-13_0_6_load_11 | 19 | 0.0031602 | 0.00079203 | 0 | 0 |  | 1 | TRUE | wye
13 | LV_192-13_0_6_load_12 | 20 | 0.002922 | 0.00073232 | 0 | 0 |  | 1 | TRUE | wye
14 | LV_192-13_0_6_load_19 | 21 | 0.0033922 | 0.00085016 | 0 | 0 |  | 1 | TRUE | wye
15 | LV_192-13_0_6_load_17 | 22 | 0.00077212 | 0.00019351 | 0 | 0 |  | 1 | TRUE | wye
16 | LV_192-13_0_6_load_18 | 26 | 0.017762 | 0.0044517 | 0 | 0 |  | 1 | TRUE | wye
17 | LV_192-13_0_6_load_22 | 29 | 0.0037626 | 0.000943 | 0 | 0 |  | 1 | TRUE | wye
18 | LV_192-13_0_6_load_23 | 30 | 0.0011858 | 0.00029719 | 0 | 0 |  | 1 | TRUE | wye
19 | LV_192-13_0_6_load_126 | 31 | 0.0073388 | 0.0018393 | 0 | 0 |  | 1 | TRUE | wye
20 | LV_192-13_0_6_load_159 | 32 | 0.0010301 | 0.00025817 | 0 | 0 |  | 1 | TRUE | wye
21 | LV_192-13_0_6_load_157 | 34 | 0.0011195 | 0.00028056 | 0 | 0 |  | 1 | TRUE | wye
22 | LV_192-13_0_6_load_96 | 35 | 0.00050953 | 0.0001277 | 0 | 0 |  | 1 | TRUE | wye
23 | LV_192-13_0_6_load_27 | 36 | 0.0043069 | 0.0010794 | 0 | 0 |  | 1 | TRUE | wye
24 | LV_192-13_0_6_load_28 | 37 | 0.0045998 | 0.0011528 | 0 | 0 |  | 1 | TRUE | wye
25 | LV_192-13_0_6_load_31 | 40 | 0.031141 | 0.0078046 | 0 | 0 |  | 1 | TRUE | wye
26 | LV_192-13_0_6_load_61 | 44 | 0.0050093 | 0.0012554 | 0 | 0 |  | 1 | TRUE | wye
27 | LV_192-13_0_6_load_63 | 47 | 0.0055047 | 0.0013796 | 0 | 0 |  | 1 | TRUE | wye
28 | LV_192-13_0_6_load_90 | 50 | 0.0018383 | 0.00046073 | 0 | 0 |  | 1 | TRUE | wye
29 | LV_192-13_0_6_load_139 | 53 | 0.0040589 | 0.0010173 | 0 | 0 |  | 1 | TRUE | wye
30 | LV_192-13_0_6_load_144 | 56 | 0.052093 | 0.013056 | 0 | 0 |  | 1 | TRUE | wye
31 | LV_192-13_0_6_load_140 | 57 | 0.0032897 | 0.00082447 | 0 | 0 |  | 1 | TRUE | wye
32 | LV_192-13_0_6_load_137 | 59 | 0.0075287 | 0.0018869 | 0 | 0 |  | 1 | TRUE | wye
33 | LV_192-13_0_6_load_136 | 60 | 0.012587 | 0.0031547 | 0 | 0 |  | 1 | TRUE | wye
34 | LV_192-13_0_6_load_120 | 63 | 0.011969 | 0.0029997 | 0 | 0 |  | 1 | TRUE | wye
35 | LV_192-13_0_6_load_103 | 67 | 0.01473 | 0.0036916 | 0 | 0 |  | 1 | TRUE | wye
36 | LV_192-13_0_6_load_148 | 69 | 0.0085379 | 0.0021398 | 0 | 0 |  | 1 | TRUE | wye
37 | LV_192-13_0_6_load_145 | 70 | 0.019308 | 0.0048391 | 0 | 0 |  | 1 | TRUE | wye
38 | LV_192-13_0_6_load_138 | 71 | 0.0099297 | 0.0024886 | 0 | 0 |  | 1 | TRUE | wye
39 | LV_192-13_0_6_load_69 | 74 | 0.0065104 | 0.0016317 | 0 | 0 |  | 1 | TRUE | wye
40 | LV_192-13_0_6_load_68 | 76 | 0.0038873 | 0.00097424 | 0 | 0 |  | 1 | TRUE | wye
41 | LV_192-13_0_6_load_74 | 78 | 0.0072128 | 0.0018077 | 0 | 0 |  | 1 | TRUE | wye
42 | LV_192-13_0_6_load_79 | 79 | 0.0054984 | 0.001378 | 0 | 0 |  | 1 | TRUE | wye
43 | LV_192-13_0_6_load_107 | 80 | 0.0057467 | 0.0014402 | 0 | 0 |  | 1 | TRUE | wye
44 | LV_192-13_0_6_load_93 | 81 | 0.0022262 | 0.00055795 | 0 | 0 |  | 1 | TRUE | wye
45 | LV_192-13_0_6_load_88 | 84 | 0.0019124 | 0.00047928 | 0 | 0 |  | 1 | TRUE | wye
46 | LV_192-13_0_6_load_87 | 85 | 0.0019124 | 0.00047928 | 0 | 0 |  | 1 | TRUE | wye
47 | LV_192-13_0_6_load_77 | 88 | 0.00546 | 0.0013684 | 0 | 0 |  | 1 | TRUE | wye
48 | LV_192-13_0_6_load_161 | 89 | 0.0097949 | 0.0024548 | 0 | 0 |  | 1 | TRUE | wye
49 | LV_192-13_0_6_load_141 | 91 | 0.0023178 | 0.0005809 | 0 | 0 |  | 1 | TRUE | wye
50 | LV_192-13_0_6_load_147 | 92 | 0.0091415 | 0.0022911 | 0 | 0 |  | 1 | TRUE | wye
51 | LV_192-13_0_6_load_104 | 93 | 0.005481 | 0.0013737 | 0 | 0 |  | 1 | TRUE | wye
52 | LV_192-13_0_6_load_70 | 95 | 0.011132 | 0.0027898 | 0 | 0 |  | 1 | TRUE | wye
53 | LV_192-13_0_6_load_52 | 98 | 0.0046646 | 0.001169 | 0 | 0 |  | 1 | TRUE | wye
54 | LV_192-13_0_6_load_55 | 101 | 0.0083994 | 0.0021051 | 0 | 0 |  | 1 | TRUE | wye
55 | LV_192-13_0_6_load_60 | 103 | 0.0082951 | 0.0020789 | 0 | 0 |  | 1 | TRUE | wye
56 | LV_192-13_0_6_load_76 | 104 | 0.017281 | 0.004331 | 0 | 0 |  | 1 | TRUE | wye
57 | LV_192-13_0_6_load_62 | 105 | 0.0020481 | 0.0005133 | 0 | 0 |  | 1 | TRUE | wye
58 | LV_192-13_0_6_load_160 | 106 | 0.010198 | 0.0025559 | 0 | 0 |  | 1 | TRUE | wye
59 | LV_192-13_0_6_load_75 | 107 | 0.010775 | 0.0027004 | 0 | 0 |  | 1 | TRUE | wye
60 | LV_192-13_0_6_load_72 | 108 | 0.012281 | 0.0030779 | 0 | 0 |  | 1 | TRUE | wye
61 | LV_192-13_0_6_load_89 | 110 | 0.0021246 | 0.00053247 | 0 | 0 |  | 1 | TRUE | wye
62 | LV_192-13_0_6_load_86 | 111 | 0.0016298 | 0.00040846 | 0 | 0 |  | 1 | TRUE | wye
63 | LV_192-13_0_6_load_92 | 112 | 0.0020548 | 0.00051498 | 0 | 0 |  | 1 | TRUE | wye
64 | LV_192-13_0_6_load_94 | 113 | 0.002124 | 0.00053233 | 0 | 0 |  | 1 | TRUE | wye
65 | LV_192-13_0_6_load_85 | 114 | 0.0019113 | 0.00047901 | 0 | 0 |  | 1 | TRUE | wye
66 | LV_192-13_0_6_load_95 | 115 | 0.0023007 | 0.00057661 | 0 | 0 |  | 1 | TRUE | wye
67 | LV_192-13_0_6_load_97 | 116 | 0.011313 | 0.0028352 | 0 | 0 |  | 1 | TRUE | wye
68 | LV_192-13_0_6_load_99 | 117 | 0.0013666 | 0.00034251 | 0 | 0 |  | 1 | TRUE | wye
69 | LV_192-13_0_6_load_101 | 118 | 0.0061642 | 0.0015449 | 0 | 0 |  | 1 | TRUE | wye
70 | LV_192-13_0_6_load_119 | 120 | 0.0056692 | 0.0014208 | 0 | 0 |  | 1 | TRUE | wye
71 | LV_192-13_0_6_load_143 | 121 | 0.0010554 | 0.0002645 | 0 | 0 |  | 1 | TRUE | wye
72 | LV_192-13_0_6_load_105 | 122 | 0.0048262 | 0.0012095 | 0 | 0 |  | 1 | TRUE | wye
73 | LV_192-13_0_6_load_124 | 123 | 0.0053139 | 0.0013318 | 0 | 0 |  | 1 | TRUE | wye
74 | LV_192-13_0_6_load_106 | 124 | 0.020319 | 0.0050924 | 0 | 0 |  | 1 | TRUE | wye
75 | LV_192-13_0_6_load_109 | 125 | 0.01719 | 0.0043083 | 0 | 0 |  | 1 | TRUE | wye
76 | LV_192-13_0_6_load_112 | 126 | 0.0016807 | 0.00042122 | 0 | 0 |  | 1 | TRUE | wye
77 | LV_192-13_0_6_load_135 | 128 | 0.0086606 | 0.0021706 | 0 | 0 |  | 1 | TRUE | wye
78 | LV_192-13_0_6_load_115 | 129 | 0.014633 | 0.0036673 | 0 | 0 |  | 1 | TRUE | wye
79 | LV_192-13_0_6_load_122 | 131 | 0.0016447 | 0.00041219 | 0 | 0 |  | 1 | TRUE | wye
80 | LV_192-13_0_6_load_123 | 132 | 0.0017282 | 0.00043313 | 0 | 0 |  | 1 | TRUE | wye
81 | LV_192-13_0_6_load_128 | 133 | 0.010818 | 0.0027111 | 0 | 0 |  | 1 | TRUE | wye
82 | LV_192-13_0_6_load_116 | 134 | 0.0036453 | 0.0009136 | 0 | 0 |  | 1 | TRUE | wye
83 | LV_192-13_0_6_load_117 | 135 | 0.0061404 | 0.0015389 | 0 | 0 |  | 1 | TRUE | wye
84 | LV_192-13_0_6_load_118 | 136 | 0.0035039 | 0.00087815 | 0 | 0 |  | 1 | TRUE | wye
85 | LV_192-13_0_6_load_129 | 137 | 0.0024266 | 0.00060815 | 0 | 0 |  | 1 | TRUE | wye
86 | LV_192-13_0_6_load_130 | 138 | 0.0011021 | 0.00027621 | 0 | 0 |  | 1 | TRUE | wye
87 | LV_192-13_0_6_load_132 | 140 | 0.0036518 | 0.00091522 | 0 | 0 |  | 1 | TRUE | wye
88 | LV_192-13_0_6_load_133 | 141 | 0.0011308 | 0.00028341 | 0 | 0 |  | 1 | TRUE | wye
89 | LV_192-13_0_6_load_134 | 142 | 0.0012899 | 0.00032329 | 0 | 0 |  | 1 | TRUE | wye
90 | LV_192-13_0_6_load_149 | 143 | 0.0032155 | 0.00080587 | 0 | 0 |  | 1 | TRUE | wye
91 | LV_192-13_0_6_load_142 | 144 | 0.0027594 | 0.00069158 | 0 | 0 |  | 1 | TRUE | wye
92 | LV_192-13_0_6_load_158 | 146 | 0.0010725 | 0.00026879 | 0 | 0 |  | 1 | TRUE | wye
93 | LV_192-13_0_6_load_155 | 149 | 0.0041341 | 0.0010361 | 0 | 0 |  | 1 | TRUE | wye
94 | LV_192-13_0_6_load_152 | 150 | 0.0011612 | 0.00029104 | 0 | 0 |  | 1 | TRUE | wye
95 | LV_192-13_0_6_load_150 | 151 | 0.0012977 | 0.00032522 | 0 | 0 |  | 1 | TRUE | wye
96 | LV_192-13_0_6_load_156 | 152 | 0.004492 | 0.0011258 | 0 | 0 |  | 1 | TRUE | wye

## ext_grid
| name | bus | vm_pu | va_degree | slack_weight | in_service
0 |  | 140 | 1 | 0 | 1 | TRUE

## line
| name | std_type | from_bus | to_bus | length_km | r_ohm_per_km | x_ohm_per_km | c_nf_per_km | g_us_per_km | max_i_ka | df | parallel | type | in_service
0 | LV_192-13_0_6_line_0 |  | 0 | 1 | 0.019812 | 0.125 | 0.08 | 261 | 0 | 0.364 | 1 | 1 | cs | TRUE
1 | LV_192-13_0_6_line_1 |  | 1 | 4 | 0.09232 | 0.125 | 0.08 | 261 | 0 | 0.364 | 1 | 1 | cs | TRUE
2 | LV_192-13_0_6_line_2 |  | 1 | 5 | 0.034524 | 0.125 | 0.08 | 261 | 0 | 0.364 | 1 | 1 | cs | TRUE
3 | LV_192-13_0_6_line_3 |  | 2 | 3 | 0.018639 | 0.125 | 0.08 | 261 | 0 | 0.364 | 1 | 1 | cs | TRUE
4 | LV_192-13_0_6_line_4 |  | 3 | 6 | 0.018729 | 0.125 | 0.08 | 261 | 0 | 0.364 | 1 | 1 | cs | TRUE
5 | LV_192-13_0_6_line_5 |  | 4 | 7 | 0.025162 | 0.125 | 0.08 | 261 | 0 | 0.364 | 1 | 1 | cs | TRUE
6 | LV_192-13_0_6_line_6 |  | 5 | 8 | 0.017873 | 0.125 | 0.08 | 261 | 0 | 0.364 | 1 | 2 | cs | TRUE
7 | LV_192-13_0_6_line_7 |  | 6 | 8 | 0.019858 | 0.125 | 0.08 | 261 | 0 | 0.364 | 1 | 1 | cs | TRUE
8 | LV_192-13_0_6_line_8 |  | 7 | 13 | 0.022982 | 0.125 | 0.08 | 261 | 0 | 0.364 | 1 | 1 | cs | TRUE
9 | LV_192-13_0_6_line_9 |  | 8 | 14 | 0.028545 | 0.125 | 0.08 | 261 | 0 | 0.364 | 1 | 5 | cs | TRUE
10 | LV_192-13_0_6_line_10 |  | 9 | 10 | 0.053103 | 0.125 | 0.08 | 261 | 0 | 0.364 | 1 | 1 | cs | TRUE
11 | LV_192-13_0_6_line_11 |  | 9 | 11 | 0.062047 | 0.125 | 0.08 | 261 | 0 | 0.364 | 1 | 1 | cs | TRUE
12 | LV_192-13_0_6_line_12 |  | 9 | 12 | 0.025456 | 0.125 | 0.08 | 261 | 0 | 0.364 | 1 | 1 | cs | TRUE
13 | LV_192-13_0_6_line_13 |  | 10 | 35 | 0.0024585 | 0.125 | 0.08 | 261 | 0 | 0.364 | 1 | 1 | cs | TRUE
14 | LV_192-13_0_6_line_14 |  | 12 | 13 | 0.023336 | 0.125 | 0.08 | 261 | 0 | 0.364 | 1 | 1 | cs | TRUE
15 | LV_192-13_0_6_line_15 |  | 14 | 19 | 0.01848 | 0.125 | 0.08 | 261 | 0 | 0.364 | 1 | 5 | cs | TRUE
16 | LV_192-13_0_6_line_16 |  | 14 | 20 | 0.030206 | 0.125 | 0.08 | 261 | 0 | 0.364 | 1 | 1 | cs | TRUE
17 | LV_192-13_0_6_line_17 |  | 14 | 18 | 0.021648 | 0.125 | 0.08 | 261 | 0 | 0.364 | 1 | 1 | cs | TRUE
18 | LV_192-13_0_6_line_18 |  | 15 | 16 | 0.018194 | 0.125 | 0.08 | 261 | 0 | 0.364 | 1 | 1 | cs | TRUE
19 | LV_192-13_0_6_line_19 |  | 15 | 17 | 0.010496 | 0.125 | 0.08 | 261 | 0 | 0.364 | 1 | 1 | cs | TRUE
20 | LV_192-13_0_6_line_20 |  | 16 | 25 | 0.039192 | 0.125 | 0.08 | 261 | 0 | 0.364 | 1 | 1 | cs | TRUE
21 | LV_192-13_0_6_line_21 |  | 17 | 24 | 0.033486 | 0.125 | 0.08 | 261 | 0 | 0.364 | 1 | 1 | cs | TRUE
22 | LV_192-13_0_6_line_22 |  | 19 | 21 | 0.00026301 | 0.125 | 0.08 | 261 | 0 | 0.364 | 1 | 5 | cs | TRUE
23 | LV_192-13_0_6_line_23 |  | 20 | 22 | 0.01902 | 0.125 | 0.08 | 261 | 0 | 0.364 | 1 | 1 | cs | TRUE
24 | LV_192-13_0_6_line_24 |  | 21 | 23 | 0.019019 | 0.125 | 0.08 | 261 | 0 | 0.364 | 1 | 5 | cs | TRUE
25 | LV_192-13_0_6_line_25 |  | 22 | 24 | 0.0058145 | 0.125 | 0.08 | 261 | 0 | 0.364 | 1 | 1 | cs | TRUE
26 | LV_192-13_0_6_line_26 |  | 23 | 29 | 0.018146 | 0.125 | 0.08 | 261 | 0 | 0.364 | 1 | 5 | cs | TRUE
27 | LV_192-13_0_6_line_27 |  | 23 | 30 | 0.055202 | 0.125 | 0.08 | 261 | 0 | 0.364 | 1 | 5 | cs | TRUE
28 | LV_192-13_0_6_line_28 |  | 25 | 28 | 0.060377 | 0.125 | 0.08 | 261 | 0 | 0.364 | 1 | 1 | cs | TRUE
29 | LV_192-13_0_6_line_29 |  | 25 | 27 | 0.040825 | 0.125 | 0.08 | 261 | 0 | 0.364 | 1 | 1 | cs | TRUE
30 | LV_192-13_0_6_line_30 |  | 26 | 27 | 0.00072897 | 0.125 | 0.08 | 261 | 0 | 0.364 | 1 | 1 | cs | TRUE
31 | LV_192-13_0_6_line_31 |  | 28 | 80 | 0.12444 | 0.125 | 0.08 | 261 | 0 | 0.364 | 1 | 1 | cs | TRUE
32 | LV_192-13_0_6_line_32 |  | 29 | 31 | 0.0032873 | 0.125 | 0.08 | 261 | 0 | 0.364 | 1 | 5 | cs | TRUE
33 | LV_192-13_0_6_line_33 |  | 30 | 32 | 0.018917 | 0.125 | 0.08 | 261 | 0 | 0.364 | 1 | 5 | cs | TRUE
34 | LV_192-13_0_6_line_34 |  | 31 | 33 | 0.014079 | 0.125 | 0.08 | 261 | 0 | 0.364 | 1 | 5 | cs | TRUE
35 | LV_192-13_0_6_line_35 |  | 32 | 34 | 0.00098138 | 0.125 | 0.08 | 261 | 0 | 0.364 | 1 | 5 | cs | TRUE
36 | LV_192-13_0_6_line_36 |  | 33 | 123 | 0.021821 | 0.125 | 0.08 | 261 | 0 | 0.364 | 1 | 1 | cs | TRUE
37 | LV_192-13_0_6_line_37 |  | 33 | 119 | 0.006559 | 0.125 | 0.08 | 261 | 0 | 0.364 | 1 | 5 | cs | TRUE
38 | LV_192-13_0_6_line_38 |  | 34 | 146 | 0.012488 | 0.125 | 0.08 | 261 | 0 | 0.364 | 1 | 5 | cs | TRUE
39 | LV_192-13_0_6_line_39 |  | 35 | 112 | 0.0016931 | 0.125 | 0.08 | 261 | 0 | 0.364 | 1 | 1 | cs | TRUE
40 | LV_192-13_0_6_line_40 |  | 36 | 37 | 0.0060048 | 0.125 | 0.08 | 261 | 0 | 0.364 | 1 | 5 | cs | TRUE
41 | LV_192-13_0_6_line_41 |  | 36 | 38 | 0.062397 | 0.125 | 0.08 | 261 | 0 | 0.364 | 1 | 5 | cs | TRUE
42 | LV_192-13_0_6_line_42 |  | 37 | 39 | 0.036878 | 0.125 | 0.08 | 261 | 0 | 0.364 | 1 | 5 | cs | TRUE
43 | LV_192-13_0_6_line_43 |  | 38 | 40 | 0.019027 | 0.125 | 0.08 | 261 | 0 | 0.364 | 1 | 5 | cs | TRUE
44 | LV_192-13_0_6_line_44 |  | 39 | 41 | 0.02886 | 0.125 | 0.08 | 261 | 0 | 0.364 | 1 | 5 | cs | TRUE
45 | LV_192-13_0_6_line_45 |  | 40 | 42 | 0.0041138 | 0.125 | 0.08 | 261 | 0 | 0.364 | 1 | 5 | cs | TRUE
46 | LV_192-13_0_6_line_46 |  | 41 | 57 | 0.027624 | 0.125 | 0.08 | 261 | 0 | 0.364 | 1 | 5 | cs | TRUE
47 | LV_192-13_0_6_line_47 |  | 42 | 72 | 0.018072 | 0.125 | 0.08 | 261 | 0 | 0.364 | 1 | 1 | cs | TRUE
48 | LV_192-13_0_6_line_48 |  | 42 | 43 | 0.034031 | 0.125 | 0.08 | 261 | 0 | 0.364 | 1 | 5 | cs | TRUE
49 | LV_192-13_0_6_line_49 |  | 43 | 44 | 0.01637 | 0.125 | 0.08 | 261 | 0 | 0.364 | 1 | 5 | cs | TRUE
50 | LV_192-13_0_6_line_50 |  | 44 | 73 | 0.017823 | 0.125 | 0.08 | 261 | 0 | 0.364 | 1 | 5 | cs | TRUE
51 | LV_192-13_0_6_line_51 |  | 45 | 46 | 0.081792 | 0.125 | 0.08 | 261 | 0 | 0.364 | 1 | 1 | cs | TRUE
52 | LV_192-13_0_6_line_52 |  | 45 | 47 | 0.025523 | 0.125 | 0.08 | 261 | 0 | 0.364 | 1 | 1 | cs | TRUE
53 | LV_192-13_0_6_line_53 |  | 46 | 74 | 0.016967 | 0.125 | 0.08 | 261 | 0 | 0.364 | 1 | 1 | cs | TRUE
54 | LV_192-13_0_6_line_54 |  | 48 | 49 | 0.01978 | 0.125 | 0.08 | 261 | 0 | 0.364 | 1 | 1 | cs | TRUE
55 | LV_192-13_0_6_line_55 |  | 48 | 50 | 0.027668 | 0.125 | 0.08 | 261 | 0 | 0.364 | 1 | 1 | cs | TRUE
56 | LV_192-13_0_6_line_56 |  | 49 | 81 | 0.020352 | 0.125 | 0.08 | 261 | 0 | 0.364 | 1 | 1 | cs | TRUE
57 | LV_192-13_0_6_line_57 |  | 49 | 82 | 0.13826 | 0.125 | 0.08 | 261 | 0 | 0.364 | 1 | 1 | cs | TRUE
58 | LV_192-13_0_6_line_58 |  | 50 | 83 | 0.037116 | 0.125 | 0.08 | 261 | 0 | 0.364 | 1 | 1 | cs | TRUE
59 | LV_192-13_0_6_line_59 |  | 51 | 52 | 0.021648 | 0.125 | 0.08 | 261 | 0 | 0.364 | 1 | 1 | cs | TRUE
60 | LV_192-13_0_6_line_60 |  | 51 | 53 | 0.04513 | 0.125 | 0.08 | 261 | 0 | 0.364 | 1 | 1 | cs | TRUE
61 | LV_192-13_0_6_line_61 |  | 52 | 59 | 0.016542 | 0.125 | 0.08 | 261 | 0 | 0.364 | 1 | 1 | cs | TRUE
62 | LV_192-13_0_6_line_62 |  | 52 | 86 | 0.027282 | 0.125 | 0.08 | 261 | 0 | 0.364 | 1 | 1 | cs | TRUE
63 | LV_192-13_0_6_line_63 |  | 54 | 55 | 0.067372 | 0.125 | 0.08 | 261 | 0 | 0.364 | 1 | 1 | cs | TRUE
64 | LV_192-13_0_6_line_64 |  | 54 | 56 | 0.010983 | 0.125 | 0.08 | 261 | 0 | 0.364 | 1 | 1 | cs | TRUE
65 | LV_192-13_0_6_line_65 |  | 55 | 87 | 0.015677 | 0.125 | 0.08 | 261 | 0 | 0.364 | 1 | 1 | cs | TRUE
66 | LV_192-13_0_6_line_66 |  | 55 | 88 | 0.048497 | 0.125 | 0.08 | 261 | 0 | 0.364 | 1 | 2 | cs | TRUE
67 | LV_192-13_0_6_line_67 |  | 57 | 91 | 0.021273 | 0.125 | 0.08 | 261 | 0 | 0.364 | 1 | 5 | cs | TRUE
68 | LV_192-13_0_6_line_68 |  | 58 | 59 | 0.019533 | 0.125 | 0.08 | 261 | 0 | 0.364 | 1 | 1 | cs | TRUE
69 | LV_192-13_0_6_line_69 |  | 58 | 60 | 0.016673 | 0.125 | 0.08 | 261 | 0 | 0.364 | 1 | 1 | cs | TRUE
70 | LV_192-13_0_6_line_70 |  | 60 | 62 | 0.014097 | 0.125 | 0.08 | 261 | 0 | 0.364 | 1 | 1 | cs | TRUE
71 | LV_192-13_0_6_line_71 |  | 61 | 62 | 0.10347 | 0.125 | 0.08 | 261 | 0 | 0.364 | 1 | 2 | cs | TRUE
72 | LV_192-13_0_6_line_72 |  | 61 | 63 | 0.021679 | 0.125 | 0.08 | 261 | 0 | 0.364 | 1 | 2 | cs | TRUE
73 | LV_192-13_0_6_line_73 |  | 62 | 71 | 0.014622 | 0.125 | 0.08 | 261 | 0 | 0.364 | 1 | 1 | cs | TRUE
74 | LV_192-13_0_6_line_74 |  | 63 | 64 | 0.0098415 | 0.125 | 0.08 | 261 | 0 | 0.364 | 1 | 5 | cs | TRUE
75 | LV_192-13_0_6_line_75 |  | 64 | 65 | 0.012453 | 0.125 | 0.08 | 261 | 0 | 0.364 | 1 | 1 | cs | TRUE
76 | LV_192-13_0_6_line_76 |  | 64 | 66 | 0.033878 | 0.125 | 0.08 | 261 | 0 | 0.364 | 1 | 5 | cs | TRUE
77 | LV_192-13_0_6_line_77 |  | 65 | 67 | 0.022598 | 0.125 | 0.08 | 261 | 0 | 0.364 | 1 | 1 | cs | TRUE
78 | LV_192-13_0_6_line_78 |  | 66 | 93 | 0.01329 | 0.125 | 0.08 | 261 | 0 | 0.364 | 1 | 1 | cs | TRUE
79 | LV_192-13_0_6_line_79 |  | 66 | 94 | 0.027007 | 0.125 | 0.08 | 261 | 0 | 0.364 | 1 | 5 | cs | TRUE
80 | LV_192-13_0_6_line_80 |  | 68 | 69 | 0.0051686 | 0.125 | 0.08 | 261 | 0 | 0.364 | 1 | 1 | cs | TRUE
81 | LV_192-13_0_6_line_81 |  | 68 | 70 | 0.031016 | 0.125 | 0.08 | 261 | 0 | 0.364 | 1 | 1 | cs | TRUE
82 | LV_192-13_0_6_line_82 |  | 70 | 87 | 0.029703 | 0.125 | 0.08 | 261 | 0 | 0.364 | 1 | 1 | cs | TRUE
83 | LV_192-13_0_6_line_83 |  | 71 | 97 | 0.030592 | 0.125 | 0.08 | 261 | 0 | 0.364 | 1 | 1 | cs | TRUE
84 | LV_192-13_0_6_line_84 |  | 72 | 90 | 0.036147 | 0.125 | 0.08 | 261 | 0 | 0.364 | 1 | 1 | cs | TRUE
85 | LV_192-13_0_6_line_85 |  | 73 | 105 | 0.03571 | 0.125 | 0.08 | 261 | 0 | 0.364 | 1 | 1 | cs | TRUE
86 | LV_192-13_0_6_line_86 |  | 73 | 100 | 0.028586 | 0.125 | 0.08 | 261 | 0 | 0.364 | 1 | 5 | cs | TRUE
87 | LV_192-13_0_6_line_87 |  | 74 | 75 | 0.011479 | 0.125 | 0.08 | 261 | 0 | 0.364 | 1 | 1 | cs | TRUE
88 | LV_192-13_0_6_line_88 |  | 75 | 76 | 0.015359 | 0.125 | 0.08 | 261 | 0 | 0.364 | 1 | 1 | cs | TRUE
89 | LV_192-13_0_6_line_89 |  | 76 | 101 | 0.03407 | 0.125 | 0.08 | 261 | 0 | 0.364 | 1 | 1 | cs | TRUE
90 | LV_192-13_0_6_line_90 |  | 77 | 78 | 0.051734 | 0.125 | 0.08 | 261 | 0 | 0.364 | 1 | 1 | cs | TRUE
91 | LV_192-13_0_6_line_91 |  | 77 | 79 | 0.018278 | 0.125 | 0.08 | 261 | 0 | 0.364 | 1 | 1 | cs | TRUE
92 | LV_192-13_0_6_line_92 |  | 78 | 108 | 0.024959 | 0.125 | 0.08 | 261 | 0 | 0.364 | 1 | 1 | cs | TRUE
93 | LV_192-13_0_6_line_93 |  | 79 | 102 | 0.024759 | 0.125 | 0.08 | 261 | 0 | 0.364 | 1 | 1 | cs | TRUE
94 | LV_192-13_0_6_line_94 |  | 80 | 124 | 0.10914 | 0.125 | 0.08 | 261 | 0 | 0.364 | 1 | 1 | cs | TRUE
95 | LV_192-13_0_6_line_95 |  | 82 | 109 | 0.14611 | 0.125 | 0.08 | 261 | 0 | 0.364 | 1 | 1 | cs | TRUE
96 | LV_192-13_0_6_line_96 |  | 83 | 112 | 0.021124 | 0.125 | 0.08 | 261 | 0 | 0.364 | 1 | 1 | cs | TRUE
97 | LV_192-13_0_6_line_97 |  | 84 | 85 | 0.0042346 | 0.125 | 0.08 | 261 | 0 | 0.364 | 1 | 1 | cs | TRUE
98 | LV_192-13_0_6_line_98 |  | 85 | 114 | 0.0056713 | 0.125 | 0.08 | 261 | 0 | 0.364 | 1 | 1 | cs | TRUE
99 | LV_192-13_0_6_line_99 |  | 86 | 126 | 0.018893 | 0.125 | 0.08 | 261 | 0 | 0.364 | 1 | 1 | cs | TRUE
100 | LV_192-13_0_6_line_100 |  | 86 | 125 | 0.031148 | 0.125 | 0.08 | 261 | 0 | 0.364 | 1 | 1 | cs | TRUE
101 | LV_192-13_0_6_line_101 |  | 87 | 92 | 0.064313 | 0.125 | 0.08 | 261 | 0 | 0.364 | 1 | 1 | cs | TRUE
102 | LV_192-13_0_6_line_102 |  | 88 | 107 | 0.012311 | 0.125 | 0.08 | 261 | 0 | 0.364 | 1 | 5 | cs | TRUE
103 | LV_192-13_0_6_line_103 |  | 89 | 90 | 0.027871 | 0.125 | 0.08 | 261 | 0 | 0.364 | 1 | 1 | cs | TRUE
104 | LV_192-13_0_6_line_104 |  | 91 | 144 | 0.0096255 | 0.125 | 0.08 | 261 | 0 | 0.364 | 1 | 5 | cs | TRUE
105 | LV_192-13_0_6_line_105 |  | 93 | 122 | 0.018608 | 0.125 | 0.08 | 261 | 0 | 0.364 | 1 | 1 | cs | TRUE
106 | LV_192-13_0_6_line_106 |  | 94 | 118 | 0.018312 | 0.125 | 0.08 | 261 | 0 | 0.364 | 1 | 1 | cs | TRUE
107 | LV_192-13_0_6_line_107 |  | 94 | 119 | 0.019862 | 0.125 | 0.08 | 261 | 0 | 0.364 | 1 | 5 | cs | TRUE
108 | LV_192-13_0_6_line_108 |  | 94 | 116 | 0.025932 | 0.125 | 0.08 | 261 | 0 | 0.364 | 1 | 1 | cs | TRUE
109 | LV_192-13_0_6_line_109 |  | 95 | 96 | 0.0045353 | 0.125 | 0.08 | 261 | 0 | 0.364 | 1 | 1 | cs | TRUE
110 | LV_192-13_0_6_line_110 |  | 96 | 108 | 0.023117 | 0.125 | 0.08 | 261 | 0 | 0.364 | 1 | 1 | cs | TRUE
111 | LV_192-13_0_6_line_111 |  | 97 | 128 | 0.0015532 | 0.125 | 0.08 | 261 | 0 | 0.364 | 1 | 1 | cs | TRUE
112 | LV_192-13_0_6_line_112 |  | 98 | 99 | 0.014835 | 0.125 | 0.08 | 261 | 0 | 0.364 | 1 | 5 | cs | TRUE
113 | LV_192-13_0_6_line_113 |  | 98 | 100 | 0.011565 | 0.125 | 0.08 | 261 | 0 | 0.364 | 1 | 5 | cs | TRUE
114 | LV_192-13_0_6_line_114 |  | 99 | 101 | 0.0034697 | 0.125 | 0.08 | 261 | 0 | 0.364 | 1 | 1 | cs | TRUE
115 | LV_192-13_0_6_line_115 |  | 99 | 102 | 0.030562 | 0.125 | 0.08 | 261 | 0 | 0.364 | 1 | 5 | cs | TRUE
116 | LV_192-13_0_6_line_116 |  | 100 | 103 | 0.022175 | 0.125 | 0.08 | 261 | 0 | 0.364 | 1 | 1 | cs | TRUE
117 | LV_192-13_0_6_line_117 |  | 102 | 104 | 0.019856 | 0.125 | 0.08 | 261 | 0 | 0.364 | 1 | 5 | cs | TRUE
118 | LV_192-13_0_6_line_118 |  | 103 | 106 | 2.7885e-05 | 0.125 | 0.08 | 261 | 0 | 0.364 | 1 | 1 | cs | TRUE
119 | LV_192-13_0_6_line_119 |  | 104 | 107 | 0.010002 | 0.125 | 0.08 | 261 | 0 | 0.364 | 1 | 5 | cs | TRUE
120 | LV_192-13_0_6_line_120 |  | 109 | 110 | 0.11092 | 0.125 | 0.08 | 261 | 0 | 0.364 | 1 | 1 | cs | TRUE
121 | LV_192-13_0_6_line_121 |  | 109 | 111 | 0.10588 | 0.125 | 0.08 | 261 | 0 | 0.364 | 1 | 1 | cs | TRUE
122 | LV_192-13_0_6_line_122 |  | 110 | 113 | 0.0075606 | 0.125 | 0.08 | 261 | 0 | 0.364 | 1 | 1 | cs | TRUE
123 | LV_192-13_0_6_line_123 |  | 111 | 114 | 0.017989 | 0.125 | 0.08 | 261 | 0 | 0.364 | 1 | 1 | cs | TRUE
124 | LV_192-13_0_6_line_124 |  | 113 | 115 | 0.029635 | 0.125 | 0.08 | 261 | 0 | 0.364 | 1 | 1 | cs | TRUE
125 | LV_192-13_0_6_line_125 |  | 116 | 117 | 0.016933 | 0.125 | 0.08 | 261 | 0 | 0.364 | 1 | 1 | cs | TRUE
126 | LV_192-13_0_6_line_126 |  | 118 | 120 | 0.021448 | 0.125 | 0.08 | 261 | 0 | 0.364 | 1 | 1 | cs | TRUE
127 | LV_192-13_0_6_line_127 |  | 119 | 121 | 0.019029 | 0.125 | 0.08 | 261 | 0 | 0.364 | 1 | 1 | cs | TRUE
128 | LV_192-13_0_6_line_128 |  | 123 | 136 | 0.0098844 | 0.125 | 0.08 | 261 | 0 | 0.364 | 1 | 1 | cs | TRUE
129 | LV_192-13_0_6_line_129 |  | 126 | 127 | 0.0065186 | 0.125 | 0.08 | 261 | 0 | 0.364 | 1 | 1 | cs | TRUE
130 | LV_192-13_0_6_line_130 |  | 127 | 131 | 0.021312 | 0.125 | 0.08 | 261 | 0 | 0.364 | 1 | 1 | cs | TRUE
131 | LV_192-13_0_6_line_131 |  | 127 | 132 | 0.011621 | 0.125 | 0.08 | 261 | 0 | 0.364 | 1 | 1 | cs | TRUE
132 | LV_192-13_0_6_line_132 |  | 128 | 133 | 0.028769 | 0.125 | 0.08 | 261 | 0 | 0.364 | 1 | 1 | cs | TRUE
133 | LV_192-13_0_6_line_133 |  | 129 | 130 | 0.030136 | 0.125 | 0.08 | 261 | 0 | 0.364 | 1 | 1 | cs | TRUE
134 | LV_192-13_0_6_line_134 |  | 130 | 133 | 0.0011935 | 0.125 | 0.08 | 261 | 0 | 0.364 | 1 | 1 | cs | TRUE
135 | LV_192-13_0_6_line_135 |  | 134 | 135 | 0.0029653 | 0.125 | 0.08 | 261 | 0 | 0.364 | 1 | 1 | cs | TRUE
136 | LV_192-13_0_6_line_136 |  | 135 | 136 | 0.015409 | 0.125 | 0.08 | 261 | 0 | 0.364 | 1 | 1 | cs | TRUE
137 | LV_192-13_0_6_line_137 |  | 137 | 138 | 0.00053876 | 0.125 | 0.08 | 261 | 0 | 0.364 | 1 | 5 | cs | TRUE
138 | LV_192-13_0_6_line_138 |  | 137 | 139 | 0.015959 | 0.125 | 0.08 | 261 | 0 | 0.364 | 1 | 5 | cs | TRUE
139 | LV_192-13_0_6_line_139 |  | 138 | 140 | 0.017456 | 0.125 | 0.08 | 261 | 0 | 0.364 | 1 | 5 | cs | TRUE
140 | LV_192-13_0_6_line_140 |  | 139 | 141 | 0.0048974 | 0.125 | 0.08 | 261 | 0 | 0.364 | 1 | 5 | cs | TRUE
141 | LV_192-13_0_6_line_141 |  | 139 | 142 | 0.015918 | 0.125 | 0.08 | 261 | 0 | 0.364 | 1 | 5 | cs | TRUE
142 | LV_192-13_0_6_line_142 |  | 140 | 143 | 0.019343 | 0.125 | 0.08 | 261 | 0 | 0.364 | 1 | 1 | cs | TRUE
143 | LV_192-13_0_6_line_143 |  | 141 | 144 | 0.028864 | 0.125 | 0.08 | 261 | 0 | 0.364 | 1 | 5 | cs | TRUE
144 | LV_192-13_0_6_line_144 |  | 142 | 145 | 0.017764 | 0.125 | 0.08 | 261 | 0 | 0.364 | 1 | 5 | cs | TRUE
145 | LV_192-13_0_6_line_145 |  | 145 | 146 | 0.019926 | 0.125 | 0.08 | 261 | 0 | 0.364 | 1 | 5 | cs | TRUE
146 | LV_192-13_0_6_line_146 |  | 145 | 147 | 0.018286 | 0.125 | 0.08 | 261 | 0 | 0.364 | 1 | 1 | cs | TRUE
147 | LV_192-13_0_6_line_147 |  | 147 | 150 | 0.017604 | 0.125 | 0.08 | 261 | 0 | 0.364 | 1 | 1 | cs | TRUE
148 | LV_192-13_0_6_line_148 |  | 147 | 151 | 0.011488 | 0.125 | 0.08 | 261 | 0 | 0.364 | 1 | 1 | cs | TRUE
149 | LV_192-13_0_6_line_149 |  | 148 | 149 | 0.00017 | 0.125 | 0.08 | 261 | 0 | 0.364 | 1 | 1 | cs | TRUE
150 | LV_192-13_0_6_line_150 |  | 148 | 150 | 0.019889 | 0.125 | 0.08 | 261 | 0 | 0.364 | 1 | 1 | cs | TRUE
151 | LV_192-13_0_6_line_151 |  | 149 | 152 | 0.025006 | 0.125 | 0.08 | 261 | 0 | 0.364 | 1 | 1 | cs | TRUE

## trafo
| name | std_type | hv_bus | lv_bus | sn_mva | vn_hv_kv | vn_lv_kv | vk_percent | vkr_percent | pfe_kw | i0_percent | shift_degree | tap_side | tap_neutral | tap_min | tap_max | tap_step_percent | tap_step_degree | tap_pos | tap_phase_shifter | parallel | df | in_service
0 | LV_192-13_0_6_trafo_132 | 0.63 MVA 20/0.4 kV | 153 | 140 | 0.63 | 20 | 0.4 | 6 | 1.206 | 1.65 | 0.2619 | 150 | hv | 0 | -2 | 2 | 2.5 | 0 | 0 | FALSE | 1 | 1 | TRUE

## line_geodata
| x0 | y0 | x1 | y1 | x2 | y2 | x3 | y3 | x4 | y4 | x5 | y5 | x6 | y6 | x7 | y7 | x8 | y8
0 | 2694551.3026 | 1240225.015 | 2694569.156 | 1240233.6036
1 | 2694551.3026 | 1240225.015 | 2694533.3705 | 1240258.699 | 2694527.5823 | 1240263.1212 | 2694523.6389 | 1240274.2223 | 2694520.7851 | 1240288.6209 | 2694514.3422 | 1240308.0328
2 | 2694551.3026 | 1240225.015 | 2694565.9486 | 1240193.7519
3 | 2694608.3596 | 1240194.1787 | 2694600.3959 | 1240211.0312
4 | 2694608.3596 | 1240194.1787 | 2694591.4546 | 1240186.1157
5 | 2694514.3422 | 1240308.0328 | 2694503.1513 | 1240301.2274 | 2694493.8007 | 1240293.6045
6 | 2694573.5309 | 1240177.567 | 2694565.9486 | 1240193.7519
7 | 2694573.5309 | 1240177.567 | 2694591.4546 | 1240186.1157
8 | 2694493.8007 | 1240293.6045 | 2694479.043 | 1240281.5735 | 2694475.8562 | 1240279.2542
9 | 2694585.6436 | 1240151.7073 | 2694573.5309 | 1240177.567
10 | 2694438.6465 | 1240291.6605 | 2694421.5579 | 1240299.4835 | 2694393.9607 | 1240309.4298 | 2694388.9945 | 1240309.7012
11 | 2694438.6465 | 1240291.6605 | 2694432.3248 | 1240305.8483 | 2694423.4115 | 1240342.2115 | 2694431.1891 | 1240346.888
12 | 2694438.6465 | 1240291.6605 | 2694454.454 | 1240271.6749
13 | 2694386.5397 | 1240309.8354 | 2694388.9945 | 1240309.7012
14 | 2694454.454 | 1240271.6749 | 2694468.374 | 1240273.8091 | 2694475.8562 | 1240279.2542
15 | 2694585.6436 | 1240151.7073 | 2694568.7518 | 1240144.2116
16 | 2694585.6436 | 1240151.7073 | 2694598.4572 | 1240124.3537
17 | 2694585.6436 | 1240151.7073 | 2694605.3549 | 1240160.6564
18 | 2694642.3983 | 1240122.3343 | 2694650.1974 | 1240105.8962
19 | 2694642.3983 | 1240122.3343 | 2694632.8236 | 1240118.034
20 | 2694666.9971 | 1240070.4878 | 2694650.1974 | 1240105.8962
21 | 2694608.9921 | 1240101.8644 | 2694635.1204 | 1240113.9231 | 2694632.8236 | 1240118.034
22 | 2694568.7518 | 1240144.2116 | 2694568.5114 | 1240144.105
23 | 2694598.4572 | 1240124.3537 | 2694606.5256 | 1240107.1298
24 | 2694551.1267 | 1240136.3906 | 2694568.5114 | 1240144.105
25 | 2694608.9921 | 1240101.8644 | 2694606.5256 | 1240107.1298
26 | 2694551.1267 | 1240136.3906 | 2694535.1929 | 1240127.7082 | 2694535.1929 | 1240127.7082
27 | 2694551.1267 | 1240136.3906 | 2694561.6308 | 1240112.2732 | 2694568.4789 | 1240093.0902 | 2694569.2062 | 1240084.5934
28 | 2694713.2458 | 1240109.4433 | 2694690.359 | 1240090.9645 | 2694666.9971 | 1240070.4878
29 | 2694636.2953 | 1240043.5783 | 2694658.3596 | 1240062.9111 | 2694666.9971 | 1240070.4878
30 | 2694635.9861 | 1240044.2384 | 2694636.2953 | 1240043.5783
31 | 2694713.2458 | 1240109.4433 | 2694737.7826 | 1240129.2606 | 2694741.8374 | 1240136.7865 | 2694739.5586 | 1240144.5003 | 2694692.5023 | 1240204.5692
32 | 2694532.6491 | 1240125.626 | 2694535.1929 | 1240127.7082
33 | 2694569.2062 | 1240084.5934 | 2694570.1983 | 1240073.0027 | 2694569.2591 | 1240065.7797
34 | 2694521.7542 | 1240116.7082 | 2694532.6491 | 1240125.626
35 | 2694569.1325 | 1240064.8065 | 2694569.2591 | 1240065.7797
36 | 2694521.7542 | 1240116.7082 | 2694508.0557 | 1240133.6934
37 | 2694516.6698 | 1240112.5464 | 2694521.7542 | 1240116.7082
38 | 2694569.1325 | 1240064.8065 | 2694568.9653 | 1240063.5204 | 2694566.4491 | 1240052.6157
39 | 2694386.5397 | 1240309.8354 | 2694384.8491 | 1240309.9278
40 | 2694563.1924 | 1239849.5736 | 2694563.0366 | 1239855.5763
41 | 2694581.6052 | 1239794.8773 | 2694576.3409 | 1239798.1959 | 2694566.6693 | 1239806.5814 | 2694564.0769 | 1239815.4801 | 2694563.1924 | 1239849.5736
42 | 2694562.2603 | 1239892.4418 | 2694562.497 | 1239888.0312 | 2694562.5667 | 1239873.6883 | 2694563.0366 | 1239855.5763
43 | 2694581.6052 | 1239794.8773 | 2694588.3691 | 1239777.0929
44 | 2694550.7201 | 1239917.9548 | 2694558.7638 | 1239905.3846 | 2694562.8344 | 1239897.2323 | 2694562.2603 | 1239892.4418
45 | 2694589.8315 | 1239773.2478 | 2694588.3691 | 1239777.0929
46 | 2694550.7201 | 1239917.9548 | 2694568.6671 | 1239938.9547
47 | 2694589.8315 | 1239773.2478 | 2694576.0968 | 1239785.0378
48 | 2694620.6374 | 1239766.2223 | 2694615.3326 | 1239770.6521 | 2694610.4019 | 1239774.8656 | 2694589.8315 | 1239773.2478
49 | 2694620.6374 | 1239766.2223 | 2694620.4748 | 1239761.2382 | 2694625.5925 | 1239751.0706
50 | 2694633.6057 | 1239735.1503 | 2694625.5925 | 1239751.0706
51 | 2694667.0278 | 1239653.7669 | 2694697.8128 | 1239666.5784 | 2694705.1323 | 1239665.7835 | 2694707.2342 | 1239668.2077 | 2694699.8082 | 1239678.5191 | 2694693.9616 | 1239687.0322 | 2694692.7614 | 1239691.6165 | 2694695.9365 | 1239701.2076
52 | 2694695.9365 | 1239701.2076 | 2694694.1696 | 1239707.6509 | 2694683.7434 | 1239723.3454
53 | 2694667.0278 | 1239653.7669 | 2694650.0734 | 1239653.1244
54 | 2694323.8761 | 1240352.5481 | 2694325.9458 | 1240372.2179
55 | 2694323.8761 | 1240352.5481 | 2694328.7772 | 1240343.497 | 2694331.078 | 1240330.0792 | 2694332.7175 | 1240326.6936
56 | 2694325.9458 | 1240372.2179 | 2694337.5011 | 1240363.7174 | 2694340.6396 | 1240358.5953
57 | 2694321.2038 | 1240510.1676 | 2694320.6566 | 1240471.8081 | 2694325.8743 | 1240409.5334 | 2694326.958 | 1240381.8078 | 2694325.9458 | 1240372.2179
58 | 2694363.7836 | 1240311.3516 | 2694348.2135 | 1240313.5836 | 2694336.2078 | 1240319.4861 | 2694332.7175 | 1240326.6936
59 | 2694350.0374 | 1240187.9523 | 2694331.9706 | 1240175.9452
60 | 2694331.9706 | 1240175.9452 | 2694318.967 | 1240189.8935 | 2694319.6136 | 1240193.9401 | 2694322.0807 | 1240198.1268 | 2694333.8046 | 1240210.579
61 | 2694350.0374 | 1240187.9523 | 2694361.6571 | 1240176.1792
62 | 2694350.0374 | 1240187.9523 | 2694370.3182 | 1240206.2661
63 | 2694510.565 | 1239768.3709 | 2694514.867 | 1239765.1592 | 2694524.7812 | 1239753.4082 | 2694542.9774 | 1239721.7522 | 2694547.7346 | 1239712.7657
64 | 2694510.565 | 1239768.3709 | 2694500.8567 | 1239763.2345
65 | 2694533.2403 | 1239707.6644 | 2694538.3358 | 1239707.8235 | 2694547.7346 | 1239712.7657
66 | 2694547.7346 | 1239712.7657 | 2694566.3193 | 1239677.6244 | 2694570.4285 | 1239669.9063
67 | 2694568.6671 | 1239938.9547 | 2694569.9883 | 1239940.5006 | 2694575.0197 | 1239949.4096 | 2694576.6711 | 1239958.2648
68 | 2694374.7244 | 1240161.7696 | 2694372.922 | 1240164.7654 | 2694361.6571 | 1240176.1792
69 | 2694374.7244 | 1240161.7696 | 2694380.1078 | 1240152.8374 | 2694385.4387 | 1240149.5864
70 | 2694399.5309 | 1240149.9552 | 2694385.4387 | 1240149.5864
71 | 2694421.3301 | 1240064.7717 | 2694389.613 | 1240099.2375 | 2694399.2889 | 1240107.6421 | 2694402.7832 | 1240111.4449 | 2694399.5309 | 1240149.9552
72 | 2694421.3301 | 1240064.7717 | 2694437.7933 | 1240078.8759
73 | 2694399.5309 | 1240149.9552 | 2694405.4127 | 1240150.1044 | 2694414.0101 | 1240151.6645
74 | 2694445.2671 | 1240085.2788 | 2694437.7933 | 1240078.8759
75 | 2694445.2671 | 1240085.2788 | 2694450.6139 | 1240078.6589 | 2694453.5751 | 1240081.2635
76 | 2694471.3599 | 1240100.0605 | 2694467.9939 | 1240099.1285 | 2694458.8928 | 1240091.2 | 2694455.8999 | 1240094.3881 | 2694445.2671 | 1240085.2788
77 | 2694453.5751 | 1240081.2635 | 2694468.4936 | 1240064.2897
78 | 2694471.3599 | 1240100.0605 | 2694463.2198 | 1240110.5657
79 | 2694471.3599 | 1240100.0605 | 2694497.4675 | 1240107.2591
80 | 2694499.8387 | 1239667.7364 | 2694502.4077 | 1239663.2514
81 | 2694499.8387 | 1239667.7364 | 2694514.3983 | 1239675.3961 | 2694516.5648 | 1239679.4669 | 2694525.2688 | 1239684.2946
82 | 2694533.2403 | 1239707.6644 | 2694527.2037 | 1239704.8551 | 2694521.7717 | 1239694.9502 | 2694521.6814 | 1239691.6018 | 2694525.502 | 1239684.424 | 2694525.2688 | 1239684.2946
83 | 2694439.1072 | 1240168.6429 | 2694436.5701 | 1240167.902 | 2694425.5153 | 1240161.5548 | 2694418.9217 | 1240155.2786 | 2694414.0101 | 1240151.6645
84 | 2694553.3536 | 1239796.3618 | 2694562.682 | 1239777.7076 | 2694570.0822 | 1239781.8062 | 2694573.0728 | 1239783.5218 | 2694576.0968 | 1239785.0378
85 | 2694633.6057 | 1239735.1503 | 2694639.6427 | 1239720.3799 | 2694639.3196 | 1239713.1361 | 2694645.2364 | 1239702.111
86 | 2694607.9561 | 1239722.3765 | 2694612.7438 | 1239724.7656 | 2694620.5182 | 1239728.6368 | 2694622.1316 | 1239729.4409 | 2694633.6057 | 1239735.1503
87 | 2694639.1606 | 1239649.5974 | 2694649.7999 | 1239653.114 | 2694650.0734 | 1239653.1244
88 | 2694639.1606 | 1239649.5974 | 2694636.0197 | 1239654.929 | 2694632.8481 | 1239663.5344
89 | 2694632.8481 | 1239663.5344 | 2694626.3269 | 1239681.2275 | 2694620.5837 | 1239695.315
90 | 2694628.841 | 1239647.3757 | 2694583.2614 | 1239622.6533
91 | 2694628.841 | 1239647.3757 | 2694620.9034 | 1239663.8405
92 | 2694583.2614 | 1239622.6533 | 2694561.6627 | 1239610.1461
93 | 2694608.8629 | 1239685.4301 | 2694615.8397 | 1239674.3441 | 2694620.9034 | 1239663.8405
94 | 2694614.8612 | 1240280.9845 | 2694629.9765 | 1240268.5564 | 2694656.8334 | 1240243.8994 | 2694689.7297 | 1240208.1084 | 2694692.5023 | 1240204.5692
95 | 2694258.7821 | 1240405.3203 | 2694240.9672 | 1240422.7172 | 2694267.9802 | 1240439.97 | 2694287.8236 | 1240458.1653 | 2694295.677 | 1240467.0077 | 2694306.6134 | 1240482.682 | 2694314.9994 | 1240501.785 | 2694321.2038 | 1240510.1676
96 | 2694363.7836 | 1240311.3516 | 2694366.8537 | 1240310.9112 | 2694384.8491 | 1240309.9278
97 | 2694253.4419 | 1240281.7445 | 2694257.5286 | 1240282.8537 | 2694257.5286 | 1240282.8537
98 | 2694261.7496 | 1240286.6414 | 2694257.5286 | 1240282.8537
99 | 2694370.3182 | 1240206.2661 | 2694369.6015 | 1240207.5779 | 2694369.5661 | 1240209.8012 | 2694378.8131 | 1240221.8333
100 | 2694370.3182 | 1240206.2661 | 2694370.9649 | 1240205.0755 | 2694382.8189 | 1240193.0327 | 2694387.5373 | 1240189.7719 | 2694394.5558 | 1240188.3602
101 | 2694533.2403 | 1239707.6644 | 2694523.1588 | 1239726.1066 | 2694521.2211 | 1239725.2417 | 2694519.7086 | 1239728.0753 | 2694509.7947 | 1239723.1805 | 2694508.4206 | 1239725.8718 | 2694501.0685 | 1239722.5523 | 2694498.327 | 1239719.4397 | 2694487.7674 | 1239714.4749
102 | 2694582.148 | 1239672.0946 | 2694582.148 | 1239672.0946 | 2694574.1089 | 1239669.1644 | 2694570.4285 | 1239669.9063
103 | 2694553.3536 | 1239796.3618 | 2694543.5893 | 1239814.3641 | 2694540.0653 | 1239820.8614
104 | 2694576.6711 | 1239958.2648 | 2694576.6711 | 1239958.2648 | 2694575.2336 | 1239967.7823 | 2694575.2336 | 1239967.7823
105 | 2694463.2198 | 1240110.5657 | 2694451.8226 | 1240125.2745
106 | 2694497.4675 | 1240107.2591 | 2694486.2477 | 1240121.7317
107 | 2694516.6698 | 1240112.5464 | 2694497.4675 | 1240107.2591
108 | 2694497.4675 | 1240107.2591 | 2694493.6949 | 1240096.7134 | 2694497.9766 | 1240082.6174
109 | 2694541.6575 | 1239598.5618 | 2694537.6825 | 1239596.3782
110 | 2694541.6575 | 1239598.5618 | 2694561.6627 | 1239610.1461
111 | 2694439.1072 | 1240168.6429 | 2694440.5965 | 1240169.0836
112 | 2694619.2738 | 1239698.5279 | 2694616.113 | 1239705.5828 | 2694613.0091 | 1239711.9734
113 | 2694607.9561 | 1239722.3765 | 2694613.0091 | 1239711.9734
114 | 2694619.2738 | 1239698.5279 | 2694620.5837 | 1239695.315
115 | 2694608.8629 | 1239685.4301 | 2694603.5281 | 1239695.0634 | 2694608.9773 | 1239697.7077 | 2694610.6818 | 1239694.2212 | 2694611.2296 | 1239694.4968 | 2694613.2779 | 1239695.5413 | 2694615.8665 | 1239696.8502 | 2694617.8772 | 1239697.883 | 2694619.2738 | 1239698.5279
116 | 2694607.9561 | 1239722.3765 | 2694597.9058 | 1239742.1437
117 | 2694608.8629 | 1239685.4301 | 2694591.0973 | 1239676.5619
118 | 2694597.9058 | 1239742.1437 | 2694597.8931 | 1239742.1685
119 | 2694582.148 | 1239672.0946 | 2694591.0973 | 1239676.5619
120 | 2694258.7821 | 1240405.3203 | 2694265.4665 | 1240407.3057 | 2694271.3634 | 1240406.9658 | 2694294.9914 | 1240388.3271 | 2694299.7298 | 1240320.545
121 | 2694258.7821 | 1240405.3203 | 2694264.569 | 1240391.9133 | 2694267.3553 | 1240380.7715 | 2694272.4491 | 1240306.7528 | 2694270.8365 | 1240301.3866
122 | 2694300.257 | 1240313.0028 | 2694299.7298 | 1240320.545
123 | 2694261.7496 | 1240286.6414 | 2694268.1247 | 1240292.3623 | 2694270.8365 | 1240301.3866
124 | 2694300.257 | 1240313.0028 | 2694301.2954 | 1240298.1489 | 2694300.1351 | 1240287.8784 | 2694298.0905 | 1240283.9722
125 | 2694502.8981 | 1240066.4151 | 2694497.9766 | 1240082.6174
126 | 2694486.2477 | 1240121.7317 | 2694473.1068 | 1240138.6826
127 | 2694516.6698 | 1240112.5464 | 2694521.8078 | 1240094.2241
128 | 2694508.0557 | 1240133.6934 | 2694501.8505 | 1240141.3873
129 | 2694382.7853 | 1240227.0019 | 2694378.8131 | 1240221.8333
130 | 2694382.7853 | 1240227.0019 | 2694391.1268 | 1240225.6224 | 2694398.235 | 1240225.224 | 2694404.0036 | 1240225.8272
131 | 2694382.7853 | 1240227.0019 | 2694374.0697 | 1240234.6881
132 | 2694464.4102 | 1240184.8444 | 2694451.8462 | 1240177.0407 | 2694443.4357 | 1240169.9238 | 2694440.5965 | 1240169.0836
133 | 2694465.4241 | 1240185.4741 | 2694455.2699 | 1240197.6216 | 2694442.418 | 1240203.9009
134 | 2694465.4241 | 1240185.4741 | 2694464.4102 | 1240184.8444
135 | 2694490.3155 | 1240155.69 | 2694492.177 | 1240153.3818
136 | 2694492.177 | 1240153.3818 | 2694501.8505 | 1240141.3873
137 | 2694549.3213 | 1239995.4736 | 2694549.8392 | 1239995.6218
138 | 2694565.1823 | 1240000.0129 | 2694549.8392 | 1239995.6218
139 | 2694549.3213 | 1239995.4736 | 2694533.2134 | 1239990.8636 | 2694532.704 | 1239991.3461
140 | 2694565.1823 | 1240000.0129 | 2694566.6403 | 1239995.3375
141 | 2694565.1823 | 1240000.0129 | 2694561.9283 | 1240012.4592 | 2694561.7599 | 1240015.5077
142 | 2694532.704 | 1239991.3461 | 2694518.6604 | 1240004.6471
143 | 2694575.2336 | 1239967.7823 | 2694566.6403 | 1239995.3375
144 | 2694561.8013 | 1240033.2393 | 2694561.2479 | 1240024.7797 | 2694561.7599 | 1240015.5077
145 | 2694561.8013 | 1240033.2393 | 2694565.7746 | 1240049.6926 | 2694566.4491 | 1240052.6157
146 | 2694561.8013 | 1240033.2393 | 2694551.7893 | 1240034.5364 | 2694543.5888 | 1240033.6941
147 | 2694543.5888 | 1240033.6941 | 2694540.4239 | 1240034.8556 | 2694526.7807 | 1240030.8026
148 | 2694543.5888 | 1240033.6941 | 2694532.6845 | 1240030.0776
149 | 2694507.6679 | 1240025.302 | 2694507.7154 | 1240025.1388
150 | 2694507.7154 | 1240025.1388 | 2694526.7807 | 1240030.8026
151 | 2694497.3898 | 1240043.2769 | 2694502.0268 | 1240044.6628 | 2694507.6679 | 1240025.302

## bus_geodata
| x | y | coords
0 | 2694569.156 | 1240233.6036
1 | 2694551.3026 | 1240225.015
2 | 2694600.3959 | 1240211.0312
3 | 2694608.3596 | 1240194.1787
4 | 2694514.3422 | 1240308.0328
5 | 2694565.9486 | 1240193.7519
6 | 2694591.4546 | 1240186.1157
7 | 2694493.8007 | 1240293.6045
8 | 2694573.5309 | 1240177.567
9 | 2694438.6465 | 1240291.6605
10 | 2694388.9945 | 1240309.7012
11 | 2694431.1891 | 1240346.888
12 | 2694454.454 | 1240271.6749
13 | 2694475.8562 | 1240279.2542
14 | 2694585.6436 | 1240151.7073
15 | 2694642.3983 | 1240122.3343
16 | 2694650.1974 | 1240105.8962
17 | 2694632.8236 | 1240118.034
18 | 2694605.3549 | 1240160.6564
19 | 2694568.7518 | 1240144.2116
20 | 2694598.4572 | 1240124.3537
21 | 2694568.5114 | 1240144.105
22 | 2694606.5256 | 1240107.1298
23 | 2694551.1267 | 1240136.3906
24 | 2694608.9921 | 1240101.8644
25 | 2694666.9971 | 1240070.4878
26 | 2694635.9861 | 1240044.2384
27 | 2694636.2953 | 1240043.5783
28 | 2694713.2458 | 1240109.4433
29 | 2694535.1929 | 1240127.7082
30 | 2694569.2062 | 1240084.5934
31 | 2694532.6491 | 1240125.626
32 | 2694569.2591 | 1240065.7797
33 | 2694521.7542 | 1240116.7082
34 | 2694569.1325 | 1240064.8065
35 | 2694386.5397 | 1240309.8354
36 | 2694563.1924 | 1239849.5736
37 | 2694563.0366 | 1239855.5763
38 | 2694581.6052 | 1239794.8773
39 | 2694562.2603 | 1239892.4418
40 | 2694588.3691 | 1239777.0929
41 | 2694550.7201 | 1239917.9548
42 | 2694589.8315 | 1239773.2478
43 | 2694620.6374 | 1239766.2223
44 | 2694625.5925 | 1239751.0706
45 | 2694695.9365 | 1239701.2076
46 | 2694667.0278 | 1239653.7669
47 | 2694683.7434 | 1239723.3454
48 | 2694323.8761 | 1240352.5481
49 | 2694325.9458 | 1240372.2179
50 | 2694332.7175 | 1240326.6936
51 | 2694331.9706 | 1240175.9452
52 | 2694350.0374 | 1240187.9523
53 | 2694333.8046 | 1240210.579
54 | 2694510.565 | 1239768.3709
55 | 2694547.7346 | 1239712.7657
56 | 2694500.8567 | 1239763.2345
57 | 2694568.6671 | 1239938.9547
58 | 2694374.7244 | 1240161.7696
59 | 2694361.6571 | 1240176.1792
60 | 2694385.4387 | 1240149.5864
61 | 2694421.3301 | 1240064.7717
62 | 2694399.5309 | 1240149.9552
63 | 2694437.7933 | 1240078.8759
64 | 2694445.2671 | 1240085.2788
65 | 2694453.5751 | 1240081.2635
66 | 2694471.3599 | 1240100.0605
67 | 2694468.4936 | 1240064.2897
68 | 2694499.8387 | 1239667.7364
69 | 2694502.4077 | 1239663.2514
70 | 2694525.2688 | 1239684.2946
71 | 2694414.0101 | 1240151.6645
72 | 2694576.0968 | 1239785.0378
73 | 2694633.6057 | 1239735.1503
74 | 2694650.0734 | 1239653.1244
75 | 2694639.1606 | 1239649.5974
76 | 2694632.8481 | 1239663.5344
77 | 2694628.841 | 1239647.3757
78 | 2694583.2614 | 1239622.6533
79 | 2694620.9034 | 1239663.8405
80 | 2694692.5023 | 1240204.5692
81 | 2694340.6396 | 1240358.5953
82 | 2694321.2038 | 1240510.1676
83 | 2694363.7836 | 1240311.3516
84 | 2694253.4419 | 1240281.7445
85 | 2694257.5286 | 1240282.8537
86 | 2694370.3182 | 1240206.2661
87 | 2694533.2403 | 1239707.6644
88 | 2694570.4285 | 1239669.9063
89 | 2694540.0653 | 1239820.8614
90 | 2694553.3536 | 1239796.3618
91 | 2694576.6711 | 1239958.2648
92 | 2694487.7674 | 1239714.4749
93 | 2694463.2198 | 1240110.5657
94 | 2694497.4675 | 1240107.2591
95 | 2694537.6825 | 1239596.3782
96 | 2694541.6575 | 1239598.5618
97 | 2694439.1072 | 1240168.6429
98 | 2694613.0091 | 1239711.9734
99 | 2694619.2738 | 1239698.5279
100 | 2694607.9561 | 1239722.3765
101 | 2694620.5837 | 1239695.315
102 | 2694608.8629 | 1239685.4301
103 | 2694597.9058 | 1239742.1437
104 | 2694591.0973 | 1239676.5619
105 | 2694645.2364 | 1239702.111
106 | 2694597.8931 | 1239742.1685
107 | 2694582.148 | 1239672.0946
108 | 2694561.6627 | 1239610.1461
109 | 2694258.7821 | 1240405.3203
110 | 2694299.7298 | 1240320.545
111 | 2694270.8365 | 1240301.3866
112 | 2694384.8491 | 1240309.9278
113 | 2694300.257 | 1240313.0028
114 | 2694261.7496 | 1240286.6414
115 | 2694298.0905 | 1240283.9722
116 | 2694497.9766 | 1240082.6174
117 | 2694502.8981 | 1240066.4151
118 | 2694486.2477 | 1240121.7317
119 | 2694516.6698 | 1240112.5464
120 | 2694473.1068 | 1240138.6826
121 | 2694521.8078 | 1240094.2241
122 | 2694451.8225 | 1240125.2745
123 | 2694508.0557 | 1240133.6934
124 | 2694614.8612 | 1240280.9845
125 | 2694394.5558 | 1240188.3602
126 | 2694378.8131 | 1240221.8333
127 | 2694382.7853 | 1240227.0019
128 | 2694440.5965 | 1240169.0836
129 | 2694442.418 | 1240203.9009
130 | 2694465.4241 | 1240185.4741
131 | 2694404.0036 | 1240225.8272
132 | 2694374.0697 | 1240234.6881
133 | 2694464.4102 | 1240184.8444
134 | 2694490.3155 | 1240155.69
135 | 2694492.177 | 1240153.3818
136 | 2694501.8505 | 1240141.3873
137 | 2694549.8392 | 1239995.6218
138 | 2694549.3213 | 1239995.4736
139 | 2694565.1823 | 1240000.0129
140 | 2694532.704 | 1239991.3461
141 | 2694566.6403 | 1239995.3375
142 | 2694561.7599 | 1240015.5077
143 | 2694518.6604 | 1240004.6471
144 | 2694575.2336 | 1239967.7823
145 | 2694561.8013 | 1240033.2393
146 | 2694566.4491 | 1240052.6157
147 | 2694543.5888 | 1240033.6941
148 | 2694507.7154 | 1240025.1388
149 | 2694507.6679 | 1240025.302
150 | 2694526.7807 | 1240030.8026
151 | 2694532.6845 | 1240030.0776
152 | 2694497.3898 | 1240043.2769
153 | 2694565.1823 | 1240000.0129

## line_std_types
| c_nf_per_km | r_ohm_per_km | x_ohm_per_km | max_i_ka | type | q_mm2 | alpha | voltage_rating
NAYY 4x50 SE | 210 | 0.642 | 0.083 | 0.142 | cs | 50 | 0.00403 | LV
NAYY 4x120 SE | 264 | 0.225 | 0.08 | 0.242 | cs | 120 | 0.00403 | LV
NAYY 4x150 SE | 261 | 0.208 | 0.08 | 0.27 | cs | 150 | 0.00403 | LV
NA2XS2Y 1x95 RM/25 12/20 kV | 216 | 0.313 | 0.132 | 0.252 | cs | 95 | 0.00403 | MV
NA2XS2Y 1x185 RM/25 12/20 kV | 273 | 0.161 | 0.117 | 0.362 | cs | 185 | 0.00403 | MV
NA2XS2Y 1x240 RM/25 12/20 kV | 304 | 0.122 | 0.112 | 0.421 | cs | 240 | 0.00403 | MV
NA2XS2Y 1x95 RM/25 6/10 kV | 315 | 0.313 | 0.123 | 0.249 | cs | 95 | 0.00403 | MV
NA2XS2Y 1x185 RM/25 6/10 kV | 406 | 0.161 | 0.11 | 0.358 | cs | 185 | 0.00403 | MV
NA2XS2Y 1x240 RM/25 6/10 kV | 456 | 0.122 | 0.105 | 0.416 | cs | 240 | 0.00403 | MV
NA2XS2Y 1x150 RM/25 12/20 kV | 250 | 0.206 | 0.116 | 0.319 | cs | 150 | 0.00403 | MV
NA2XS2Y 1x120 RM/25 12/20 kV | 230 | 0.253 | 0.119 | 0.283 | cs | 120 | 0.00403 | MV
NA2XS2Y 1x70 RM/25 12/20 kV | 190 | 0.443 | 0.132 | 0.22 | cs | 70 | 0.00403 | MV
NA2XS2Y 1x150 RM/25 6/10 kV | 360 | 0.206 | 0.11 | 0.315 | cs | 150 | 0.00403 | MV
NA2XS2Y 1x120 RM/25 6/10 kV | 340 | 0.253 | 0.113 | 0.28 | cs | 120 | 0.00403 | MV
NA2XS2Y 1x70 RM/25 6/10 kV | 280 | 0.443 | 0.123 | 0.217 | cs | 70 | 0.00403 | MV
N2XS(FL)2Y 1x120 RM/35 64/110 kV | 112 | 0.153 | 0.166 | 0.366 | cs | 120 | 0.00393 | HV
N2XS(FL)2Y 1x185 RM/35 64/110 kV | 125 | 0.099 | 0.156 | 0.457 | cs | 185 | 0.00393 | HV
N2XS(FL)2Y 1x240 RM/35 64/110 kV | 135 | 0.075 | 0.149 | 0.526 | cs | 240 | 0.00393 | HV
N2XS(FL)2Y 1x300 RM/35 64/110 kV | 144 | 0.06 | 0.144 | 0.588 | cs | 300 | 0.00393 | HV
15-AL1/3-ST1A 0.4 | 11 | 1.8769 | 0.35 | 0.105 | ol | 16 | 0.00403 | LV
24-AL1/4-ST1A 0.4 | 11.25 | 1.2012 | 0.335 | 0.14 | ol | 24 | 0.00403 | LV
48-AL1/8-ST1A 0.4 | 12.2 | 0.5939 | 0.3 | 0.21 | ol | 48 | 0.00403 | LV
94-AL1/15-ST1A 0.4 | 13.2 | 0.306 | 0.29 | 0.35 | ol | 94 | 0.00403 | LV
34-AL1/6-ST1A 10.0 | 9.7 | 0.8342 | 0.36 | 0.17 | ol | 34 | 0.00403 | MV
48-AL1/8-ST1A 10.0 | 10.1 | 0.5939 | 0.35 | 0.21 | ol | 48 | 0.00403 | MV
70-AL1/11-ST1A 10.0 | 10.4 | 0.4132 | 0.339 | 0.29 | ol | 70 | 0.00403 | MV
94-AL1/15-ST1A 10.0 | 10.75 | 0.306 | 0.33 | 0.35 | ol | 94 | 0.00403 | MV
122-AL1/20-ST1A 10.0 | 11.1 | 0.2376 | 0.323 | 0.41 | ol | 122 | 0.00403 | MV
149-AL1/24-ST1A 10.0 | 11.25 | 0.194 | 0.315 | 0.47 | ol | 149 | 0.00403 | MV
34-AL1/6-ST1A 20.0 | 9.15 | 0.8342 | 0.382 | 0.17 | ol | 34 | 0.00403 | MV
48-AL1/8-ST1A 20.0 | 9.5 | 0.5939 | 0.372 | 0.21 | ol | 48 | 0.00403 | MV
70-AL1/11-ST1A 20.0 | 9.7 | 0.4132 | 0.36 | 0.29 | ol | 70 | 0.00403 | MV
94-AL1/15-ST1A 20.0 | 10 | 0.306 | 0.35 | 0.35 | ol | 94 | 0.00403 | MV
122-AL1/20-ST1A 20.0 | 10.3 | 0.2376 | 0.344 | 0.41 | ol | 122 | 0.00403 | MV
149-AL1/24-ST1A 20.0 | 10.5 | 0.194 | 0.337 | 0.47 | ol | 149 | 0.00403 | MV
184-AL1/30-ST1A 20.0 | 10.75 | 0.1571 | 0.33 | 0.535 | ol | 184 | 0.00403 | MV
243-AL1/39-ST1A 20.0 | 11 | 0.1188 | 0.32 | 0.645 | ol | 243 | 0.00403 | MV
48-AL1/8-ST1A 110.0 | 8 | 0.5939 | 0.46 | 0.21 | ol | 48 | 0.00403 | HV
70-AL1/11-ST1A 110.0 | 8.4 | 0.4132 | 0.45 | 0.29 | ol | 70 | 0.00403 | HV
94-AL1/15-ST1A 110.0 | 8.65 | 0.306 | 0.44 | 0.35 | ol | 94 | 0.00403 | HV
122-AL1/20-ST1A 110.0 | 8.5 | 0.2376 | 0.43 | 0.41 | ol | 122 | 0.00403 | HV
149-AL1/24-ST1A 110.0 | 8.75 | 0.194 | 0.41 | 0.47 | ol | 149 | 0.00403 | HV
184-AL1/30-ST1A 110.0 | 8.8 | 0.1571 | 0.4 | 0.535 | ol | 184 | 0.00403 | HV
243-AL1/39-ST1A 110.0 | 9 | 0.1188 | 0.39 | 0.645 | ol | 243 | 0.00403 | HV
305-AL1/39-ST1A 110.0 | 9.2 | 0.0949 | 0.38 | 0.74 | ol | 305 | 0.00403 | HV
490-AL1/64-ST1A 110.0 | 9.75 | 0.059 | 0.37 | 0.96 | ol | 490 | 0.00403 | HV
679-AL1/86-ST1A 110.0 | 9.95 | 0.042 | 0.36 | 1.15 | ol | 679 | 0.00403 | HV
490-AL1/64-ST1A 220.0 | 10 | 0.059 | 0.285 | 0.96 | ol | 490 | 0.00403 | HV
679-AL1/86-ST1A 220.0 | 11.7 | 0.042 | 0.275 | 1.15 | ol | 679 | 0.00403 | HV
490-AL1/64-ST1A 380.0 | 11 | 0.059 | 0.253 | 0.96 | ol | 490 | 0.00403 | HV
679-AL1/86-ST1A 380.0 | 14.6 | 0.042 | 0.25 | 1.15 | ol | 679 | 0.00403 | HV

## trafo_std_types
| i0_percent | pfe_kw | vkr_percent | sn_mva | vn_lv_kv | vn_hv_kv | vk_percent | shift_degree | vector_group | tap_side | tap_neutral | tap_min | tap_max | tap_step_degree | tap_step_percent | tap_phase_shifter
160 MVA 380/110 kV | 0.06 | 60 | 0.25 | 160 | 110 | 380 | 12.2 | 0 | Yy0 | hv | 0 | -9 | 9 | 0 | 1.5 | FALSE
100 MVA 220/110 kV | 0.06 | 55 | 0.26 | 100 | 110 | 220 | 12 | 0 | Yy0 | hv | 0 | -9 | 9 | 0 | 1.5 | FALSE
63 MVA 110/20 kV | 0.04 | 22 | 0.32 | 63 | 20 | 110 | 18 | 150 | YNd5 | hv | 0 | -9 | 9 | 0 | 1.5 | FALSE
40 MVA 110/20 kV | 0.05 | 18 | 0.34 | 40 | 20 | 110 | 16.2 | 150 | YNd5 | hv | 0 | -9 | 9 | 0 | 1.5 | FALSE
25 MVA 110/20 kV | 0.07 | 14 | 0.41 | 25 | 20 | 110 | 12 | 150 | YNd5 | hv | 0 | -9 | 9 | 0 | 1.5 | FALSE
63 MVA 110/10 kV | 0.04 | 22 | 0.32 | 63 | 10 | 110 | 18 | 150 | YNd5 | hv | 0 | -9 | 9 | 0 | 1.5 | FALSE
40 MVA 110/10 kV | 0.05 | 18 | 0.34 | 40 | 10 | 110 | 16.2 | 150 | YNd5 | hv | 0 | -9 | 9 | 0 | 1.5 | FALSE
25 MVA 110/10 kV | 0.07 | 14 | 0.41 | 25 | 10 | 110 | 12 | 150 | YNd5 | hv | 0 | -9 | 9 | 0 | 1.5 | FALSE
0.25 MVA 20/0.4 kV | 0.32 | 0.8 | 1.44 | 0.25 | 0.4 | 20 | 6 | 150 | Yzn5 | hv | 0 | -2 | 2 | 0 | 2.5 | FALSE
0.4 MVA 20/0.4 kV | 0.3375 | 1.35 | 1.425 | 0.4 | 0.4 | 20 | 6 | 150 | Dyn5 | hv | 0 | -2 | 2 | 0 | 2.5 | FALSE
0.63 MVA 20/0.4 kV | 0.2619 | 1.65 | 1.206 | 0.63 | 0.4 | 20 | 6 | 150 | Dyn5 | hv | 0 | -2 | 2 | 0 | 2.5 | FALSE
0.25 MVA 10/0.4 kV | 0.24 | 0.6 | 1.2 | 0.25 | 0.4 | 10 | 4 | 150 | Dyn5 | hv | 0 | -2 | 2 | 0 | 2.5 | FALSE
0.4 MVA 10/0.4 kV | 0.2375 | 0.95 | 1.325 | 0.4 | 0.4 | 10 | 4 | 150 | Dyn5 | hv | 0 | -2 | 2 | 0 | 2.5 | FALSE
0.63 MVA 10/0.4 kV | 0.1873 | 1.18 | 1.0794 | 0.63 | 0.4 | 10 | 4 | 150 | Dyn5 | hv | 0 | -2 | 2 | 0 | 2.5 | FALSE

## trafo3w_std_types
| sn_hv_mva | sn_mv_mva | sn_lv_mva | vn_hv_kv | vn_mv_kv | vn_lv_kv | vk_hv_percent | vk_mv_percent | vk_lv_percent | vkr_hv_percent | vkr_mv_percent | vkr_lv_percent | pfe_kw | i0_percent | shift_mv_degree | shift_lv_degree | vector_group | tap_side | tap_neutral | tap_min | tap_max | tap_step_percent
63/25/38 MVA 110/20/10 kV | 63 | 25 | 38 | 110 | 20 | 10 | 10.4 | 10.4 | 10.4 | 0.28 | 0.32 | 0.35 | 35 | 0.89 | 0 | 0 | YN0yn0yn0 | hv | 0 | -10 | 10 | 1.2
63/25/38 MVA 110/10/10 kV | 63 | 25 | 38 | 110 | 10 | 10 | 10.4 | 10.4 | 10.4 | 0.28 | 0.32 | 0.35 | 35 | 0.89 | 0 | 0 | YN0yn0yn0 | hv | 0 | -10 | 10 | 1.2

## fuse_std_types
| fuse_type | i_rated_a | t_avg | t_min | t_total | x_avg | x_min | x_total
HV 100A | HV 100A | 100 | 0 | [10.0, 3.64, 0.854, 0.281, 0.1, 0.0531, 0.022, 0.01] | [10.0, 4.267, 1.21, 0.403, 0.1, 0.058, 0.022, 0.01] | 0 | [300.0, 350.0, 450.0, 550.0, 700.0, 850.0, 1200.0, 1752.0] | [600.0, 700.0, 900.0, 1150.0, 1665.0, 2000.0, 3000.0, 4313.0]
HV 10A | HV 10A | 10 | 0 | [10.0, 1675.0, 0.344, 0.156, 0.1, 0.0417, 0.0171, 0.01] | [10.0, 1.3, 0.3, 0.155, 0.1, 0.0555, 0.023, 0.01] | 0 | [30.0, 32.0, 35.0, 37.0, 39.0, 50.0, 70.0, 88.0] | [60.0, 70.0, 80.0, 87.0, 94.0, 110.0, 150.0, 216.0]
HV 125A | HV 125A | 125 | 0 | [10.0, 1.82, 0.344, 0.1, 0.0467, 0.0269, 0.01] | [10.0, 2.478, 0.426, 0.1, 0.0427, 0.0211, 0.01] | 0 | [375.0, 500.0, 700.0, 925.0, 1200.0, 1500.0, 2341.0] | [750.0, 1000.0, 1500.0, 2200.0, 3000.0, 4000.0, 5765.0]
HV 160A | HV 160A | 160 | 0 | [10.0, 4.15, 1.03, 0.198, 0.1, 0.051, 0.0172, 0.01] | [10.0, 2.3, 0.734, 0.274, 0.1, 0.046, 0.0177, 0.01] | 0 | [480.0, 550.0, 700.0, 1000.0, 1260.0, 1600.0, 2500.0, 3227.0] | [960.0, 1300.0, 1700.0, 2200.0, 2996.0, 4000.0, 6000.0, 7946.0]
HV 16A | HV 16A | 16 | 0 | [10.0, 0.352, 0.164, 0.1, 0.0649, 0.0342, 0.01] | [10.0, 2.34, 0.722, 0.181, 0.1, 0.055, 0.0296, 0.01] | 0 | [48.0, 60.0, 65.0, 71.0, 80.0, 100.0, 162.0] | [96.0, 110.0, 125.0, 150.0, 168.0, 200.0, 250.0, 398.0]
HV 200A | HV 200A | 200 | 0 | [10.0, 4.267, 1.21, 0.403, 0.1, 0.058, 0.022, 0.01] | [10.0, 3.73, 1.654, 0.328, 0.1, 0.0531, 0.019, 0.01] | 0 | [600.0, 700.0, 900.0, 1150.0, 1665.0, 2000.0, 3000.0, 4313.0] | [1200.0, 1500.0, 1800.0, 2700.0, 3960.0, 5000.0, 7500.0, 10620.0]
HV 20A | HV 20A | 20 | 0 | [10.0, 1.3, 0.3, 0.155, 0.1, 0.0555, 0.023, 0.01] | [10.0, 1.3, 0.161, 0.1, 0.0611, 0.0399, 0.0141, 0.01] | 0 | [60.0, 70.0, 80.0, 87.0, 94.0, 110.0, 150.0, 216.0] | [120.0, 150.0, 200.0, 223.0, 260.0, 300.0, 450.0, 532.0]
HV 25A | HV 25A | 25 | 0 | [10.0, 2.512, 0.833, 0.299, 0.1, 0.0372, 0.0223, 0.01] | [10.0, 3.125, 0.597, 0.198, 0.1, 0.0378, 0.022, 0.01] | 0 | [75.0, 82.0, 90.0, 100.0, 124.0, 170.0, 200.0, 289.0] | [150.0, 170.0, 210.0, 250.0, 294.0, 400.0, 500.0, 711.0]
HV 31.5A | HV 31.5A | 31.5 | 0 | [10.0, 2.34, 0.722, 0.181, 0.1, 0.055, 0.0296, 0.01] | [10.0, 2.84, 0.368, 0.164, 0.1, 0.0621, 0.0378, 0.0195, 0.01] | 0 | [95.0, 110.0, 125.0, 150.0, 165.0, 200.0, 250.0, 390.0] | [189.0, 220.0, 300.0, 350.0, 393.0, 450.0, 530.0, 700.0, 960.0]
HV 40A | HV 40A | 40 | 0 | [10.0, 1.3, 0.161, 0.1, 0.0611, 0.0399, 0.0141, 0.01] | [10.0, 2.05, 0.369, 0.198, 0.1, 0.051, 0.0298, 0.01] | 0 | [120.0, 150.0, 200.0, 223.0, 260.0, 300.0, 450.0, 532.0] | [240.0, 300.0, 400.0, 450.0, 530.0, 650.0, 800.0, 1311.0]
HV 50A | HV 50A | 50 | 0 | [10.0, 3.215, 0.597, 0.198, 0.1, 0.0378, 0.022, 0.01] | [10.0, 3.64, 0.854, 0.281, 0.1, 0.0531, 0.022, 0.01] | 0 | [150.0, 170.0, 210.0, 250.0, 294.0, 400.0, 500.0, 711.0] | [300.0, 350.0, 450.0, 550.0, 700.0, 850.0, 1200.0, 1752.0]
HV 6.3A | HV 6.3A | 6.3 | 0 | [10.0, 1.39, 0.344, 0.168, 0.1, 0.056, 0.0263, 0.01] | [10.0, 1.711, 0.516, 0.198, 0.1, 0.0634, 0.0303, 0.01] | 0 | [19.0, 19.5, 20.4, 20.8, 22.0, 25.0, 32.0, 48.0] | [38.0, 40.0, 43.0, 48.0, 53.0, 60.0, 75.0, 118.0]
HV 63A | HV 63A | 63 | 0 | [10.0, 2.84, 0.368, 0.164, 0.1, 0.0621, 0.0378, 0.0195, 0.01] | [10.0, 1.82, 0.344, 0.1, 0.0467, 0.0269, 0.01] | 0 | [189.0, 220.0, 300.0, 350.0, 393.0, 450.0, 530.0, 700.0, 961.0] | [378.0, 500.0, 700.0, 934.0, 1200.0, 1500.0, 2366.0]
HV 80A | HV 80A | 80 | 0 | [10.0, 2.05, 0.369, 0.198, 0.1, 0.051, 0.0298, 0.01] | [10.0, 4.15, 1.03, 0.198, 0.1, 0.051, 0.0172, 0.01] | 0 | [240.0, 300.0, 400.0, 450.0, 530.0, 650.0, 800.0, 1311.0] | [480.0, 550.0, 700.0, 1000.0, 1260.0, 1600.0, 2500.0, 3227.0]
Siemens NH-1-100 | Siemens NH-1-100 | 100 | [5400.0, 2000.0, 400.0, 20.0, 1.0, 0.2, 0.012, 0.004] | 0 | 0 | [150.0, 190.0, 250.0, 430.0, 900.0, 1250.0, 2700.0, 3600.0] | 0 | 0
Siemens NH-1-125 | Siemens NH-1-125 | 125 | [4800.0, 120.0, 7.0, 0.1, 0.004] | 0 | 0 | [180.0, 400.0, 740.0, 2000.0, 4250.0] | 0 | 0
Siemens NH-1-16 | Siemens NH-1-16 | 16 | [4000.0, 400.0, 2.0, 0.1, 0.04, 0.01] | 0 | 0 | [26.0, 35.0, 75.0, 150.0, 200.0, 300.0] | 0 | 0
Siemens NH-1-160 | Siemens NH-1-160 | 160 | [4800.0, 120.0, 7.0, 0.1, 0.004] | 0 | 0 | [210.0, 500.0, 900.0, 2300.0, 5000.0] | 0 | 0
Siemens NH-1-25 | Siemens NH-1-25 | 25 | [4000.0, 1000.0, 10.0, 0.2, 0.02, 0.01] | 0 | 0 | [40.0, 50.0, 100.0, 210.0, 400.0, 500.0] | 0 | 0
Siemens NH-1-50 | Siemens NH-1-50 | 50 | [4000.0, 40.0, 4.0, 1.0, 0.02, 0.01] | 0 | 0 | [86.0, 200.0, 300.0, 400.0, 1000.0, 1280.0] | 0 | 0
Siemens NH-1-63 | Siemens NH-1-63 | 63 | [4000.0, 100.0, 10.0, 2.0, 0.04, 0.01] | 0 | 0 | [100.0, 200.0, 300.0, 400.0, 1000.0, 1500.0] | 0 | 0
Siemens NH-1-80 | Siemens NH-1-80 | 80 | [4800.0, 120.0, 7.0, 0.1, 0.01] | 0 | 0 | [150.58, 250.0, 450.0, 1150.0, 2470.0] | 0 | 0
Siemens NH-2-1000 | Siemens NH-2-1000 | 1000 | [4800.0, 120.0, 7.0, 0.1, 0.004] | 0 | 0 | [1900.0, 3500.0, 8400.0, 24000.0, 52000.0] | 0 | 0
Siemens NH-2-200 | Siemens NH-2-200 | 200 | [4800.0, 120.0, 7.0, 0.1, 0.004] | 0 | 0 | [280.0, 650.0, 1200.0, 3000.0, 7000.0] | 0 | 0
Siemens NH-2-224 | Siemens NH-2-224 | 224 | [4800.0, 120.0, 7.0, 0.2, 0.04, 0.004] | 0 | 0 | [400.0, 750.0, 1453.0, 3025.0, 4315.0, 7600.0] | 0 | 0
Siemens NH-2-250 | Siemens NH-2-250 | 250 | [4800.0, 120.0, 7.0, 0.1, 0.004] | 0 | 0 | [450.0, 800.0, 1650.0, 4000.0, 8500.0] | 0 | 0
Siemens NH-2-315 | Siemens NH-2-315 | 315 | [4800.0, 120.0, 7.0, 0.1, 0.004] | 0 | 0 | [550.0, 920.0, 1900.0, 5000.0, 11000.0] | 0 | 0
Siemens NH-2-355 | Siemens NH-2-355 | 355 | [4800.0, 120.0, 6.0, 0.1, 0.004] | 0 | 0 | [650.0, 1116.27, 2350.0, 5840.0, 12790.0] | 0 | 0
Siemens NH-2-400 | Siemens NH-2-400 | 400 | [4800.0, 120.0, 7.0, 0.1, 0.004] | 0 | 0 | [720.0, 1350.0, 2800.0, 6500.0, 15000.0] | 0 | 0
Siemens NH-2-425 | Siemens NH-2-425 | 425 | [4800.0, 120.0, 7.0, 0.1, 0.004] | 0 | 0 | [850.0, 1500.0, 3050.0, 7500.0, 16500.0] | 0 | 0
Siemens NH-2-630 | Siemens NH-2-630 | 630 | [4800.0, 120.0, 7.0, 0.1, 0.004] | 0 | 0 | [1200.0, 2000.0, 4800.0, 12000.0, 26000.0] | 0 | 0

## res_bus
| vm_pu | va_degree | p_mw | q_mvar
0 | 0.98527 | -0.28158 | 0.0055723 | 0.0013966
1 | 0.98537 | -0.2796 | 0 | 0
2 | 0.9867 | -0.25396 | 0.004746 | 0.0011894
3 | 0.98678 | -0.25237 | 0 | 0
4 | 0.98234 | -0.33845 | 0 | 0
5 | 0.98668 | -0.25424 | 0.004695 | 0.0011767
6 | 0.98686 | -0.25078 | 0.006087 | 0.0015255
7 | 0.98151 | -0.35455 | 0.0062587 | 0.0015686
8 | 0.98706 | -0.24693 | 0.0041573 | 0.0010419
9 | 0.97971 | -0.38982 | 0 | 0
10 | 0.97858 | -0.41181 | 0.0022117 | 0.0005543
11 | 0.97951 | -0.39362 | 0.0033706 | 0.00084475
12 | 0.98032 | -0.37774 | 0 | 0
13 | 0.98089 | -0.36667 | 0.0029872 | 0.00074867
14 | 0.98738 | -0.24074 | 0 | 0
15 | 0.98289 | -0.32773 | 0 | 0
16 | 0.98211 | -0.34279 | 0.001985 | 0.00049748
17 | 0.98333 | -0.31906 | 0.0020321 | 0.00050929
18 | 0.98734 | -0.24149 | 0.0019471 | 0.000488
19 | 0.98777 | -0.2332 | 0.0031602 | 0.00079203
20 | 0.98594 | -0.26862 | 0.002922 | 0.00073232
21 | 0.98778 | -0.23309 | 0.0033922 | 0.00085016
22 | 0.98508 | -0.28522 | 0.00077212 | 0.00019351
23 | 0.9882 | -0.22489 | 0 | 0
24 | 0.98482 | -0.29022 | 0 | 0
25 | 0.98052 | -0.37389 | 0 | 0
26 | 0.97983 | -0.38728 | 0.017762 | 0.0044517
27 | 0.97985 | -0.38704 | 0 | 0
28 | 0.97905 | -0.40247 | 0 | 0
29 | 0.98759 | -0.23673 | 0.0037626 | 0.000943
30 | 0.9913 | -0.16526 | 0.0011858 | 0.00029719
31 | 0.98748 | -0.23884 | 0.0073388 | 0.0018393
32 | 0.99237 | -0.14484 | 0.0010301 | 0.00025817
33 | 0.98703 | -0.24748 | 0 | 0
34 | 0.99242 | -0.14378 | 0.0011195 | 0.00028056
35 | 0.97853 | -0.41273 | 0.00050953 | 0.0001277
36 | 0.98817 | -0.22488 | 0.0043069 | 0.0010794
37 | 0.98846 | -0.21934 | 0.0045998 | 0.0011528
38 | 0.98523 | -0.28168 | 0 | 0
39 | 0.99026 | -0.18478 | 0 | 0
40 | 0.98433 | -0.29907 | 0.031141 | 0.0078046
41 | 0.99167 | -0.15782 | 0 | 0
42 | 0.98416 | -0.30237 | 0 | 0
43 | 0.98281 | -0.32853 | 0 | 0
44 | 0.98216 | -0.34114 | 0.0050093 | 0.0012554
45 | 0.97808 | -0.42081 | 0 | 0
46 | 0.9785 | -0.41261 | 0 | 0
47 | 0.97795 | -0.42337 | 0.0055047 | 0.0013796
48 | 0.97711 | -0.44061 | 0 | 0
49 | 0.97681 | -0.44645 | 0 | 0
50 | 0.97753 | -0.43245 | 0.0018383 | 0.00046073
51 | 0.97725 | -0.43817 | 0 | 0
52 | 0.97733 | -0.43656 | 0 | 0
53 | 0.97708 | -0.44151 | 0.0040589 | 0.0010173
54 | 0.97241 | -0.5322 | 0 | 0
55 | 0.97568 | -0.46772 | 0 | 0
56 | 0.97187 | -0.54275 | 0.052093 | 0.013056
57 | 0.99302 | -0.13208 | 0.0032897 | 0.00082447
58 | 0.97835 | -0.41658 | 0 | 0
59 | 0.97773 | -0.42862 | 0.0075287 | 0.0018869
60 | 0.97887 | -0.40631 | 0.012587 | 0.0031547
61 | 0.98382 | -0.30976 | 0 | 0
62 | 0.97948 | -0.39442 | 0 | 0
63 | 0.98473 | -0.29211 | 0.011969 | 0.0029997
64 | 0.98492 | -0.28849 | 0 | 0
65 | 0.98475 | -0.29179 | 0 | 0
66 | 0.98565 | -0.27423 | 0 | 0
67 | 0.98444 | -0.29777 | 0.01473 | 0.0036916
68 | 0.97413 | -0.49838 | 0 | 0
69 | 0.97408 | -0.49919 | 0.0085379 | 0.0021398
70 | 0.97437 | -0.49352 | 0.019308 | 0.0048391
71 | 0.97888 | -0.40612 | 0.0099297 | 0.0024886
72 | 0.98399 | -0.30555 | 0 | 0
73 | 0.98147 | -0.35456 | 0 | 0
74 | 0.97859 | -0.41091 | 0.0065104 | 0.0016317
75 | 0.97871 | -0.4084 | 0 | 0
76 | 0.97888 | -0.40504 | 0.0038873 | 0.00097424
77 | 0.97721 | -0.43781 | 0 | 0
78 | 0.97574 | -0.46677 | 0.0072128 | 0.0018077
79 | 0.97773 | -0.4276 | 0.0054984 | 0.001378
80 | 0.97603 | -0.46164 | 0.0057467 | 0.0014402
81 | 0.97677 | -0.44728 | 0.0022262 | 0.00055795
82 | 0.97502 | -0.4817 | 0 | 0
83 | 0.97815 | -0.42027 | 0 | 0
84 | 0.97227 | -0.5359 | 0.0019124 | 0.00047928
85 | 0.97228 | -0.53575 | 0.0019124 | 0.00047928
86 | 0.97677 | -0.44764 | 0 | 0
87 | 0.97514 | -0.47835 | 0 | 0
88 | 0.97769 | -0.42825 | 0.00546 | 0.0013684
89 | 0.98342 | -0.31685 | 0.0097949 | 0.0024548
90 | 0.98367 | -0.31193 | 0 | 0
91 | 0.99407 | -0.11207 | 0.0023178 | 0.0005809
92 | 0.97459 | -0.48913 | 0.0091415 | 0.0022911
93 | 0.98553 | -0.27669 | 0.005481 | 0.0013737
94 | 0.98629 | -0.26189 | 0 | 0
95 | 0.97491 | -0.48312 | 0.011132 | 0.0027898
96 | 0.97495 | -0.48219 | 0 | 0
97 | 0.97791 | -0.42512 | 0 | 0
98 | 0.97997 | -0.38379 | 0.0046646 | 0.001169
99 | 0.97946 | -0.39366 | 0 | 0
100 | 0.98037 | -0.37592 | 0 | 0
101 | 0.97939 | -0.39519 | 0.0083994 | 0.0021051
102 | 0.97856 | -0.4113 | 0 | 0
103 | 0.97999 | -0.38336 | 0.0082951 | 0.0020789
104 | 0.97811 | -0.42017 | 0.017281 | 0.004331
105 | 0.9814 | -0.35588 | 0.0020481 | 0.0005133
106 | 0.97999 | -0.38336 | 0.010198 | 0.0025559
107 | 0.97791 | -0.42401 | 0.010775 | 0.0027004
108 | 0.97519 | -0.47748 | 0.012281 | 0.0030779
109 | 0.97312 | -0.51907 | 0 | 0
110 | 0.97245 | -0.53246 | 0.0021246 | 0.00053247
111 | 0.9724 | -0.53344 | 0.0016298 | 0.00040846
112 | 0.9785 | -0.41335 | 0.0020548 | 0.00051498
113 | 0.97242 | -0.53308 | 0.002124 | 0.00053233
114 | 0.9723 | -0.53535 | 0.0019113 | 0.00047901
115 | 0.97235 | -0.53433 | 0.0023007 | 0.00057661
116 | 0.98599 | -0.26778 | 0.011313 | 0.0028352
117 | 0.98597 | -0.2682 | 0.0013666 | 0.00034251
118 | 0.98609 | -0.26577 | 0.0061642 | 0.0015449
119 | 0.98685 | -0.25107 | 0 | 0
120 | 0.98598 | -0.26795 | 0.0056692 | 0.0014208
121 | 0.98683 | -0.25143 | 0.0010554 | 0.0002645
122 | 0.98544 | -0.2783 | 0.0048262 | 0.0012095
123 | 0.98666 | -0.25475 | 0.0053139 | 0.0013318
124 | 0.97397 | -0.5023 | 0.020319 | 0.0050924
125 | 0.97627 | -0.45743 | 0.01719 | 0.0043083
126 | 0.97668 | -0.44939 | 0.0016807 | 0.00042122
127 | 0.97666 | -0.44979 | 0 | 0
128 | 0.97786 | -0.42609 | 0.0086606 | 0.0021706
129 | 0.97676 | -0.44782 | 0.014633 | 0.0036673
130 | 0.97717 | -0.43976 | 0 | 0
131 | 0.97662 | -0.45043 | 0.0016447 | 0.00041219
132 | 0.97664 | -0.45016 | 0.0017282 | 0.00043313
133 | 0.97718 | -0.43944 | 0.010818 | 0.0027111
134 | 0.98639 | -0.25999 | 0.0036453 | 0.0009136
135 | 0.9864 | -0.2598 | 0.0061404 | 0.0015389
136 | 0.98654 | -0.2571 | 0.0035039 | 0.00087815
137 | 0.99801 | -0.037492 | 0.0024266 | 0.00060815
138 | 0.99807 | -0.036369 | 0.0011021 | 0.00027621
139 | 0.99626 | -0.070672 | 0 | 0
140 | 1 | 0 | -0.61222 | -0.15724
141 | 0.99601 | -0.075363 | 0.0011308 | 0.00028341
142 | 0.99531 | -0.088597 | 0.0012899 | 0.00032329
143 | 0.99994 | -0.0010842 | 0.0032155 | 0.00080587
144 | 0.99455 | -0.10294 | 0.0027594 | 0.00069158
145 | 0.99427 | -0.10856 | 0 | 0
146 | 0.99313 | -0.13022 | 0.0010725 | 0.00026879
147 | 0.99408 | -0.11213 | 0 | 0
148 | 0.99377 | -0.1182 | 0 | 0
149 | 0.99377 | -0.11823 | 0.0041341 | 0.0010361
150 | 0.99392 | -0.11517 | 0.0011612 | 0.00029104
151 | 0.99407 | -0.1124 | 0.0012977 | 0.00032522
152 | 0.99366 | -0.12021 | 0.004492 | 0.0011258
153 | 0.99998 | 149.9956 | 0 | 0

## res_line
| p_from_mw | q_from_mvar | p_to_mw | q_to_mvar | pl_mw | ql_mvar | i_from_ka | i_to_ka | i_ka | vm_from_pu | va_from_degree | vm_to_pu | va_to_degree | loading_percent
0 | -0.0055723 | -0.0013966 | 0.0055729 | 0.0013966 | 5.2617e-07 | 8.4408e-08 | 0.0084157 | 0.0084156 | 0.0084157 | 0.98527 | -0.28158 | 0.98537 | -0.2796 | 2.312
1 | 0.035658 | 0.0090356 | -0.035558 | -0.0089725 | 0.00010052 | 6.3158e-05 | 0.053883 | 0.053883 | 0.053883 | 0.98537 | -0.2796 | 0.98234 | -0.33845 | 14.8031
2 | -0.041231 | -0.010432 | 0.041281 | 0.010464 | 5.0246e-05 | 3.1717e-05 | 0.062299 | 0.062298 | 0.062299 | 0.98537 | -0.2796 | 0.98668 | -0.25424 | 17.115
3 | -0.004746 | -0.0011894 | 0.0047463 | 0.0011894 | 3.5805e-07 | -8.9395e-09 | 0.0071572 | 0.0071572 | 0.0071572 | 0.9867 | -0.25396 | 0.98678 | -0.25237 | 1.9663
4 | -0.0047463 | -0.0011894 | 0.0047467 | 0.0011894 | 3.5978e-07 | -9.0276e-09 | 0.0071572 | 0.0071571 | 0.0071572 | 0.98678 | -0.25237 | 0.98686 | -0.25078 | 1.9663
5 | 0.035558 | 0.0089725 | -0.03553 | -0.0089552 | 2.7396e-05 | 1.7215e-05 | 0.053883 | 0.053884 | 0.053884 | 0.98234 | -0.33845 | 0.98151 | -0.35455 | 14.8032
6 | -0.045976 | -0.011641 | 0.045992 | 0.011651 | 1.6131e-05 | 9.8669e-06 | 0.069379 | 0.069379 | 0.069379 | 0.98668 | -0.25424 | 0.98706 | -0.24693 | 9.5301
7 | -0.010834 | -0.002715 | 0.010836 | 0.002716 | 1.9871e-06 | 1.0179e-06 | 0.016335 | 0.016335 | 0.016335 | 0.98686 | -0.25078 | 0.98706 | -0.24693 | 4.4877
8 | 0.029272 | 0.0073867 | -0.029255 | -0.0073761 | 1.6986e-05 | 1.0581e-05 | 0.044395 | 0.044395 | 0.044395 | 0.98151 | -0.35455 | 0.98089 | -0.36667 | 12.1965
9 | -0.060985 | -0.015408 | 0.061003 | 0.015418 | 1.8113e-05 | 9.7673e-06 | 0.091981 | 0.09198 | 0.091981 | 0.98706 | -0.24693 | 0.98738 | -0.24074 | 5.0539
10 | 0.022867 | 0.0057651 | -0.022843 | -0.0057503 | 2.4038e-05 | 1.4717e-05 | 0.034744 | 0.034744 | 0.034744 | 0.97971 | -0.38982 | 0.97858 | -0.41181 | 9.545
11 | 0.0033712 | 0.00084436 | -0.0033706 | -0.00084475 | 6.1001e-07 | -3.9075e-07 | 0.0051201 | 0.0051204 | 0.0051204 | 0.97971 | -0.38982 | 0.97951 | -0.39362 | 1.4067
12 | -0.026238 | -0.0066094 | 0.026253 | 0.0066188 | 1.517e-05 | 9.3879e-06 | 0.039864 | 0.039864 | 0.039864 | 0.97971 | -0.38982 | 0.98032 | -0.37774 | 10.9516
13 | 0.020631 | 0.0051961 | -0.02063 | -0.0051955 | 9.0788e-07 | 5.5016e-07 | 0.031381 | 0.031381 | 0.031381 | 0.97858 | -0.41181 | 0.97853 | -0.41273 | 8.6211
14 | -0.026253 | -0.0066188 | 0.026267 | 0.0066274 | 1.3907e-05 | 8.6058e-06 | 0.039864 | 0.039864 | 0.039864 | 0.98032 | -0.37774 | 0.98089 | -0.36667 | 10.9516
15 | -0.11496 | -0.029115 | 0.115 | 0.02914 | 4.165e-05 | 2.5474e-05 | 0.17335 | 0.17335 | 0.17335 | 0.98738 | -0.24074 | 0.98777 | -0.2332 | 9.5247
16 | 0.052004 | 0.013209 | -0.051935 | -0.013164 | 6.9686e-05 | 4.4213e-05 | 0.078435 | 0.078435 | 0.078435 | 0.98738 | -0.24074 | 0.98594 | -0.26862 | 21.5481
17 | 0.0019472 | 0.00048776 | -0.0019471 | -0.000488 | 6.9903e-08 | -2.3213e-07 | 0.0029344 | 0.0029345 | 0.0029345 | 0.98738 | -0.24074 | 0.98734 | -0.24149 | 0.80618
18 | 0.046072 | 0.011643 | -0.046039 | -0.011622 | 3.3226e-05 | 2.1034e-05 | 0.069784 | 0.069784 | 0.069784 | 0.98289 | -0.32773 | 0.98211 | -0.34279 | 19.1715
19 | -0.046072 | -0.011643 | 0.046091 | 0.011655 | 1.9168e-05 | 1.2134e-05 | 0.069784 | 0.069784 | 0.069784 | 0.98289 | -0.32773 | 0.98333 | -0.31906 | 19.1715
20 | 0.044054 | 0.011124 | -0.043988 | -0.011083 | 6.5536e-05 | 4.1448e-05 | 0.066777 | 0.066777 | 0.066777 | 0.98211 | -0.34279 | 0.98052 | -0.37389 | 18.3453
21 | -0.048123 | -0.012164 | 0.04819 | 0.012206 | 6.6659e-05 | 4.2236e-05 | 0.072859 | 0.072859 | 0.072859 | 0.98333 | -0.31906 | 0.98482 | -0.29022 | 20.0162
22 | -0.11816 | -0.029932 | 0.11816 | 0.029932 | 6.2577e-07 | 3.8366e-07 | 0.17811 | 0.17811 | 0.17811 | 0.98777 | -0.2332 | 0.98778 | -0.23309 | 9.7863
23 | 0.049013 | 0.012432 | -0.048974 | -0.012407 | 3.9084e-05 | 2.4772e-05 | 0.074025 | 0.074025 | 0.074025 | 0.98594 | -0.26862 | 0.98508 | -0.28522 | 20.3366
24 | -0.12155 | -0.030783 | 0.1216 | 0.030812 | 4.7885e-05 | 2.9429e-05 | 0.18322 | 0.18322 | 0.18322 | 0.98778 | -0.23309 | 0.9882 | -0.22489 | 10.067
25 | 0.048202 | 0.012214 | -0.04819 | -0.012206 | 1.1575e-05 | 7.3338e-06 | 0.072859 | 0.072859 | 0.072859 | 0.98508 | -0.28522 | 0.98482 | -0.29022 | 20.0162
26 | 0.18385 | 0.046494 | -0.18375 | -0.046428 | 0.00010442 | 6.5665e-05 | 0.27699 | 0.27699 | 0.27699 | 0.9882 | -0.22489 | 0.98759 | -0.23673 | 15.2194
27 | -0.30545 | -0.077306 | 0.30633 | 0.077864 | 0.00087686 | 0.00055765 | 0.46021 | 0.46021 | 0.46021 | 0.9882 | -0.22489 | 0.9913 | -0.16526 | 25.2864
28 | 0.026215 | 0.0066245 | -0.026179 | -0.0066023 | 3.587e-05 | 2.2196e-05 | 0.039803 | 0.039803 | 0.039803 | 0.98052 | -0.37389 | 0.97905 | -0.40247 | 10.9348
29 | 0.017774 | 0.0044584 | -0.017763 | -0.0044518 | 1.114e-05 | 6.6148e-06 | 0.026974 | 0.026975 | 0.026975 | 0.98052 | -0.37389 | 0.97985 | -0.38704 | 7.4106
30 | -0.017762 | -0.0044517 | 0.017763 | 0.0044518 | 1.9891e-07 | 1.1812e-07 | 0.026975 | 0.026975 | 0.026975 | 0.97983 | -0.38728 | 0.97985 | -0.38704 | 7.4106
31 | 0.026179 | 0.0066023 | -0.026105 | -0.0065565 | 7.393e-05 | 4.5755e-05 | 0.039803 | 0.039803 | 0.039803 | 0.97905 | -0.40247 | 0.97603 | -0.46164 | 10.935
32 | 0.17999 | 0.045485 | -0.17997 | -0.045474 | 1.815e-05 | 1.1406e-05 | 0.27132 | 0.27132 | 0.27132 | 0.98759 | -0.23673 | 0.98748 | -0.23884 | 14.9079
33 | -0.30751 | -0.078161 | 0.30782 | 0.078353 | 0.00030281 | 0.00019258 | 0.46199 | 0.46199 | 0.46199 | 0.9913 | -0.16526 | 0.99237 | -0.14484 | 25.3841
34 | 0.17263 | 0.043634 | -0.17256 | -0.04359 | 7.1527e-05 | 4.4877e-05 | 0.26026 | 0.26027 | 0.26027 | 0.98748 | -0.23884 | 0.98703 | -0.24748 | 14.3003
35 | -0.30885 | -0.078611 | 0.30886 | 0.078622 | 1.5815e-05 | 1.0058e-05 | 0.46353 | 0.46353 | 0.46353 | 0.99237 | -0.14484 | 0.99242 | -0.14378 | 25.4689
36 | 0.018613 | 0.0046677 | -0.018606 | -0.0046639 | 6.4432e-06 | 3.8449e-06 | 0.028061 | 0.028061 | 0.028061 | 0.98703 | -0.24748 | 0.98666 | -0.25475 | 7.709
37 | 0.15395 | 0.038922 | -0.15392 | -0.038905 | 2.6524e-05 | 1.6556e-05 | 0.2322 | 0.2322 | 0.2322 | 0.98703 | -0.24748 | 0.98685 | -0.25107 | 12.7585
38 | -0.30998 | -0.078902 | 0.31019 | 0.079031 | 0.0002027 | 0.00012892 | 0.46521 | 0.46521 | 0.46521 | 0.99242 | -0.14378 | 0.99313 | -0.13022 | 25.5612
39 | 0.020121 | 0.0050678 | -0.02012 | -0.0050674 | 5.9473e-07 | 3.5936e-07 | 0.030606 | 0.030606 | 0.030606 | 0.97853 | -0.41273 | 0.9785 | -0.41335 | 8.4083
40 | -0.26109 | -0.066425 | 0.26116 | 0.066469 | 6.9739e-05 | 4.4248e-05 | 0.39351 | 0.39351 | 0.39351 | 0.98817 | -0.22488 | 0.98846 | -0.21934 | 21.6215
41 | 0.25678 | 0.065345 | -0.25608 | -0.064901 | 0.00070099 | 0.00044465 | 0.38703 | 0.38703 | 0.38703 | 0.98817 | -0.22488 | 0.98523 | -0.28168 | 21.2653
42 | -0.26576 | -0.067622 | 0.2662 | 0.067903 | 0.0004435 | 0.00028147 | 0.40044 | 0.40044 | 0.40044 | 0.98846 | -0.21934 | 0.99026 | -0.18478 | 22.002
43 | 0.25608 | 0.064901 | -0.25587 | -0.064765 | 0.00021376 | 0.00013559 | 0.38703 | 0.38703 | 0.38703 | 0.98523 | -0.28168 | 0.98433 | -0.29907 | 21.2653
44 | -0.2662 | -0.067903 | 0.26655 | 0.068124 | 0.00034708 | 0.00022027 | 0.40044 | 0.40043 | 0.40044 | 0.99026 | -0.18478 | 0.99167 | -0.15782 | 22.0019
45 | 0.22473 | 0.05696 | -0.22469 | -0.056938 | 3.5657e-05 | 2.2559e-05 | 0.33995 | 0.33995 | 0.33995 | 0.98433 | -0.29907 | 0.98416 | -0.30237 | 18.6787
46 | -0.26655 | -0.068124 | 0.26688 | 0.068334 | 0.00033221 | 0.00021083 | 0.40043 | 0.40043 | 0.40043 | 0.99167 | -0.15782 | 0.99302 | -0.13208 | 22.0019
47 | 0.0098017 | 0.0024581 | -0.0098002 | -0.0024574 | 1.4885e-06 | 7.2306e-07 | 0.01482 | 0.01482 | 0.01482 | 0.98416 | -0.30237 | 0.98399 | -0.30555 | 4.0716
48 | 0.21489 | 0.05448 | -0.21462 | -0.054309 | 0.00026981 | 0.00017052 | 0.32513 | 0.32513 | 0.32513 | 0.98416 | -0.30237 | 0.98281 | -0.32853 | 17.8645
49 | 0.21462 | 0.054309 | -0.21449 | -0.054227 | 0.00012979 | 8.2026e-05 | 0.32513 | 0.32513 | 0.32513 | 0.98281 | -0.32853 | 0.98216 | -0.34114 | 17.8645
50 | 0.20948 | 0.052972 | -0.20935 | -0.052887 | 0.00013479 | 8.5139e-05 | 0.31754 | 0.31755 | 0.31755 | 0.98216 | -0.34114 | 0.98147 | -0.35456 | 17.4475
51 | -0.0055054 | -0.0013797 | 0.0055075 | 0.0013801 | 2.1516e-06 | 3.5005e-07 | 0.0083757 | 0.0083753 | 0.0083757 | 0.97808 | -0.42081 | 0.9785 | -0.41261 | 2.301
52 | 0.0055054 | 0.0013797 | -0.0055047 | -0.0013796 | 6.7144e-07 | 1.0944e-07 | 0.0083757 | 0.0083758 | 0.0083758 | 0.97808 | -0.42081 | 0.97795 | -0.42337 | 2.301
53 | -0.0055075 | -0.0013801 | 0.005508 | 0.0013801 | 4.4629e-07 | 7.2489e-08 | 0.0083753 | 0.0083752 | 0.0083753 | 0.9785 | -0.41261 | 0.97859 | -0.41091 | 2.3009
54 | 0.016204 | 0.0040782 | -0.0162 | -0.0040756 | 4.5193e-06 | 2.6446e-06 | 0.024683 | 0.024683 | 0.024683 | 0.97711 | -0.44061 | 0.97681 | -0.44645 | 6.7812
55 | -0.016204 | -0.0040782 | 0.016211 | 0.0040819 | 6.3215e-06 | 3.699e-06 | 0.024683 | 0.024683 | 0.024683 | 0.97711 | -0.44061 | 0.97753 | -0.43245 | 6.7811
56 | 0.0022263 | 0.00055775 | -0.0022262 | -0.00055795 | 8.7782e-08 | -1.9858e-07 | 0.0033914 | 0.0033915 | 0.0033915 | 0.97681 | -0.44645 | 0.97677 | -0.44728 | 0.93172
57 | 0.013974 | 0.0035178 | -0.01395 | -0.0035045 | 2.3507e-05 | 1.3317e-05 | 0.021292 | 0.021293 | 0.021293 | 0.97681 | -0.44645 | 0.97502 | -0.4817 | 5.8496
58 | -0.018049 | -0.0045426 | 0.01806 | 0.0045489 | 1.0512e-05 | 6.2618e-06 | 0.027482 | 0.027481 | 0.027482 | 0.97753 | -0.43245 | 0.97815 | -0.42027 | 7.5499
59 | -0.0040596 | -0.0010171 | 0.0040599 | 0.001017 | 3.1017e-07 | -7.2746e-08 | 0.0061813 | 0.0061812 | 0.0061813 | 0.97725 | -0.43817 | 0.97733 | -0.43656 | 1.6981
60 | 0.0040596 | 0.0010171 | -0.0040589 | -0.0010173 | 6.4664e-07 | -1.5149e-07 | 0.0061813 | 0.0061815 | 0.0061815 | 0.97725 | -0.43817 | 0.97708 | -0.44151 | 1.6982
61 | -0.026324 | -0.0066035 | 0.026334 | 0.0066096 | 9.9655e-06 | 6.1705e-06 | 0.040082 | 0.040082 | 0.040082 | 0.97733 | -0.43656 | 0.97773 | -0.42862 | 11.0114
62 | 0.022264 | 0.0055864 | -0.022253 | -0.0055792 | 1.1758e-05 | 7.1832e-06 | 0.033901 | 0.033901 | 0.033901 | 0.97733 | -0.43656 | 0.97677 | -0.44764 | 9.3134
63 | -0.052119 | -0.013072 | 0.05228 | 0.013174 | 0.00016072 | 0.00010202 | 0.079758 | 0.079758 | 0.079758 | 0.97241 | -0.5322 | 0.97568 | -0.46772 | 21.9116
64 | 0.052119 | 0.013072 | -0.052093 | -0.013056 | 2.6201e-05 | 1.6632e-05 | 0.079758 | 0.079758 | 0.079758 | 0.97241 | -0.5322 | 0.97187 | -0.54275 | 21.9116
65 | 0.037034 | 0.0092975 | -0.037015 | -0.0092857 | 1.8757e-05 | 1.1809e-05 | 0.056486 | 0.056486 | 0.056486 | 0.97568 | -0.46772 | 0.97514 | -0.47835 | 15.5181
66 | -0.089313 | -0.022472 | 0.089482 | 0.022579 | 0.00016879 | 0.00010681 | 0.13624 | 0.13624 | 0.13624 | 0.97568 | -0.46772 | 0.97769 | -0.42825 | 18.7148
67 | -0.27017 | -0.069159 | 0.27044 | 0.069325 | 0.00026217 | 0.00016641 | 0.40536 | 0.40536 | 0.40536 | 0.99302 | -0.13208 | 0.99407 | -0.11207 | 22.2727
68 | 0.033882 | 0.0085087 | -0.033863 | -0.0084965 | 1.9457e-05 | 1.2207e-05 | 0.05154 | 0.05154 | 0.05154 | 0.97835 | -0.41658 | 0.97773 | -0.42862 | 14.1592
69 | -0.033882 | -0.0085087 | 0.033899 | 0.0085192 | 1.6608e-05 | 1.042e-05 | 0.05154 | 0.051539 | 0.05154 | 0.97835 | -0.41658 | 0.97887 | -0.40631 | 14.1592
70 | -0.046486 | -0.011674 | 0.046513 | 0.011691 | 2.6404e-05 | 1.6721e-05 | 0.070674 | 0.070674 | 0.070674 | 0.97887 | -0.40631 | 0.97948 | -0.39442 | 19.4159
71 | 0.091 | 0.02301 | -0.090632 | -0.022778 | 0.00036791 | 0.00023284 | 0.13771 | 0.13771 | 0.13771 | 0.98382 | -0.30976 | 0.97948 | -0.39442 | 18.9163
72 | -0.091 | -0.02301 | 0.091077 | 0.023059 | 7.7084e-05 | 4.8782e-05 | 0.13771 | 0.13771 | 0.13771 | 0.98382 | -0.30976 | 0.98473 | -0.29211 | 18.9162
73 | 0.04412 | 0.011087 | -0.044095 | -0.011071 | 2.4641e-05 | 1.5586e-05 | 0.067037 | 0.067037 | 0.067037 | 0.97948 | -0.39442 | 0.97888 | -0.40612 | 18.4168
74 | -0.10305 | -0.026059 | 0.10306 | 0.02607 | 1.7916e-05 | 1.084e-05 | 0.1558 | 0.1558 | 0.1558 | 0.98473 | -0.29211 | 0.98492 | -0.28849 | 8.5602
75 | 0.014736 | 0.0036953 | -0.014734 | -0.003694 | 2.3149e-06 | 1.3231e-06 | 0.022264 | 0.022264 | 0.022264 | 0.98492 | -0.28849 | 0.98475 | -0.29179 | 6.1166
76 | -0.1178 | -0.029765 | 0.11788 | 0.029814 | 8.0558e-05 | 4.94e-05 | 0.17806 | 0.17806 | 0.17806 | 0.98492 | -0.28849 | 0.98565 | -0.27423 | 9.7835
77 | 0.014734 | 0.003694 | -0.01473 | -0.0036916 | 4.2007e-06 | 2.4011e-06 | 0.022264 | 0.022264 | 0.022264 | 0.98475 | -0.29179 | 0.98444 | -0.29777 | 6.1166
78 | 0.010309 | 0.0025838 | -0.010308 | -0.0025832 | 1.2071e-06 | 6.0316e-07 | 0.015563 | 0.015563 | 0.015563 | 0.98565 | -0.27423 | 0.98553 | -0.27669 | 4.2755
79 | -0.12819 | -0.032398 | 0.12827 | 0.032445 | 7.5936e-05 | 4.6877e-05 | 0.19362 | 0.19362 | 0.19362 | 0.98565 | -0.27423 | 0.98629 | -0.26189 | 10.6386
80 | 0.0085382 | 0.0021399 | -0.0085379 | -0.0021398 | 3.2971e-07 | 1.4667e-07 | 0.013042 | 0.013043 | 0.013043 | 0.97413 | -0.49838 | 0.97408 | -0.49919 | 3.5831
81 | -0.0085382 | -0.0021399 | 0.0085402 | 0.0021408 | 1.9785e-06 | 8.8001e-07 | 0.013042 | 0.013042 | 0.013042 | 0.97413 | -0.49838 | 0.97437 | -0.49352 | 3.5831
82 | -0.027848 | -0.0069799 | 0.027869 | 0.0069925 | 2.0146e-05 | 1.2523e-05 | 0.042529 | 0.042529 | 0.042529 | 0.97437 | -0.49352 | 0.97514 | -0.47835 | 11.6838
83 | 0.034166 | 0.0085828 | -0.034135 | -0.0085634 | 3.0952e-05 | 1.9425e-05 | 0.051943 | 0.051943 | 0.051943 | 0.97888 | -0.40612 | 0.97791 | -0.42512 | 14.2701
84 | 0.0098002 | 0.0024574 | -0.0097972 | -0.002456 | 2.9773e-06 | 1.4465e-06 | 0.01482 | 0.014821 | 0.014821 | 0.98399 | -0.30555 | 0.98367 | -0.31193 | 4.0716
85 | 0.0020482 | 0.00051294 | -0.0020481 | -0.0005133 | 1.2913e-07 | -3.6861e-07 | 0.0031052 | 0.0031054 | 0.0031054 | 0.98147 | -0.35456 | 0.9814 | -0.35588 | 0.85313
86 | 0.2073 | 0.052374 | -0.20709 | -0.05224 | 0.00021198 | 0.00013386 | 0.31444 | 0.31444 | 0.31444 | 0.98147 | -0.35456 | 0.98037 | -0.37592 | 17.2769
87 | -0.012018 | -0.0030118 | 0.01202 | 0.0030126 | 1.4376e-06 | 7.7584e-07 | 0.018275 | 0.018275 | 0.018275 | 0.97859 | -0.41091 | 0.97871 | -0.4084 | 5.0206
88 | -0.01202 | -0.0030126 | 0.012022 | 0.0030136 | 1.9236e-06 | 1.038e-06 | 0.018275 | 0.018275 | 0.018275 | 0.97871 | -0.4084 | 0.97888 | -0.40504 | 5.0205
89 | -0.015909 | -0.0039879 | 0.015917 | 0.0039922 | 7.4722e-06 | 4.3537e-06 | 0.024184 | 0.024184 | 0.024184 | 0.97888 | -0.40504 | 0.97939 | -0.39519 | 6.6439
90 | 0.030683 | 0.0077109 | -0.03064 | -0.0076844 | 4.2362e-05 | 2.6465e-05 | 0.046729 | 0.046729 | 0.046729 | 0.97721 | -0.43781 | 0.97574 | -0.46677 | 12.8377
91 | -0.030683 | -0.0077109 | 0.030698 | 0.0077202 | 1.4967e-05 | 9.3498e-06 | 0.046729 | 0.046729 | 0.046729 | 0.97721 | -0.43781 | 0.97773 | -0.4276 | 12.8376
92 | 0.023428 | 0.0058767 | -0.023416 | -0.0058694 | 1.1948e-05 | 7.3354e-06 | 0.03573 | 0.03573 | 0.03573 | 0.97574 | -0.46677 | 0.97519 | -0.47748 | 9.8158
93 | -0.036196 | -0.0090982 | 0.036224 | 0.009116 | 2.8185e-05 | 1.7728e-05 | 0.055097 | 0.055097 | 0.055097 | 0.97773 | -0.4276 | 0.97856 | -0.4113 | 15.1365
94 | 0.020358 | 0.0051163 | -0.020319 | -0.0050924 | 3.9438e-05 | 2.3879e-05 | 0.031042 | 0.031043 | 0.031043 | 0.97603 | -0.46164 | 0.97397 | -0.5023 | 8.5282
95 | 0.01395 | 0.0035045 | -0.013925 | -0.0034904 | 2.4841e-05 | 1.408e-05 | 0.021293 | 0.021293 | 0.021293 | 0.97502 | -0.4817 | 0.97312 | -0.51907 | 5.8498
96 | -0.01806 | -0.0045489 | 0.018066 | 0.0045525 | 5.9825e-06 | 3.5635e-06 | 0.027481 | 0.027481 | 0.027481 | 0.97815 | -0.42027 | 0.9785 | -0.41335 | 7.5498
97 | -0.0019124 | -0.00047928 | 0.0019124 | 0.00047924 | 1.3602e-08 | -4.3811e-08 | 0.0029268 | 0.0029267 | 0.0029268 | 0.97227 | -0.5359 | 0.97228 | -0.53575 | 0.80406
98 | -0.0038247 | -0.00095852 | 0.0038248 | 0.00095849 | 7.2869e-08 | -2.3701e-08 | 0.0058535 | 0.0058535 | 0.0058535 | 0.97228 | -0.53575 | 0.9723 | -0.53535 | 1.6081
99 | 0.0050541 | 0.0012662 | -0.0050537 | -0.0012661 | 4.2e-07 | 3.2337e-08 | 0.0076993 | 0.0076994 | 0.0076994 | 0.97677 | -0.44764 | 0.97668 | -0.44939 | 2.1152
100 | 0.017198 | 0.0043131 | -0.01719 | -0.0043083 | 8.0187e-06 | 4.7423e-06 | 0.026201 | 0.026201 | 0.026201 | 0.97677 | -0.44764 | 0.97627 | -0.45743 | 7.1982
101 | 0.0091462 | 0.0022933 | -0.0091415 | -0.0022911 | 4.6981e-06 | 2.2049e-06 | 0.013957 | 0.013957 | 0.013957 | 0.97514 | -0.47835 | 0.97459 | -0.48913 | 3.8344
102 | -0.094942 | -0.023947 | 0.094961 | 0.023959 | 1.9293e-05 | 1.1576e-05 | 0.14455 | 0.14455 | 0.14455 | 0.97769 | -0.42825 | 0.97791 | -0.42401 | 7.9425
103 | -0.0097949 | -0.0024548 | 0.0097972 | 0.002456 | 2.2958e-06 | 1.1156e-06 | 0.014821 | 0.014821 | 0.014821 | 0.98342 | -0.31685 | 0.98367 | -0.31193 | 4.0716
104 | -0.27275 | -0.069906 | 0.27287 | 0.069983 | 0.00012066 | 7.66e-05 | 0.40883 | 0.40883 | 0.40883 | 0.99407 | -0.11207 | 0.99455 | -0.10294 | 22.4633
105 | 0.0048265 | 0.0012095 | -0.0048262 | -0.0012095 | 3.7057e-07 | 8.122e-11 | 0.0072874 | 0.0072875 | 0.0072875 | 0.98553 | -0.27669 | 0.98544 | -0.2783 | 2.0021
106 | 0.011836 | 0.002967 | -0.011834 | -0.0029658 | 2.1898e-06 | 1.1678e-06 | 0.017857 | 0.017857 | 0.017857 | 0.98629 | -0.26189 | 0.98609 | -0.26577 | 4.9059
107 | -0.15278 | -0.038592 | 0.15286 | 0.038641 | 7.9223e-05 | 4.9435e-05 | 0.23061 | 0.23061 | 0.23061 | 0.98629 | -0.26189 | 0.98685 | -0.25107 | 12.6711
108 | 0.012683 | 0.0031795 | -0.012679 | -0.0031775 | 3.5606e-06 | 1.9479e-06 | 0.019135 | 0.019135 | 0.019135 | 0.98629 | -0.26189 | 0.98599 | -0.26778 | 5.2569
109 | -0.011132 | -0.0027898 | 0.011132 | 0.0027901 | 4.9095e-07 | 2.5766e-07 | 0.01699 | 0.01699 | 0.01699 | 0.97491 | -0.48312 | 0.97495 | -0.48219 | 4.6677
110 | -0.011132 | -0.0027901 | 0.011135 | 0.0027914 | 2.5025e-06 | 1.3132e-06 | 0.01699 | 0.01699 | 0.01699 | 0.97495 | -0.48219 | 0.97519 | -0.47748 | 4.6677
111 | 0.034135 | 0.0085634 | -0.034133 | -0.0085624 | 1.5715e-06 | 9.8627e-07 | 0.051943 | 0.051943 | 0.051943 | 0.97791 | -0.42512 | 0.97786 | -0.42609 | 14.2701
112 | 0.18385 | 0.046387 | -0.18377 | -0.046333 | 8.6781e-05 | 5.4606e-05 | 0.27928 | 0.27928 | 0.27928 | 0.97997 | -0.38379 | 0.97946 | -0.39366 | 15.345
113 | -0.18852 | -0.047556 | 0.18859 | 0.047601 | 7.1129e-05 | 4.4794e-05 | 0.28636 | 0.28636 | 0.28636 | 0.97997 | -0.38379 | 0.98037 | -0.37592 | 15.7341
114 | 0.024318 | 0.0060984 | -0.024316 | -0.0060973 | 1.776e-06 | 1.093e-06 | 0.036945 | 0.036945 | 0.036945 | 0.97946 | -0.39366 | 0.97939 | -0.39519 | 10.1498
115 | 0.15945 | 0.040234 | -0.15931 | -0.04015 | 0.00013461 | 8.4226e-05 | 0.24233 | 0.24233 | 0.24233 | 0.97946 | -0.39366 | 0.97856 | -0.4113 | 13.315
116 | 0.0185 | 0.0046388 | -0.018493 | -0.0046349 | 6.557e-06 | 3.917e-06 | 0.02808 | 0.02808 | 0.02808 | 0.98037 | -0.37592 | 0.97999 | -0.38336 | 7.7143
117 | 0.12309 | 0.031034 | -0.12304 | -0.031002 | 5.2208e-05 | 3.2167e-05 | 0.18724 | 0.18724 | 0.18724 | 0.97856 | -0.4113 | 0.97811 | -0.42017 | 10.2878
118 | 0.010198 | 0.0025559 | -0.010198 | -0.0025559 | 2.5087e-09 | 1.2554e-09 | 0.015485 | 0.015485 | 0.015485 | 0.97999 | -0.38336 | 0.97999 | -0.38336 | 4.2541
119 | 0.10576 | 0.026671 | -0.10574 | -0.026659 | 1.9433e-05 | 1.1809e-05 | 0.16095 | 0.16095 | 0.16095 | 0.97811 | -0.42017 | 0.97791 | -0.42401 | 8.8433
120 | 0.0065538 | 0.0016424 | -0.0065496 | -0.0016411 | 4.1776e-06 | 1.2966e-06 | 0.010021 | 0.010022 | 0.010022 | 0.97312 | -0.51907 | 0.97245 | -0.53246 | 2.7533
121 | 0.0073714 | 0.001848 | -0.0073664 | -0.0018461 | 5.0452e-06 | 1.9145e-06 | 0.011272 | 0.011272 | 0.011272 | 0.97312 | -0.51907 | 0.9724 | -0.53344 | 3.0968
122 | 0.004425 | 0.0011087 | -0.0044249 | -0.0011087 | 1.2998e-07 | -1.0607e-08 | 0.0067709 | 0.0067709 | 0.0067709 | 0.97245 | -0.53246 | 0.97242 | -0.53308 | 1.8601
123 | 0.0057366 | 0.0014376 | -0.0057361 | -0.0014375 | 5.1983e-07 | 1.0957e-07 | 0.0087784 | 0.0087785 | 0.0087785 | 0.9724 | -0.53344 | 0.9723 | -0.53535 | 2.4117
124 | 0.0023009 | 0.00057633 | -0.0023007 | -0.00057661 | 1.3776e-07 | -2.7945e-07 | 0.0035207 | 0.0035208 | 0.0035208 | 0.97242 | -0.53308 | 0.97235 | -0.53433 | 0.96727
125 | 0.0013667 | 0.00034231 | -0.0013666 | -0.00034251 | 2.7012e-08 | -1.9868e-07 | 0.0020624 | 0.0020625 | 0.0020625 | 0.98599 | -0.26778 | 0.98597 | -0.2682 | 0.56663
126 | 0.0056698 | 0.0014209 | -0.0056692 | -0.0014208 | 5.8875e-07 | 1.0322e-07 | 0.0085557 | 0.0085558 | 0.0085558 | 0.98609 | -0.26577 | 0.98598 | -0.26795 | 2.3505
127 | 0.0010554 | 0.00026427 | -0.0010554 | -0.0002645 | 1.8071e-08 | -2.3156e-07 | 0.0015913 | 0.0015914 | 0.0015914 | 0.98685 | -0.25107 | 0.98683 | -0.25143 | 0.43719
128 | 0.013292 | 0.0033321 | -0.013291 | -0.0033313 | 1.4896e-06 | 8.2713e-07 | 0.020047 | 0.020047 | 0.020047 | 0.98666 | -0.25475 | 0.98654 | -0.2571 | 5.5074
129 | 0.003373 | 0.00084492 | -0.0033729 | -0.00084496 | 6.4552e-08 | -4.0262e-08 | 0.0051388 | 0.0051388 | 0.0051388 | 0.97668 | -0.44939 | 0.97666 | -0.44979 | 1.4118
130 | 0.0016447 | 0.00041196 | -0.0016447 | -0.00041219 | 5.0182e-08 | -2.3457e-07 | 0.0025058 | 0.0025059 | 0.0025059 | 0.97666 | -0.44979 | 0.97662 | -0.45043 | 0.68842
131 | 0.0017282 | 0.000433 | -0.0017282 | -0.00043313 | 3.0213e-08 | -1.2608e-07 | 0.002633 | 0.0026331 | 0.0026331 | 0.97666 | -0.44979 | 0.97664 | -0.45016 | 0.72338
132 | 0.025472 | 0.0063918 | -0.025456 | -0.0063818 | 1.6211e-05 | 1.0014e-05 | 0.038764 | 0.038764 | 0.038764 | 0.97786 | -0.42609 | 0.97718 | -0.43944 | 10.6495
133 | -0.014633 | -0.0036673 | 0.014638 | 0.0036705 | 5.6158e-06 | 3.2168e-06 | 0.022292 | 0.022292 | 0.022292 | 0.97676 | -0.44782 | 0.97717 | -0.43976 | 6.1241
134 | -0.014638 | -0.0036705 | 0.014639 | 0.0036707 | 2.2241e-07 | 1.2739e-07 | 0.022292 | 0.022292 | 0.022292 | 0.97717 | -0.43976 | 0.97718 | -0.43944 | 6.1241
135 | -0.0036453 | -0.0009136 | 0.0036454 | 0.00091359 | 3.3626e-08 | -1.633e-08 | 0.0054991 | 0.0054991 | 0.0054991 | 0.98639 | -0.25999 | 0.9864 | -0.2598 | 1.5107
136 | -0.0097857 | -0.0024525 | 0.009787 | 0.0024531 | 1.2592e-06 | 6.0918e-07 | 0.014762 | 0.014762 | 0.014762 | 0.9864 | -0.2598 | 0.98654 | -0.2571 | 4.0555
137 | -0.60515 | -0.15545 | 0.60518 | 0.15547 | 3.2993e-05 | 2.108e-05 | 0.90361 | 0.90361 | 0.90361 | 0.99801 | -0.037492 | 0.99807 | -0.036369 | 49.649
138 | 0.60272 | 0.15484 | -0.60175 | -0.15422 | 0.0009695 | 0.00061944 | 0.89999 | 0.89999 | 0.89999 | 0.99801 | -0.037492 | 0.99626 | -0.070672 | 49.4502
139 | -0.60628 | -0.15574 | 0.60736 | 0.15643 | 0.0010729 | 0.0006855 | 0.90525 | 0.90525 | 0.90525 | 0.99807 | -0.036369 | 1 | 0 | 49.7392
140 | 0.2772 | 0.071232 | -0.27713 | -0.071192 | 6.3153e-05 | 4.0099e-05 | 0.41465 | 0.41465 | 0.41465 | 0.99626 | -0.070672 | 0.99601 | -0.075363 | 22.7829
141 | 0.32456 | 0.082987 | -0.32428 | -0.082809 | 0.00028122 | 0.00017894 | 0.48534 | 0.48534 | 0.48534 | 0.99626 | -0.070672 | 0.99531 | -0.088597 | 26.6673
142 | 0.0032156 | 0.00080572 | -0.0032155 | -0.00080587 | 1.6607e-07 | -1.4746e-07 | 0.0047848 | 0.0047849 | 0.0047849 | 1 | 0 | 0.99994 | -0.0010842 | 1.3145
143 | 0.276 | 0.070909 | -0.27563 | -0.070674 | 0.00036918 | 0.0002344 | 0.41296 | 0.41296 | 0.41296 | 0.99601 | -0.075363 | 0.99455 | -0.10294 | 22.6902
144 | 0.32299 | 0.082485 | -0.32267 | -0.082287 | 0.00031134 | 0.00019811 | 0.48342 | 0.48342 | 0.48342 | 0.99531 | -0.088597 | 0.99427 | -0.10856 | 26.5614
145 | 0.31158 | 0.079507 | -0.31126 | -0.0793 | 0.00032567 | 0.00020714 | 0.46682 | 0.46682 | 0.46682 | 0.99427 | -0.10856 | 0.99313 | -0.13022 | 25.6494
146 | 0.01109 | 0.0027802 | -0.011088 | -0.0027792 | 1.889e-06 | 9.7187e-07 | 0.016598 | 0.016598 | 0.016598 | 0.99427 | -0.10856 | 0.99408 | -0.11213 | 4.5598
147 | 0.0097905 | 0.0024541 | -0.009789 | -0.0024534 | 1.4178e-06 | 6.7922e-07 | 0.014655 | 0.014655 | 0.014655 | 0.99408 | -0.11213 | 0.99392 | -0.11517 | 4.0262
148 | 0.0012977 | 0.00032508 | -0.0012977 | -0.00032522 | 1.6255e-08 | -1.3854e-07 | 0.0019424 | 0.0019424 | 0.0019424 | 0.99408 | -0.11213 | 0.99407 | -0.1124 | 0.53364
149 | 0.0086265 | 0.0021619 | -0.0086265 | -0.0021619 | 1.0638e-08 | 4.6053e-09 | 0.012917 | 0.012917 | 0.012917 | 0.99377 | -0.1182 | 0.99377 | -0.11823 | 3.5486
150 | -0.0086265 | -0.0021619 | 0.0086278 | 0.0021624 | 1.2444e-06 | 5.3867e-07 | 0.012917 | 0.012917 | 0.012917 | 0.99377 | -0.1182 | 0.99392 | -0.11517 | 3.5486
151 | 0.0044924 | 0.0011258 | -0.004492 | -0.0011258 | 4.243e-07 | -5.239e-08 | 0.0067267 | 0.0067268 | 0.0067268 | 0.99377 | -0.11823 | 0.99366 | -0.12021 | 1.848

## res_trafo
| p_hv_mw | q_hv_mvar | p_lv_mw | q_lv_mvar | pl_mw | ql_mvar | i_hv_ka | i_lv_ka | vm_hv_pu | va_hv_degree | vm_lv_pu | va_lv_degree | loading_percent
0 | -1.2729e-15 | -1.3162e-15 | 0.00165 | 1.2699e-07 | 0.00165 | 1.2699e-07 | 5.2857e-17 | 0.0023815 | 0.99998 | 149.9956 | 1 | 0 | 0.2619

## res_ext_grid
| p_mw | q_mvar
0 | 0.61587 | 0.15815

## res_load
| p_mw | q_mvar
0 | 0.0055723 | 0.0013966
1 | 0.004746 | 0.0011894
2 | 0.004695 | 0.0011767
3 | 0.006087 | 0.0015255
4 | 0.0062587 | 0.0015686
5 | 0.0041573 | 0.0010419
6 | 0.0022117 | 0.0005543
7 | 0.0033706 | 0.00084475
8 | 0.0029872 | 0.00074867
9 | 0.001985 | 0.00049748
10 | 0.0020321 | 0.00050929
11 | 0.0019471 | 0.000488
12 | 0.0031602 | 0.00079203
13 | 0.002922 | 0.00073232
14 | 0.0033922 | 0.00085016
15 | 0.00077212 | 0.00019351
16 | 0.017762 | 0.0044517
17 | 0.0037626 | 0.000943
18 | 0.0011858 | 0.00029719
19 | 0.0073388 | 0.0018393
20 | 0.0010301 | 0.00025817
21 | 0.0011195 | 0.00028056
22 | 0.00050953 | 0.0001277
23 | 0.0043069 | 0.0010794
24 | 0.0045998 | 0.0011528
25 | 0.031141 | 0.0078046
26 | 0.0050093 | 0.0012554
27 | 0.0055047 | 0.0013796
28 | 0.0018383 | 0.00046073
29 | 0.0040589 | 0.0010173
30 | 0.052093 | 0.013056
31 | 0.0032897 | 0.00082447
32 | 0.0075287 | 0.0018869
33 | 0.012587 | 0.0031547
34 | 0.011969 | 0.0029997
35 | 0.01473 | 0.0036916
36 | 0.0085379 | 0.0021398
37 | 0.019308 | 0.0048391
38 | 0.0099297 | 0.0024886
39 | 0.0065104 | 0.0016317
40 | 0.0038873 | 0.00097424
41 | 0.0072128 | 0.0018077
42 | 0.0054984 | 0.001378
43 | 0.0057467 | 0.0014402
44 | 0.0022262 | 0.00055795
45 | 0.0019124 | 0.00047928
46 | 0.0019124 | 0.00047928
47 | 0.00546 | 0.0013684
48 | 0.0097949 | 0.0024548
49 | 0.0023178 | 0.0005809
50 | 0.0091415 | 0.0022911
51 | 0.005481 | 0.0013737
52 | 0.011132 | 0.0027898
53 | 0.0046646 | 0.001169
54 | 0.0083994 | 0.0021051
55 | 0.0082951 | 0.0020789
56 | 0.017281 | 0.004331
57 | 0.0020481 | 0.0005133
58 | 0.010198 | 0.0025559
59 | 0.010775 | 0.0027004
60 | 0.012281 | 0.0030779
61 | 0.0021246 | 0.00053247
62 | 0.0016298 | 0.00040846
63 | 0.0020548 | 0.00051498
64 | 0.002124 | 0.00053233
65 | 0.0019113 | 0.00047901
66 | 0.0023007 | 0.00057661
67 | 0.011313 | 0.0028352
68 | 0.0013666 | 0.00034251
69 | 0.0061642 | 0.0015449
70 | 0.0056692 | 0.0014208
71 | 0.0010554 | 0.0002645
72 | 0.0048262 | 0.0012095
73 | 0.0053139 | 0.0013318
74 | 0.020319 | 0.0050924
75 | 0.01719 | 0.0043083
76 | 0.0016807 | 0.00042122
77 | 0.0086606 | 0.0021706
78 | 0.014633 | 0.0036673
79 | 0.0016447 | 0.00041219
80 | 0.0017282 | 0.00043313
81 | 0.010818 | 0.0027111
82 | 0.0036453 | 0.0009136
83 | 0.0061404 | 0.0015389
84 | 0.0035039 | 0.00087815
85 | 0.0024266 | 0.00060815
86 | 0.0011021 | 0.00027621
87 | 0.0036518 | 0.00091522
88 | 0.0011308 | 0.00028341
89 | 0.0012899 | 0.00032329
90 | 0.0032155 | 0.00080587
91 | 0.0027594 | 0.00069158
92 | 0.0010725 | 0.00026879
93 | 0.0041341 | 0.0010361
94 | 0.0011612 | 0.00029104
95 | 0.0012977 | 0.00032522
96 | 0.004492 | 0.0011258

## dtypes
| element | column | dtype
0 | bus | name | object
1 | bus | vn_kv | float64
2 | bus | type | object
3 | bus | zone | object
4 | bus | in_service | bool
5 | load | name | object
6 | load | bus | uint32
7 | load | p_mw | float64
8 | load | q_mvar | float64
9 | load | const_z_percent | float64
10 | load | const_i_percent | float64
11 | load | sn_mva | float64
12 | load | scaling | float64
13 | load | in_service | bool
14 | load | type | object
15 | ext_grid | name | object
16 | ext_grid | bus | uint32
17 | ext_grid | vm_pu | float64
18 | ext_grid | va_degree | float64
19 | ext_grid | slack_weight | float64
20 | ext_grid | in_service | bool
21 | line | name | object
22 | line | std_type | object
23 | line | from_bus | uint32
24 | line | to_bus | uint32
25 | line | length_km | float64
26 | line | r_ohm_per_km | float64
27 | line | x_ohm_per_km | float64
28 | line | c_nf_per_km | float64
29 | line | g_us_per_km | float64
30 | line | max_i_ka | float64
31 | line | df | float64
32 | line | parallel | uint32
33 | line | type | object
34 | line | in_service | bool
35 | trafo | name | object
36 | trafo | std_type | object
37 | trafo | hv_bus | uint32
38 | trafo | lv_bus | uint32
39 | trafo | sn_mva | float64
40 | trafo | vn_hv_kv | float64
41 | trafo | vn_lv_kv | float64
42 | trafo | vk_percent | float64
43 | trafo | vkr_percent | float64
44 | trafo | pfe_kw | float64
45 | trafo | i0_percent | float64
46 | trafo | shift_degree | float64
47 | trafo | tap_side | object
48 | trafo | tap_neutral | int32
49 | trafo | tap_min | int32
50 | trafo | tap_max | int32
51 | trafo | tap_step_percent | float64
52 | trafo | tap_step_degree | float64
53 | trafo | tap_pos | int32
54 | trafo | tap_phase_shifter | bool
55 | trafo | parallel | uint32
56 | trafo | df | float64
57 | trafo | in_service | bool
58 | line_geodata | coords | object
59 | bus_geodata | x | float64
60 | bus_geodata | y | float64
61 | bus_geodata | coords | object
62 | res_bus | vm_pu | float64
63 | res_bus | va_degree | float64
64 | res_bus | p_mw | float64
65 | res_bus | q_mvar | float64
66 | res_line | p_from_mw | float64
67 | res_line | q_from_mvar | float64
68 | res_line | p_to_mw | float64
69 | res_line | q_to_mvar | float64
70 | res_line | pl_mw | float64
71 | res_line | ql_mvar | float64
72 | res_line | i_from_ka | float64
73 | res_line | i_to_ka | float64
74 | res_line | i_ka | float64
75 | res_line | vm_from_pu | float64
76 | res_line | va_from_degree | float64
77 | res_line | vm_to_pu | float64
78 | res_line | va_to_degree | float64
79 | res_line | loading_percent | float64
80 | res_trafo | p_hv_mw | float64
81 | res_trafo | q_hv_mvar | float64
82 | res_trafo | p_lv_mw | float64
83 | res_trafo | q_lv_mvar | float64
84 | res_trafo | pl_mw | float64
85 | res_trafo | ql_mvar | float64
86 | res_trafo | i_hv_ka | float64
87 | res_trafo | i_lv_ka | float64
88 | res_trafo | vm_hv_pu | float64
89 | res_trafo | va_hv_degree | float64
90 | res_trafo | vm_lv_pu | float64
91 | res_trafo | va_lv_degree | float64
92 | res_trafo | loading_percent | float64
93 | res_ext_grid | p_mw | float64
94 | res_ext_grid | q_mvar | float64
95 | res_load | p_mw | float64
96 | res_load | q_mvar | float64

## parameters
| version | format_version | converged | OPF_converged | name | f_hz | sn_mva
0 | 2.14.6 | 2.14.0 | TRUE | FALSE |  | 50 | 1