## bus
| name | vn_kv | type | zone | in_service
0 | bus_LV_193-17_0_5_node_0 | 0.4 | n |  | TRUE
1 | bus_LV_193-17_0_5_node_1 | 0.4 | n |  | TRUE
2 | bus_LV_193-17_0_5_node_5 | 0.4 | n |  | TRUE
3 | bus_LV_193-17_0_5_node_6 | 0.4 | n |  | TRUE
4 | bus_LV_193-17_0_5_node_3 | 0.4 | n |  | TRUE
5 | bus_LV_193-17_0_5_node_4 | 0.4 | n |  | TRUE
6 | bus_LV_193-17_0_5_node_32 | 0.4 | n |  | TRUE
7 | bus_LV_193-17_0_5_node_34 | 0.4 | n |  | TRUE
8 | bus_LV_193-17_0_5_node_47 | 0.4 | n |  | TRUE
9 | bus_LV_193-17_0_5_node_120 | 0.4 | n |  | TRUE
10 | bus_LV_193-17_0_5_node_121 | 0.4 | n |  | TRUE
11 | bus_LV_193-17_0_5_node_16 | 0.4 | n |  | TRUE
12 | bus_LV_193-17_0_5_node_30 | 0.4 | n |  | TRUE
13 | bus_LV_193-17_0_5_node_35 | 0.4 | n |  | TRUE
14 | bus_LV_193-17_0_5_node_46 | 0.4 | n |  | TRUE
15 | bus_LV_193-17_0_5_node_119 | 0.4 | n |  | TRUE
16 | bus_LV_193-17_0_5_node_131 | 0.4 | n |  | TRUE
17 | bus_LV_193-17_0_5_node_20 | 0.4 | n |  | TRUE
18 | bus_LV_193-17_0_5_node_14 | 0.4 | n |  | TRUE
19 | bus_LV_193-17_0_5_node_15 | 0.4 | n |  | TRUE
20 | bus_LV_193-17_0_5_node_7 | 0.4 | n |  | TRUE
21 | bus_LV_193-17_0_5_node_9 | 0.4 | n |  | TRUE
22 | bus_LV_193-17_0_5_node_12 | 0.4 | n |  | TRUE
23 | bus_LV_193-17_0_5_node_13 | 0.4 | n |  | TRUE
24 | bus_LV_193-17_0_5_node_10 | 0.4 | n |  | TRUE
25 | bus_LV_193-17_0_5_node_25 | 0.4 | n |  | TRUE
26 | bus_LV_193-17_0_5_node_23 | 0.4 | n |  | TRUE
27 | bus_LV_193-17_0_5_node_11 | 0.4 | n |  | TRUE
28 | bus_LV_193-17_0_5_node_17 | 0.4 | n |  | TRUE
29 | bus_LV_193-17_0_5_node_21 | 0.4 | n |  | TRUE
30 | bus_LV_193-17_0_5_node_22 | 0.4 | n |  | TRUE
31 | bus_LV_193-17_0_5_node_18 | 0.4 | n |  | TRUE
32 | bus_LV_193-17_0_5_node_19 | 0.4 | n |  | TRUE
33 | bus_LV_193-17_0_5_node_24 | 0.4 | n |  | TRUE
34 | bus_LV_193-17_0_5_node_27 | 0.4 | n |  | TRUE
35 | bus_LV_193-17_0_5_node_26 | 0.4 | n |  | TRUE
36 | bus_LV_193-17_0_5_node_28 | 0.4 | n |  | TRUE
37 | bus_LV_193-17_0_5_node_29 | 0.4 | n |  | TRUE
38 | bus_LV_193-17_0_5_node_127 | 0.4 | n |  | TRUE
39 | bus_LV_193-17_0_5_node_128 | 0.4 | n |  | TRUE
40 | bus_LV_193-17_0_5_node_31 | 0.4 | n |  | TRUE
41 | bus_LV_193-17_0_5_node_33 | 0.4 | n |  | TRUE
42 | bus_LV_193-17_0_5_node_126 | 0.4 | n |  | TRUE
43 | bus_LV_193-17_0_5_node_129 | 0.4 | n |  | TRUE
44 | bus_LV_193-17_0_5_node_36 | 0.4 | n |  | TRUE
45 | bus_LV_193-17_0_5_node_37 | 0.4 | n |  | TRUE
46 | bus_LV_193-17_0_5_node_38 | 0.4 | n |  | TRUE
47 | bus_LV_193-17_0_5_node_39 | 0.4 | n |  | TRUE
48 | bus_LV_193-17_0_5_node_40 | 0.4 | n |  | TRUE
49 | bus_LV_193-17_0_5_node_50 | 0.4 | n |  | TRUE
50 | bus_LV_193-17_0_5_node_52 | 0.4 | n |  | TRUE
51 | bus_LV_193-17_0_5_node_48 | 0.4 | n |  | TRUE
52 | bus_LV_193-17_0_5_node_51 | 0.4 | n |  | TRUE
53 | bus_LV_193-17_0_5_node_41 | 0.4 | n |  | TRUE
54 | bus_LV_193-17_0_5_node_42 | 0.4 | n |  | TRUE
55 | bus_LV_193-17_0_5_node_43 | 0.4 | n |  | TRUE
56 | bus_LV_193-17_0_5_node_44 | 0.4 | n |  | TRUE
57 | bus_LV_193-17_0_5_node_45 | 0.4 | n |  | TRUE
58 | bus_LV_193-17_0_5_node_90 | 0.4 | n |  | TRUE
59 | bus_LV_193-17_0_5_node_103 | 0.4 | n |  | TRUE
60 | bus_LV_193-17_0_5_node_101 | 0.4 | n |  | TRUE
61 | bus_LV_193-17_0_5_node_49 | 0.4 | n |  | TRUE
62 | bus_LV_193-17_0_5_node_105 | 0.4 | n |  | TRUE
63 | bus_LV_193-17_0_5_node_114 | 0.4 | n |  | TRUE
64 | bus_LV_193-17_0_5_node_58 | 0.4 | n |  | TRUE
65 | bus_LV_193-17_0_5_node_113 | 0.4 | n |  | TRUE
66 | bus_LV_193-17_0_5_node_53 | 0.4 | n |  | TRUE
67 | bus_LV_193-17_0_5_node_54 | 0.4 | n |  | TRUE
68 | bus_LV_193-17_0_5_node_56 | 0.4 | n |  | TRUE
69 | bus_LV_193-17_0_5_node_55 | 0.4 | n |  | TRUE
70 | bus_LV_193-17_0_5_node_57 | 0.4 | n |  | TRUE
71 | bus_LV_193-17_0_5_node_71 | 0.4 | n |  | TRUE
72 | bus_LV_193-17_0_5_node_64 | 0.4 | n |  | TRUE
73 | bus_LV_193-17_0_5_node_78 | 0.4 | n |  | TRUE
74 | bus_LV_193-17_0_5_node_61 | 0.4 | n |  | TRUE
75 | bus_LV_193-17_0_5_node_59 | 0.4 | n |  | TRUE
76 | bus_LV_193-17_0_5_node_60 | 0.4 | n |  | TRUE
77 | bus_LV_193-17_0_5_node_62 | 0.4 | n |  | TRUE
78 | bus_LV_193-17_0_5_node_63 | 0.4 | n |  | TRUE
79 | bus_LV_193-17_0_5_node_134 | 0.4 | n |  | TRUE
80 | bus_LV_193-17_0_5_node_72 | 0.4 | n |  | TRUE
81 | bus_LV_193-17_0_5_node_135 | 0.4 | n |  | TRUE
82 | bus_LV_193-17_0_5_node_73 | 0.4 | n |  | TRUE
83 | bus_LV_193-17_0_5_node_65 | 0.4 | n |  | TRUE
84 | bus_LV_193-17_0_5_node_66 | 0.4 | n |  | TRUE
85 | bus_LV_193-17_0_5_node_67 | 0.4 | n |  | TRUE
86 | bus_LV_193-17_0_5_node_68 | 0.4 | n |  | TRUE
87 | bus_LV_193-17_0_5_node_69 | 0.4 | n |  | TRUE
88 | bus_LV_193-17_0_5_node_70 | 0.4 | n |  | TRUE
89 | bus_LV_193-17_0_5_node_83 | 0.4 | n |  | TRUE
90 | bus_LV_193-17_0_5_node_91 | 0.4 | n |  | TRUE
91 | bus_LV_193-17_0_5_node_84 | 0.4 | n |  | TRUE
92 | bus_LV_193-17_0_5_node_92 | 0.4 | n |  | TRUE
93 | bus_LV_193-17_0_5_node_81 | 0.4 | n |  | TRUE
94 | bus_LV_193-17_0_5_node_74 | 0.4 | n |  | TRUE
95 | bus_LV_193-17_0_5_node_75 | 0.4 | n |  | TRUE
96 | bus_LV_193-17_0_5_node_77 | 0.4 | n |  | TRUE
97 | bus_LV_193-17_0_5_node_98 | 0.4 | n |  | TRUE
98 | bus_LV_193-17_0_5_node_96 | 0.4 | n |  | TRUE
99 | bus_LV_193-17_0_5_node_79 | 0.4 | n |  | TRUE
100 | bus_LV_193-17_0_5_node_80 | 0.4 | n |  | TRUE
101 | bus_LV_193-17_0_5_node_82 | 0.4 | n |  | TRUE
102 | bus_LV_193-17_0_5_node_93 | 0.4 | n |  | TRUE
103 | bus_LV_193-17_0_5_node_85 | 0.4 | n |  | TRUE
104 | bus_LV_193-17_0_5_node_86 | 0.4 | n |  | TRUE
105 | bus_LV_193-17_0_5_node_87 | 0.4 | n |  | TRUE
106 | bus_LV_193-17_0_5_node_88 | 0.4 | n |  | TRUE
107 | bus_LV_193-17_0_5_node_89 | 0.4 | n |  | TRUE
108 | bus_LV_193-17_0_5_node_104 | 0.4 | n |  | TRUE
109 | bus_LV_193-17_0_5_node_99 | 0.4 | n |  | TRUE
110 | bus_LV_193-17_0_5_node_132 | 0.4 | n |  | TRUE
111 | bus_LV_193-17_0_5_node_100 | 0.4 | n |  | TRUE
112 | bus_LV_193-17_0_5_node_123 | 0.4 | n |  | TRUE
113 | bus_LV_193-17_0_5_node_102 | 0.4 | n |  | TRUE
114 | bus_LV_193-17_0_5_node_94 | 0.4 | n |  | TRUE
115 | bus_LV_193-17_0_5_node_95 | 0.4 | n |  | TRUE
116 | bus_LV_193-17_0_5_node_97 | 0.4 | n |  | TRUE
117 | bus_LV_193-17_0_5_node_124 | 0.4 | n |  | TRUE
118 | bus_LV_193-17_0_5_node_106 | 0.4 | n |  | TRUE
119 | bus_LV_193-17_0_5_node_107 | 0.4 | n |  | TRUE
120 | bus_LV_193-17_0_5_node_108 | 0.4 | n |  | TRUE
121 | bus_LV_193-17_0_5_node_109 | 0.4 | n |  | TRUE
122 | bus_LV_193-17_0_5_node_110 | 0.4 | n |  | TRUE
123 | bus_LV_193-17_0_5_node_112 | 0.4 | n |  | TRUE
124 | bus_LV_193-17_0_5_node_115 | 0.4 | n |  | TRUE
125 | bus_LV_193-17_0_5_node_111 | 0.4 | n |  | TRUE
126 | bus_LV_193-17_0_5_node_116 | 0.4 | n |  | TRUE
127 | bus_LV_193-17_0_5_node_130 | 0.4 | n |  | TRUE
128 | bus_LV_193-17_0_5_node_117 | 0.4 | n |  | TRUE
129 | bus_LV_193-17_0_5_node_118 | 0.4 | n |  | TRUE
130 | bus_LV_193-17_0_5_node_122 | 0.4 | n |  | TRUE
131 | bus_MV_364_0_node_7 | 20 | n |  | TRUE

## load
| name | bus | p_mw | q_mvar | const_z_percent | const_i_percent | sn_mva | scaling | in_service | type
0 | LV_193-17_0_5_load_0 | 0 | 0.0050425 | 0.0012638 | 0 | 0 |  | 1 | TRUE | wye
1 | LV_193-17_0_5_load_34 | 7 | 0.0018353 | 0.00045997 | 0 | 0 |  | 1 | TRUE | wye
2 | LV_193-17_0_5_load_47 | 8 | 0.002166 | 0.00054285 | 0 | 0 |  | 1 | TRUE | wye
3 | LV_193-17_0_5_load_120 | 9 | 0.0019529 | 0.00048945 | 0 | 0 |  | 1 | TRUE | wye
4 | LV_193-17_0_5_load_121 | 10 | 0.0019241 | 0.00048221 | 0 | 0 |  | 1 | TRUE | wye
5 | LV_193-17_0_5_load_16 | 11 | 0.0044711 | 0.0011206 | 0 | 0 |  | 1 | TRUE | wye
6 | LV_193-17_0_5_load_30 | 12 | 0.0022387 | 0.00056107 | 0 | 0 |  | 1 | TRUE | wye
7 | LV_193-17_0_5_load_35 | 13 | 0.0011798 | 0.0002957 | 0 | 0 |  | 1 | TRUE | wye
8 | LV_193-17_0_5_load_46 | 14 | 0.004006 | 0.001004 | 0 | 0 |  | 1 | TRUE | wye
9 | LV_193-17_0_5_load_119 | 15 | 0.0017015 | 0.00042644 | 0 | 0 |  | 1 | TRUE | wye
10 | LV_193-17_0_5_load_131 | 16 | 0.002281 | 0.00057168 | 0 | 0 |  | 1 | TRUE | wye
11 | LV_193-17_0_5_load_14 | 18 | 0.0076982 | 0.0019293 | 0 | 0 |  | 1 | TRUE | wye
12 | LV_193-17_0_5_load_7 | 20 | 0.0034415 | 0.00086253 | 0 | 0 |  | 1 | TRUE | wye
13 | LV_193-17_0_5_load_25 | 25 | 0.0033612 | 0.0008424 | 0 | 0 |  | 1 | TRUE | wye
14 | LV_193-17_0_5_load_23 | 26 | 0.0037452 | 0.00093864 | 0 | 0 |  | 1 | TRUE | wye
15 | LV_193-17_0_5_load_11 | 27 | 0.0034484 | 0.00086424 | 0 | 0 |  | 1 | TRUE | wye
16 | LV_193-17_0_5_load_17 | 28 | 0.004463 | 0.0011185 | 0 | 0 |  | 1 | TRUE | wye
17 | LV_193-17_0_5_load_22 | 30 | 0.0041796 | 0.0010475 | 0 | 0 |  | 1 | TRUE | wye
18 | LV_193-17_0_5_load_18 | 31 | 0.0078831 | 0.0019757 | 0 | 0 |  | 1 | TRUE | wye
19 | LV_193-17_0_5_load_19 | 32 | 0.0044228 | 0.0011085 | 0 | 0 |  | 1 | TRUE | wye
20 | LV_193-17_0_5_load_24 | 33 | 0.0024881 | 0.00062358 | 0 | 0 |  | 1 | TRUE | wye
21 | LV_193-17_0_5_load_27 | 34 | 0.0041805 | 0.0010477 | 0 | 0 |  | 1 | TRUE | wye
22 | LV_193-17_0_5_load_26 | 35 | 0.0098099 | 0.0024586 | 0 | 0 |  | 1 | TRUE | wye
23 | LV_193-17_0_5_load_29 | 37 | 0.0026034 | 0.00065246 | 0 | 0 |  | 1 | TRUE | wye
24 | LV_193-17_0_5_load_127 | 38 | 0.0021856 | 0.00054777 | 0 | 0 |  | 1 | TRUE | wye
25 | LV_193-17_0_5_load_31 | 40 | 0.0022978 | 0.00057589 | 0 | 0 |  | 1 | TRUE | wye
26 | LV_193-17_0_5_load_33 | 41 | 0.002505 | 0.00062781 | 0 | 0 |  | 1 | TRUE | wye
27 | LV_193-17_0_5_load_126 | 42 | 0.0024276 | 0.00060842 | 0 | 0 |  | 1 | TRUE | wye
28 | LV_193-17_0_5_load_129 | 43 | 0.0021965 | 0.0005505 | 0 | 0 |  | 1 | TRUE | wye
29 | LV_193-17_0_5_load_36 | 44 | 0.0031616 | 0.00079238 | 0 | 0 |  | 1 | TRUE | wye
30 | LV_193-17_0_5_load_37 | 45 | 0.0011369 | 0.00028493 | 0 | 0 |  | 1 | TRUE | wye
31 | LV_193-17_0_5_load_38 | 46 | 0.00092854 | 0.00023271 | 0 | 0 |  | 1 | TRUE | wye
32 | LV_193-17_0_5_load_39 | 47 | 0.0011516 | 0.00028863 | 0 | 0 |  | 1 | TRUE | wye
33 | LV_193-17_0_5_load_40 | 48 | 0.0017869 | 0.00044784 | 0 | 0 |  | 1 | TRUE | wye
34 | LV_193-17_0_5_load_50 | 49 | 0.0011788 | 0.00029544 | 0 | 0 |  | 1 | TRUE | wye
35 | LV_193-17_0_5_load_52 | 50 | 0.0020689 | 0.00051853 | 0 | 0 |  | 1 | TRUE | wye
36 | LV_193-17_0_5_load_51 | 52 | 0.0015591 | 0.00039076 | 0 | 0 |  | 1 | TRUE | wye
37 | LV_193-17_0_5_load_41 | 53 | 0.0028785 | 0.00072142 | 0 | 0 |  | 1 | TRUE | wye
38 | LV_193-17_0_5_load_42 | 54 | 0.0082682 | 0.0020722 | 0 | 0 |  | 1 | TRUE | wye
39 | LV_193-17_0_5_load_43 | 55 | 0.0026134 | 0.00065497 | 0 | 0 |  | 1 | TRUE | wye
40 | LV_193-17_0_5_load_44 | 56 | 0.0026819 | 0.00067216 | 0 | 0 |  | 1 | TRUE | wye
41 | LV_193-17_0_5_load_45 | 57 | 0.002405 | 0.00060275 | 0 | 0 |  | 1 | TRUE | wye
42 | LV_193-17_0_5_load_103 | 59 | 0.0017311 | 0.00043385 | 0 | 0 |  | 1 | TRUE | wye
43 | LV_193-17_0_5_load_101 | 60 | 0.0016115 | 0.00040389 | 0 | 0 |  | 1 | TRUE | wye
44 | LV_193-17_0_5_load_105 | 62 | 0.0014879 | 0.0003729 | 0 | 0 |  | 1 | TRUE | wye
45 | LV_193-17_0_5_load_114 | 63 | 0.0012833 | 0.00032162 | 0 | 0 |  | 1 | TRUE | wye
46 | LV_193-17_0_5_load_58 | 64 | 0.0013869 | 0.00034759 | 0 | 0 |  | 1 | TRUE | wye
47 | LV_193-17_0_5_load_113 | 65 | 0.0013798 | 0.00034582 | 0 | 0 |  | 1 | TRUE | wye
48 | LV_193-17_0_5_load_53 | 66 | 0.0016507 | 0.00041369 | 0 | 0 |  | 1 | TRUE | wye
49 | LV_193-17_0_5_load_54 | 67 | 0.0020831 | 0.00052207 | 0 | 0 |  | 1 | TRUE | wye
50 | LV_193-17_0_5_load_56 | 68 | 0.0017598 | 0.00044105 | 0 | 0 |  | 1 | TRUE | wye
51 | LV_193-17_0_5_load_57 | 70 | 0.0015593 | 0.00039079 | 0 | 0 |  | 1 | TRUE | wye
52 | LV_193-17_0_5_load_71 | 71 | 0.0035284 | 0.0008843 | 0 | 0 |  | 1 | TRUE | wye
53 | LV_193-17_0_5_load_64 | 72 | 0.0029675 | 0.00074373 | 0 | 0 |  | 1 | TRUE | wye
54 | LV_193-17_0_5_load_78 | 73 | 0.0019136 | 0.00047961 | 0 | 0 |  | 1 | TRUE | wye
55 | LV_193-17_0_5_load_59 | 75 | 0.0018773 | 0.00047049 | 0 | 0 |  | 1 | TRUE | wye
56 | LV_193-17_0_5_load_60 | 76 | 0.0018283 | 0.0004582 | 0 | 0 |  | 1 | TRUE | wye
57 | LV_193-17_0_5_load_62 | 77 | 0.0044307 | 0.0011104 | 0 | 0 |  | 1 | TRUE | wye
58 | LV_193-17_0_5_load_63 | 78 | 0.01407 | 0.0035264 | 0 | 0 |  | 1 | TRUE | wye
59 | LV_193-17_0_5_load_134 | 79 | 0.0019184 | 0.0004808 | 0 | 0 |  | 1 | TRUE | wye
60 | LV_193-17_0_5_load_135 | 81 | 0.0018689 | 0.00046839 | 0 | 0 |  | 1 | TRUE | wye
61 | LV_193-17_0_5_load_73 | 82 | 0.0055051 | 0.0013797 | 0 | 0 |  | 1 | TRUE | wye
62 | LV_193-17_0_5_load_65 | 83 | 0.004378 | 0.0010972 | 0 | 0 |  | 1 | TRUE | wye
63 | LV_193-17_0_5_load_66 | 84 | 0.0050199 | 0.0012581 | 0 | 0 |  | 1 | TRUE | wye
64 | LV_193-17_0_5_load_68 | 86 | 0.0051045 | 0.0012793 | 0 | 0 |  | 1 | TRUE | wye
65 | LV_193-17_0_5_load_69 | 87 | 0.0016752 | 0.00041985 | 0 | 0 |  | 1 | TRUE | wye
66 | LV_193-17_0_5_load_70 | 88 | 0.0022839 | 0.00057241 | 0 | 0 |  | 1 | TRUE | wye
67 | LV_193-17_0_5_load_83 | 89 | 0.0046432 | 0.0011637 | 0 | 0 |  | 1 | TRUE | wye
68 | LV_193-17_0_5_load_91 | 90 | 0.0017303 | 0.00043366 | 0 | 0 |  | 1 | TRUE | wye
69 | LV_193-17_0_5_load_84 | 91 | 0.0051993 | 0.0013031 | 0 | 0 |  | 1 | TRUE | wye
70 | LV_193-17_0_5_load_92 | 92 | 0.0016118 | 0.00040396 | 0 | 0 |  | 1 | TRUE | wye
71 | LV_193-17_0_5_load_81 | 93 | 0.0049834 | 0.001249 | 0 | 0 |  | 1 | TRUE | wye
72 | LV_193-17_0_5_load_74 | 94 | 0.0079161 | 0.001984 | 0 | 0 |  | 1 | TRUE | wye
73 | LV_193-17_0_5_load_75 | 95 | 0.001609 | 0.00040326 | 0 | 0 |  | 1 | TRUE | wye
74 | LV_193-17_0_5_load_77 | 96 | 0.0019553 | 0.00049003 | 0 | 0 |  | 1 | TRUE | wye
75 | LV_193-17_0_5_load_98 | 97 | 0.0020777 | 0.00052072 | 0 | 0 |  | 1 | TRUE | wye
76 | LV_193-17_0_5_load_79 | 99 | 0.0019421 | 0.00048674 | 0 | 0 |  | 1 | TRUE | wye
77 | LV_193-17_0_5_load_80 | 100 | 0.0068288 | 0.0017115 | 0 | 0 |  | 1 | TRUE | wye
78 | LV_193-17_0_5_load_93 | 102 | 0.0018445 | 0.00046229 | 0 | 0 |  | 1 | TRUE | wye
79 | LV_193-17_0_5_load_85 | 103 | 0.0047106 | 0.0011806 | 0 | 0 |  | 1 | TRUE | wye
80 | LV_193-17_0_5_load_86 | 104 | 0.013435 | 0.0033671 | 0 | 0 |  | 1 | TRUE | wye
81 | LV_193-17_0_5_load_87 | 105 | 0.012596 | 0.0031568 | 0 | 0 |  | 1 | TRUE | wye
82 | LV_193-17_0_5_load_89 | 107 | 0.0022566 | 0.00056556 | 0 | 0 |  | 1 | TRUE | wye
83 | LV_193-17_0_5_load_99 | 109 | 0.0117 | 0.0029323 | 0 | 0 |  | 1 | TRUE | wye
84 | LV_193-17_0_5_load_132 | 110 | 0.018064 | 0.0045272 | 0 | 0 |  | 1 | TRUE | wye
85 | LV_193-17_0_5_load_100 | 111 | 0.00072567 | 0.00018187 | 0 | 0 |  | 1 | TRUE | wye
86 | LV_193-17_0_5_load_123 | 112 | 0.0016108 | 0.00040371 | 0 | 0 |  | 1 | TRUE | wye
87 | LV_193-17_0_5_load_102 | 113 | 0.0027011 | 0.00067697 | 0 | 0 |  | 1 | TRUE | wye
88 | LV_193-17_0_5_load_94 | 114 | 0.0025675 | 0.00064347 | 0 | 0 |  | 1 | TRUE | wye
89 | LV_193-17_0_5_load_97 | 116 | 0.0010356 | 0.00025954 | 0 | 0 |  | 1 | TRUE | wye
90 | LV_193-17_0_5_load_124 | 117 | 0.0017313 | 0.00043392 | 0 | 0 |  | 1 | TRUE | wye
91 | LV_193-17_0_5_load_106 | 118 | 0.00033104 | 8.2968e-05 | 0 | 0 |  | 1 | TRUE | wye
92 | LV_193-17_0_5_load_107 | 119 | 0.00060717 | 0.00015217 | 0 | 0 |  | 1 | TRUE | wye
93 | LV_193-17_0_5_load_109 | 121 | 0.00075564 | 0.00018938 | 0 | 0 |  | 1 | TRUE | wye
94 | LV_193-17_0_5_load_110 | 122 | 0.0035901 | 0.00089976 | 0 | 0 |  | 1 | TRUE | wye
95 | LV_193-17_0_5_load_112 | 123 | 0.0026726 | 0.00066981 | 0 | 0 |  | 1 | TRUE | wye
96 | LV_193-17_0_5_load_115 | 124 | 0.0013848 | 0.00034707 | 0 | 0 |  | 1 | TRUE | wye
97 | LV_193-17_0_5_load_111 | 125 | 0.00087769 | 0.00021997 | 0 | 0 |  | 1 | TRUE | wye
98 | LV_193-17_0_5_load_116 | 126 | 0.0012995 | 0.00032568 | 0 | 0 |  | 1 | TRUE | wye
99 | LV_193-17_0_5_load_117 | 128 | 0.0014309 | 0.00035862 | 0 | 0 |  | 1 | TRUE | wye
100 | LV_193-17_0_5_load_118 | 129 | 0.001324 | 0.00033184 | 0 | 0 |  | 1 | TRUE | wye
101 | LV_193-17_0_5_load_122 | 130 | 0.0012977 | 0.00032524 | 0 | 0 |  | 1 | TRUE | wye

## ext_grid
| name | bus | vm_pu | va_degree | slack_weight | in_service
0 |  | 68 | 1 | 0 | 1 | TRUE

## line
| name | std_type | from_bus | to_bus | length_km | r_ohm_per_km | x_ohm_per_km | c_nf_per_km | g_us_per_km | max_i_ka | df | parallel | type | in_service
0 | LV_193-17_0_5_line_0 |  | 0 | 1 | 0.040803 | 0.125 | 0.08 | 261 | 0 | 0.364 | 1 | 1 | cs | TRUE
1 | LV_193-17_0_5_line_1 |  | 1 | 2 | 0.018912 | 0.125 | 0.08 | 261 | 0 | 0.364 | 1 | 4 | cs | TRUE
2 | LV_193-17_0_5_line_2 |  | 1 | 3 | 0.042376 | 0.125 | 0.08 | 261 | 0 | 0.364 | 1 | 4 | cs | TRUE
3 | LV_193-17_0_5_line_3 |  | 2 | 9 | 0.010388 | 0.125 | 0.08 | 261 | 0 | 0.364 | 1 | 1 | cs | TRUE
4 | LV_193-17_0_5_line_4 |  | 2 | 10 | 0.014319 | 0.125 | 0.08 | 261 | 0 | 0.364 | 1 | 4 | cs | TRUE
5 | LV_193-17_0_5_line_5 |  | 3 | 11 | 0.01662 | 0.125 | 0.08 | 261 | 0 | 0.364 | 1 | 4 | cs | TRUE
6 | LV_193-17_0_5_line_6 |  | 4 | 5 | 0.006568 | 0.125 | 0.08 | 261 | 0 | 0.364 | 1 | 1 | cs | TRUE
7 | LV_193-17_0_5_line_7 |  | 4 | 6 | 0.009897 | 0.125 | 0.08 | 261 | 0 | 0.364 | 1 | 1 | cs | TRUE
8 | LV_193-17_0_5_line_8 |  | 4 | 7 | 0.014493 | 0.125 | 0.08 | 261 | 0 | 0.364 | 1 | 1 | cs | TRUE
9 | LV_193-17_0_5_line_9 |  | 5 | 8 | 0.014746 | 0.125 | 0.08 | 261 | 0 | 0.364 | 1 | 1 | cs | TRUE
10 | LV_193-17_0_5_line_10 |  | 6 | 12 | 0.038569 | 0.125 | 0.08 | 261 | 0 | 0.364 | 1 | 1 | cs | TRUE
11 | LV_193-17_0_5_line_11 |  | 7 | 13 | 0.040211 | 0.125 | 0.08 | 261 | 0 | 0.364 | 1 | 1 | cs | TRUE
12 | LV_193-17_0_5_line_12 |  | 8 | 14 | 0.011427 | 0.125 | 0.08 | 261 | 0 | 0.364 | 1 | 1 | cs | TRUE
13 | LV_193-17_0_5_line_13 |  | 9 | 15 | 0.022895 | 0.125 | 0.08 | 261 | 0 | 0.364 | 1 | 1 | cs | TRUE
14 | LV_193-17_0_5_line_14 |  | 10 | 16 | 0.026809 | 0.125 | 0.08 | 261 | 0 | 0.364 | 1 | 4 | cs | TRUE
15 | LV_193-17_0_5_line_15 |  | 11 | 17 | 0.017592 | 0.125 | 0.08 | 261 | 0 | 0.364 | 1 | 4 | cs | TRUE
16 | LV_193-17_0_5_line_16 |  | 14 | 51 | 0.015404 | 0.125 | 0.08 | 261 | 0 | 0.364 | 1 | 1 | cs | TRUE
17 | LV_193-17_0_5_line_17 |  | 16 | 127 | 0.015356 | 0.125 | 0.08 | 261 | 0 | 0.364 | 1 | 4 | cs | TRUE
18 | LV_193-17_0_5_line_18 |  | 17 | 30 | 0.034633 | 0.125 | 0.08 | 261 | 0 | 0.364 | 1 | 1 | cs | TRUE
19 | LV_193-17_0_5_line_19 |  | 17 | 31 | 0.014927 | 0.125 | 0.08 | 261 | 0 | 0.364 | 1 | 2 | cs | TRUE
20 | LV_193-17_0_5_line_20 |  | 18 | 19 | 0.018774 | 0.125 | 0.08 | 261 | 0 | 0.364 | 1 | 1 | cs | TRUE
21 | LV_193-17_0_5_line_21 |  | 19 | 28 | 0.048156 | 0.125 | 0.08 | 261 | 0 | 0.364 | 1 | 1 | cs | TRUE
22 | LV_193-17_0_5_line_22 |  | 20 | 21 | 0.020267 | 0.125 | 0.08 | 261 | 0 | 0.364 | 1 | 1 | cs | TRUE
23 | LV_193-17_0_5_line_23 |  | 21 | 22 | 0.038258 | 0.125 | 0.08 | 261 | 0 | 0.364 | 1 | 1 | cs | TRUE
24 | LV_193-17_0_5_line_24 |  | 21 | 23 | 0.032144 | 0.125 | 0.08 | 261 | 0 | 0.364 | 1 | 1 | cs | TRUE
25 | LV_193-17_0_5_line_25 |  | 22 | 27 | 0.021017 | 0.125 | 0.08 | 261 | 0 | 0.364 | 1 | 1 | cs | TRUE
26 | LV_193-17_0_5_line_26 |  | 23 | 25 | 0.020521 | 0.125 | 0.08 | 261 | 0 | 0.364 | 1 | 1 | cs | TRUE
27 | LV_193-17_0_5_line_27 |  | 23 | 28 | 0.025928 | 0.125 | 0.08 | 261 | 0 | 0.364 | 1 | 1 | cs | TRUE
28 | LV_193-17_0_5_line_28 |  | 24 | 25 | 0.023866 | 0.125 | 0.08 | 261 | 0 | 0.364 | 1 | 1 | cs | TRUE
29 | LV_193-17_0_5_line_29 |  | 24 | 26 | 0.02133 | 0.125 | 0.08 | 261 | 0 | 0.364 | 1 | 1 | cs | TRUE
30 | LV_193-17_0_5_line_30 |  | 26 | 29 | 0.018734 | 0.125 | 0.08 | 261 | 0 | 0.364 | 1 | 1 | cs | TRUE
31 | LV_193-17_0_5_line_31 |  | 29 | 33 | 0.017973 | 0.125 | 0.08 | 261 | 0 | 0.364 | 1 | 1 | cs | TRUE
32 | LV_193-17_0_5_line_32 |  | 29 | 32 | 0.033673 | 0.125 | 0.08 | 261 | 0 | 0.364 | 1 | 1 | cs | TRUE
33 | LV_193-17_0_5_line_33 |  | 31 | 32 | 0.03199 | 0.125 | 0.08 | 261 | 0 | 0.364 | 1 | 2 | cs | TRUE
34 | LV_193-17_0_5_line_34 |  | 33 | 34 | 0.015624 | 0.125 | 0.08 | 261 | 0 | 0.364 | 1 | 1 | cs | TRUE
35 | LV_193-17_0_5_line_35 |  | 34 | 35 | 0.033146 | 0.125 | 0.08 | 261 | 0 | 0.364 | 1 | 1 | cs | TRUE
36 | LV_193-17_0_5_line_36 |  | 35 | 36 | 0.01367 | 0.125 | 0.08 | 261 | 0 | 0.364 | 1 | 1 | cs | TRUE
37 | LV_193-17_0_5_line_37 |  | 36 | 37 | 0.027699 | 0.125 | 0.08 | 261 | 0 | 0.364 | 1 | 1 | cs | TRUE
38 | LV_193-17_0_5_line_38 |  | 37 | 38 | 0.00034173 | 0.125 | 0.08 | 261 | 0 | 0.364 | 1 | 1 | cs | TRUE
39 | LV_193-17_0_5_line_39 |  | 38 | 39 | 0.027944 | 0.125 | 0.08 | 261 | 0 | 0.364 | 1 | 1 | cs | TRUE
40 | LV_193-17_0_5_line_40 |  | 39 | 43 | 0.035818 | 0.125 | 0.08 | 261 | 0 | 0.364 | 1 | 1 | cs | TRUE
41 | LV_193-17_0_5_line_41 |  | 40 | 41 | 0.0066371 | 0.125 | 0.08 | 261 | 0 | 0.364 | 1 | 1 | cs | TRUE
42 | LV_193-17_0_5_line_42 |  | 41 | 42 | 0.0068312 | 0.125 | 0.08 | 261 | 0 | 0.364 | 1 | 1 | cs | TRUE
43 | LV_193-17_0_5_line_43 |  | 42 | 43 | 0.0063067 | 0.125 | 0.08 | 261 | 0 | 0.364 | 1 | 1 | cs | TRUE
44 | LV_193-17_0_5_line_44 |  | 44 | 45 | 0.0045638 | 0.125 | 0.08 | 261 | 0 | 0.364 | 1 | 4 | cs | TRUE
45 | LV_193-17_0_5_line_45 |  | 44 | 46 | 0.005869 | 0.125 | 0.08 | 261 | 0 | 0.364 | 1 | 4 | cs | TRUE
46 | LV_193-17_0_5_line_46 |  | 45 | 47 | 0.017853 | 0.125 | 0.08 | 261 | 0 | 0.364 | 1 | 4 | cs | TRUE
47 | LV_193-17_0_5_line_47 |  | 46 | 48 | 0.021677 | 0.125 | 0.08 | 261 | 0 | 0.364 | 1 | 4 | cs | TRUE
48 | LV_193-17_0_5_line_48 |  | 47 | 49 | 0.0074972 | 0.125 | 0.08 | 261 | 0 | 0.364 | 1 | 4 | cs | TRUE
49 | LV_193-17_0_5_line_49 |  | 48 | 50 | 0.0043161 | 0.125 | 0.08 | 261 | 0 | 0.364 | 1 | 4 | cs | TRUE
50 | LV_193-17_0_5_line_50 |  | 49 | 51 | 0.0157 | 0.125 | 0.08 | 261 | 0 | 0.364 | 1 | 4 | cs | TRUE
51 | LV_193-17_0_5_line_51 |  | 50 | 52 | 0.018908 | 0.125 | 0.08 | 261 | 0 | 0.364 | 1 | 4 | cs | TRUE
52 | LV_193-17_0_5_line_52 |  | 51 | 61 | 0.005235 | 0.125 | 0.08 | 261 | 0 | 0.364 | 1 | 4 | cs | TRUE
53 | LV_193-17_0_5_line_53 |  | 52 | 57 | 0.012146 | 0.125 | 0.08 | 261 | 0 | 0.364 | 1 | 4 | cs | TRUE
54 | LV_193-17_0_5_line_54 |  | 53 | 54 | 0.0022469 | 0.125 | 0.08 | 261 | 0 | 0.364 | 1 | 4 | cs | TRUE
55 | LV_193-17_0_5_line_55 |  | 53 | 55 | 0.014541 | 0.125 | 0.08 | 261 | 0 | 0.364 | 1 | 4 | cs | TRUE
56 | LV_193-17_0_5_line_56 |  | 54 | 56 | 0.0072768 | 0.125 | 0.08 | 261 | 0 | 0.364 | 1 | 4 | cs | TRUE
57 | LV_193-17_0_5_line_57 |  | 55 | 57 | 0.0070893 | 0.125 | 0.08 | 261 | 0 | 0.364 | 1 | 4 | cs | TRUE
58 | LV_193-17_0_5_line_58 |  | 56 | 58 | 0.014299 | 0.125 | 0.08 | 261 | 0 | 0.364 | 1 | 4 | cs | TRUE
59 | LV_193-17_0_5_line_59 |  | 58 | 59 | 0.03019 | 0.125 | 0.08 | 261 | 0 | 0.364 | 1 | 1 | cs | TRUE
60 | LV_193-17_0_5_line_60 |  | 58 | 60 | 0.0079883 | 0.125 | 0.08 | 261 | 0 | 0.364 | 1 | 4 | cs | TRUE
61 | LV_193-17_0_5_line_61 |  | 59 | 112 | 0.015876 | 0.125 | 0.08 | 261 | 0 | 0.364 | 1 | 1 | cs | TRUE
62 | LV_193-17_0_5_line_62 |  | 60 | 113 | 0.027297 | 0.125 | 0.08 | 261 | 0 | 0.364 | 1 | 4 | cs | TRUE
63 | LV_193-17_0_5_line_63 |  | 61 | 62 | 0.017766 | 0.125 | 0.08 | 261 | 0 | 0.364 | 1 | 1 | cs | TRUE
64 | LV_193-17_0_5_line_64 |  | 61 | 63 | 0.018046 | 0.125 | 0.08 | 261 | 0 | 0.364 | 1 | 4 | cs | TRUE
65 | LV_193-17_0_5_line_65 |  | 62 | 64 | 0.013102 | 0.125 | 0.08 | 261 | 0 | 0.364 | 1 | 1 | cs | TRUE
66 | LV_193-17_0_5_line_66 |  | 63 | 65 | 0.0086346 | 0.125 | 0.08 | 261 | 0 | 0.364 | 1 | 4 | cs | TRUE
67 | LV_193-17_0_5_line_67 |  | 64 | 69 | 0.016726 | 0.125 | 0.08 | 261 | 0 | 0.364 | 1 | 1 | cs | TRUE
68 | LV_193-17_0_5_line_68 |  | 65 | 125 | 0.012369 | 0.125 | 0.08 | 261 | 0 | 0.364 | 1 | 4 | cs | TRUE
69 | LV_193-17_0_5_line_69 |  | 66 | 67 | 0.0016668 | 0.125 | 0.08 | 261 | 0 | 0.364 | 1 | 1 | cs | TRUE
70 | LV_193-17_0_5_line_70 |  | 67 | 68 | 0.026553 | 0.125 | 0.08 | 261 | 0 | 0.364 | 1 | 1 | cs | TRUE
71 | LV_193-17_0_5_line_71 |  | 68 | 71 | 0.0054004 | 0.125 | 0.08 | 261 | 0 | 0.364 | 1 | 4 | cs | TRUE
72 | LV_193-17_0_5_line_72 |  | 69 | 70 | 0.0087124 | 0.125 | 0.08 | 261 | 0 | 0.364 | 1 | 1 | cs | TRUE
73 | LV_193-17_0_5_line_73 |  | 70 | 72 | 0.010058 | 0.125 | 0.08 | 261 | 0 | 0.364 | 1 | 1 | cs | TRUE
74 | LV_193-17_0_5_line_74 |  | 71 | 73 | 0.02723 | 0.125 | 0.08 | 261 | 0 | 0.364 | 1 | 4 | cs | TRUE
75 | LV_193-17_0_5_line_75 |  | 72 | 74 | 0.045323 | 0.125 | 0.08 | 261 | 0 | 0.364 | 1 | 1 | cs | TRUE
76 | LV_193-17_0_5_line_76 |  | 73 | 87 | 0.026194 | 0.125 | 0.08 | 261 | 0 | 0.364 | 1 | 4 | cs | TRUE
77 | LV_193-17_0_5_line_77 |  | 74 | 78 | 0.022385 | 0.125 | 0.08 | 261 | 0 | 0.364 | 1 | 1 | cs | TRUE
78 | LV_193-17_0_5_line_78 |  | 74 | 79 | 0.05081 | 0.125 | 0.08 | 261 | 0 | 0.364 | 1 | 1 | cs | TRUE
79 | LV_193-17_0_5_line_79 |  | 74 | 75 | 0.021083 | 0.125 | 0.08 | 261 | 0 | 0.364 | 1 | 1 | cs | TRUE
80 | LV_193-17_0_5_line_80 |  | 75 | 76 | 0.010569 | 0.125 | 0.08 | 261 | 0 | 0.364 | 1 | 1 | cs | TRUE
81 | LV_193-17_0_5_line_81 |  | 76 | 77 | 0.022239 | 0.125 | 0.08 | 261 | 0 | 0.364 | 1 | 1 | cs | TRUE
82 | LV_193-17_0_5_line_82 |  | 78 | 80 | 0.0019935 | 0.125 | 0.08 | 261 | 0 | 0.364 | 1 | 1 | cs | TRUE
83 | LV_193-17_0_5_line_83 |  | 78 | 81 | 0.060152 | 0.125 | 0.08 | 261 | 0 | 0.364 | 1 | 1 | cs | TRUE
84 | LV_193-17_0_5_line_84 |  | 80 | 82 | 0.035469 | 0.125 | 0.08 | 261 | 0 | 0.364 | 1 | 1 | cs | TRUE
85 | LV_193-17_0_5_line_85 |  | 82 | 93 | 0.034841 | 0.125 | 0.08 | 261 | 0 | 0.364 | 1 | 1 | cs | TRUE
86 | LV_193-17_0_5_line_86 |  | 83 | 84 | 0.002029 | 0.125 | 0.08 | 261 | 0 | 0.364 | 1 | 4 | cs | TRUE
87 | LV_193-17_0_5_line_87 |  | 83 | 85 | 0.01885 | 0.125 | 0.08 | 261 | 0 | 0.364 | 1 | 4 | cs | TRUE
88 | LV_193-17_0_5_line_88 |  | 84 | 86 | 0.027991 | 0.125 | 0.08 | 261 | 0 | 0.364 | 1 | 4 | cs | TRUE
89 | LV_193-17_0_5_line_89 |  | 85 | 87 | 0.02763 | 0.125 | 0.08 | 261 | 0 | 0.364 | 1 | 4 | cs | TRUE
90 | LV_193-17_0_5_line_90 |  | 85 | 88 | 0.0090432 | 0.125 | 0.08 | 261 | 0 | 0.364 | 1 | 4 | cs | TRUE
91 | LV_193-17_0_5_line_91 |  | 86 | 89 | 0.0035402 | 0.125 | 0.08 | 261 | 0 | 0.364 | 1 | 4 | cs | TRUE
92 | LV_193-17_0_5_line_92 |  | 88 | 90 | 0.0040436 | 0.125 | 0.08 | 261 | 0 | 0.364 | 1 | 4 | cs | TRUE
93 | LV_193-17_0_5_line_93 |  | 89 | 91 | 0.033019 | 0.125 | 0.08 | 261 | 0 | 0.364 | 1 | 4 | cs | TRUE
94 | LV_193-17_0_5_line_94 |  | 90 | 92 | 0.00028169 | 0.125 | 0.08 | 261 | 0 | 0.364 | 1 | 4 | cs | TRUE
95 | LV_193-17_0_5_line_95 |  | 91 | 101 | 0.0039943 | 0.125 | 0.08 | 261 | 0 | 0.364 | 1 | 4 | cs | TRUE
96 | LV_193-17_0_5_line_96 |  | 92 | 113 | 0.0025997 | 0.125 | 0.08 | 261 | 0 | 0.364 | 1 | 4 | cs | TRUE
97 | LV_193-17_0_5_line_97 |  | 94 | 95 | 0.0055714 | 0.125 | 0.08 | 261 | 0 | 0.364 | 1 | 1 | cs | TRUE
98 | LV_193-17_0_5_line_98 |  | 95 | 96 | 0.0075965 | 0.125 | 0.08 | 261 | 0 | 0.364 | 1 | 1 | cs | TRUE
99 | LV_193-17_0_5_line_99 |  | 96 | 97 | 0.0083041 | 0.125 | 0.08 | 261 | 0 | 0.364 | 1 | 1 | cs | TRUE
100 | LV_193-17_0_5_line_100 |  | 97 | 98 | 0.028118 | 0.125 | 0.08 | 261 | 0 | 0.364 | 1 | 1 | cs | TRUE
101 | LV_193-17_0_5_line_101 |  | 98 | 114 | 0.07341 | 0.125 | 0.08 | 261 | 0 | 0.364 | 1 | 1 | cs | TRUE
102 | LV_193-17_0_5_line_102 |  | 98 | 102 | 0.030747 | 0.125 | 0.08 | 261 | 0 | 0.364 | 1 | 1 | cs | TRUE
103 | LV_193-17_0_5_line_103 |  | 99 | 100 | 0.035527 | 0.125 | 0.08 | 261 | 0 | 0.364 | 1 | 1 | cs | TRUE
104 | LV_193-17_0_5_line_104 |  | 100 | 101 | 0.031869 | 0.125 | 0.08 | 261 | 0 | 0.364 | 1 | 1 | cs | TRUE
105 | LV_193-17_0_5_line_105 |  | 101 | 102 | 0.021231 | 0.125 | 0.08 | 261 | 0 | 0.364 | 1 | 3 | cs | TRUE
106 | LV_193-17_0_5_line_106 |  | 103 | 104 | 0.034925 | 0.125 | 0.08 | 261 | 0 | 0.364 | 1 | 1 | cs | TRUE
107 | LV_193-17_0_5_line_107 |  | 103 | 105 | 0.003274 | 0.125 | 0.08 | 261 | 0 | 0.364 | 1 | 1 | cs | TRUE
108 | LV_193-17_0_5_line_108 |  | 104 | 106 | 0.090862 | 0.125 | 0.08 | 261 | 0 | 0.364 | 1 | 1 | cs | TRUE
109 | LV_193-17_0_5_line_109 |  | 105 | 107 | 0.012168 | 0.125 | 0.08 | 261 | 0 | 0.364 | 1 | 1 | cs | TRUE
110 | LV_193-17_0_5_line_110 |  | 106 | 108 | 0.088542 | 0.125 | 0.08 | 261 | 0 | 0.364 | 1 | 1 | cs | TRUE
111 | LV_193-17_0_5_line_111 |  | 107 | 109 | 0.018461 | 0.125 | 0.08 | 261 | 0 | 0.364 | 1 | 1 | cs | TRUE
112 | LV_193-17_0_5_line_112 |  | 108 | 110 | 0.065758 | 0.125 | 0.08 | 261 | 0 | 0.364 | 1 | 1 | cs | TRUE
113 | LV_193-17_0_5_line_113 |  | 109 | 111 | 0.01494 | 0.125 | 0.08 | 261 | 0 | 0.364 | 1 | 1 | cs | TRUE
114 | LV_193-17_0_5_line_114 |  | 111 | 116 | 0.011066 | 0.125 | 0.08 | 261 | 0 | 0.364 | 1 | 1 | cs | TRUE
115 | LV_193-17_0_5_line_115 |  | 112 | 117 | 0.0072322 | 0.125 | 0.08 | 261 | 0 | 0.364 | 1 | 1 | cs | TRUE
116 | LV_193-17_0_5_line_116 |  | 114 | 115 | 0.05705 | 0.125 | 0.08 | 261 | 0 | 0.364 | 1 | 1 | cs | TRUE
117 | LV_193-17_0_5_line_117 |  | 115 | 116 | 0.032745 | 0.125 | 0.08 | 261 | 0 | 0.364 | 1 | 1 | cs | TRUE
118 | LV_193-17_0_5_line_118 |  | 118 | 119 | 0.00016531 | 0.125 | 0.08 | 261 | 0 | 0.364 | 1 | 4 | cs | TRUE
119 | LV_193-17_0_5_line_119 |  | 118 | 120 | 0.020696 | 0.125 | 0.08 | 261 | 0 | 0.364 | 1 | 4 | cs | TRUE
120 | LV_193-17_0_5_line_120 |  | 119 | 121 | 0.028531 | 0.125 | 0.08 | 261 | 0 | 0.364 | 1 | 4 | cs | TRUE
121 | LV_193-17_0_5_line_121 |  | 120 | 122 | 0.020211 | 0.125 | 0.08 | 261 | 0 | 0.364 | 1 | 4 | cs | TRUE
122 | LV_193-17_0_5_line_122 |  | 121 | 123 | 0.0077288 | 0.125 | 0.08 | 261 | 0 | 0.364 | 1 | 4 | cs | TRUE
123 | LV_193-17_0_5_line_123 |  | 122 | 124 | 0.019324 | 0.125 | 0.08 | 261 | 0 | 0.364 | 1 | 4 | cs | TRUE
124 | LV_193-17_0_5_line_124 |  | 123 | 125 | 0.014982 | 0.125 | 0.08 | 261 | 0 | 0.364 | 1 | 4 | cs | TRUE
125 | LV_193-17_0_5_line_125 |  | 124 | 126 | 0.0069126 | 0.125 | 0.08 | 261 | 0 | 0.364 | 1 | 1 | cs | TRUE
126 | LV_193-17_0_5_line_126 |  | 124 | 127 | 0.038444 | 0.125 | 0.08 | 261 | 0 | 0.364 | 1 | 4 | cs | TRUE
127 | LV_193-17_0_5_line_127 |  | 126 | 128 | 0.0075611 | 0.125 | 0.08 | 261 | 0 | 0.364 | 1 | 1 | cs | TRUE
128 | LV_193-17_0_5_line_128 |  | 128 | 129 | 0.019902 | 0.125 | 0.08 | 261 | 0 | 0.364 | 1 | 1 | cs | TRUE
129 | LV_193-17_0_5_line_129 |  | 129 | 130 | 0.0054243 | 0.125 | 0.08 | 261 | 0 | 0.364 | 1 | 1 | cs | TRUE

## trafo
| name | std_type | hv_bus | lv_bus | sn_mva | vn_hv_kv | vn_lv_kv | vk_percent | vkr_percent | pfe_kw | i0_percent | shift_degree | tap_side | tap_neutral | tap_min | tap_max | tap_step_percent | tap_step_degree | tap_pos | tap_phase_shifter | parallel | df | in_service
0 | LV_193-17_0_5_trafo_56 | 0.63 MVA 20/0.4 kV | 131 | 68 | 0.63 | 20 | 0.4 | 6 | 1.206 | 1.65 | 0.2619 | 150 | hv | 0 | -2 | 2 | 2.5 | 0 | 0 | FALSE | 1 | 1 | TRUE

## line_geodata
| x0 | y0 | x1 | y1 | x2 | y2 | x3 | y3 | x4 | y4 | x5 | y5 | x6 | y6
0 | 2689258.1541 | 1246357.4633 | 2689220.4271 | 1246373.0056
1 | 2689258.1426 | 1246372.2742 | 2689254.6271 | 1246363.9039 | 2689259.463 | 1246361.8529 | 2689258.1541 | 1246357.4633
2 | 2689258.1541 | 1246357.4633 | 2689256.9672 | 1246349.4839 | 2689259.5746 | 1246331.3651 | 2689261.7325 | 1246315.508
3 | 2689258.1426 | 1246372.2742 | 2689267.7527 | 1246368.3298
4 | 2689258.1426 | 1246372.2742 | 2689245.1308 | 1246378.2524
5 | 2689261.7325 | 1246315.508 | 2689271.0025 | 1246315.5253 | 2689277.6076 | 1246314.902 | 2689278.2953 | 1246314.706
6 | 2689342.0584 | 1246332.1409 | 2689339.5054 | 1246326.0868
7 | 2689339.5054 | 1246326.0868 | 2689348.7397 | 1246322.4565
8 | 2689339.5054 | 1246326.0868 | 2689334.8898 | 1246312.3484
9 | 2689342.0584 | 1246332.1409 | 2689348.895 | 1246345.2069
10 | 2689348.7397 | 1246322.4565 | 2689366.4172 | 1246314.0498 | 2689379.8228 | 1246306.8687 | 2689382.9955 | 1246304.8012
11 | 2689353.2662 | 1246283.8069 | 2689339.5197 | 1246291.0497 | 2689334.3133 | 1246295.6191 | 2689332.0599 | 1246299.7549 | 2689332.195 | 1246304.3271 | 2689334.8898 | 1246312.3484
12 | 2689356.2377 | 1246353.9276 | 2689349.3654 | 1246346.1058 | 2689348.895 | 1246345.2069
13 | 2689288.9335 | 1246359.6364 | 2689267.7527 | 1246368.3298
14 | 2689245.1308 | 1246378.2524 | 2689236.2453 | 1246403.5459
15 | 2689294.8781 | 1246308.9353 | 2689287.4642 | 1246312.0927 | 2689278.2953 | 1246314.706
16 | 2689366.4046 | 1246365.4993 | 2689356.2377 | 1246353.9276
17 | 2689236.2453 | 1246403.5459 | 2689236.0217 | 1246418.8984
18 | 2689294.8781 | 1246308.9353 | 2689300.8337 | 1246325.3483 | 2689306.6588 | 1246329.8616 | 2689315.8901 | 1246326.4314
19 | 2689294.8781 | 1246308.9353 | 2689307.2212 | 1246300.5413
20 | 2689253.1179 | 1246244.3696 | 2689253.2802 | 1246244.1274 | 2689253.0272 | 1246247.3816 | 2689253.3698 | 1246251.223 | 2689254.4552 | 1246255.4091 | 2689256.1487 | 1246259.849 | 2689257.0024 | 1246261.9691
21 | 2689253.1179 | 1246244.3696 | 2689255.3845 | 1246240.3563 | 2689259.4927 | 1246236.4707 | 2689290.324 | 1246214.4422
22 | 2689337.2624 | 1246180.155 | 2689347.5614 | 1246197.6099
23 | 2689337.2624 | 1246180.155 | 2689366.609 | 1246155.512
24 | 2689337.2624 | 1246180.155 | 2689311.4205 | 1246199.3691
25 | 2689366.609 | 1246155.512 | 2689374.4079 | 1246175.0289
26 | 2689311.4205 | 1246199.3691 | 2689319.9723 | 1246218.0235
27 | 2689311.4205 | 1246199.3691 | 2689290.324 | 1246214.4422
28 | 2689331.8643 | 1246238.5396 | 2689325.7724 | 1246230.6753 | 2689319.9723 | 1246218.0235
29 | 2689331.8643 | 1246238.5396 | 2689335.4332 | 1246246.8773 | 2689345.7521 | 1246253.4988
30 | 2689361.5187 | 1246263.6161 | 2689345.7521 | 1246253.4988
31 | 2689361.5187 | 1246263.6161 | 2689376.244 | 1246253.311
32 | 2689361.5187 | 1246263.6161 | 2689333.6741 | 1246282.5519
33 | 2689333.6741 | 1246282.5519 | 2689307.2212 | 1246300.5413
34 | 2689376.244 | 1246253.311 | 2689389.0446 | 1246244.3528
35 | 2689416.2012 | 1246225.3478 | 2689389.0446 | 1246244.3528
36 | 2689427.0755 | 1246217.0915 | 2689423.0644 | 1246220.5447 | 2689416.2012 | 1246225.3478
37 | 2689427.0755 | 1246217.0915 | 2689444.2621 | 1246238.8134
38 | 2689444.4742 | 1246239.0814 | 2689444.2621 | 1246238.8134
39 | 2689466.2971 | 1246250.5191 | 2689459.2425 | 1246247.377 | 2689458.0195 | 1246248.3148 | 2689454.6617 | 1246249.5318 | 2689452.3259 | 1246249.1073 | 2689446.7447 | 1246241.9511 | 2689444.4742 | 1246239.0814
40 | 2689466.2971 | 1246250.5191 | 2689436.288 | 1246270.074
41 | 2689419.7201 | 1246280.8702 | 2689425.2808 | 1246277.2467
42 | 2689425.2808 | 1246277.2467 | 2689431.0042 | 1246273.5172
43 | 2689431.0042 | 1246273.5172 | 2689436.288 | 1246270.074
44 | 2689403.987 | 1246339.6495 | 2689400.2268 | 1246342.2358
45 | 2689403.987 | 1246339.6495 | 2689408.8226 | 1246336.3235
46 | 2689400.2268 | 1246342.2358 | 2689385.5172 | 1246352.3533
47 | 2689426.6827 | 1246324.0391 | 2689408.8226 | 1246336.3235
48 | 2689379.3401 | 1246356.6021 | 2689385.5172 | 1246352.3533
49 | 2689430.2389 | 1246321.5931 | 2689426.6827 | 1246324.0391
50 | 2689366.4046 | 1246365.4993 | 2689379.3401 | 1246356.6021
51 | 2689430.2389 | 1246321.5931 | 2689445.8179 | 1246310.8776
52 | 2689366.4046 | 1246365.4993 | 2689369.9425 | 1246369.3666
53 | 2689455.208 | 1246303.1739 | 2689445.8179 | 1246310.8776 | 2689445.8179 | 1246310.8776
54 | 2689471.9308 | 1246289.4543 | 2689473.668 | 1246288.0292
55 | 2689471.9308 | 1246289.4543 | 2689460.6888 | 1246298.6774
56 | 2689473.668 | 1246288.0292 | 2689479.2937 | 1246283.4138
57 | 2689455.208 | 1246303.1739 | 2689460.6888 | 1246298.6774
58 | 2689490.3486 | 1246274.3442 | 2689479.2937 | 1246283.4138
59 | 2689490.3486 | 1246274.3442 | 2689488.4309 | 1246268.7555 | 2689488.7511 | 1246262.0553 | 2689492.1398 | 1246256.7914 | 2689501.7241 | 1246250.7814
60 | 2689490.3486 | 1246274.3442 | 2689495.7555 | 1246280.2246
61 | 2689501.7241 | 1246250.7814 | 2689515.174 | 1246242.3472
62 | 2689495.7555 | 1246280.2246 | 2689514.2314 | 1246300.319
63 | 2689369.9425 | 1246369.3666 | 2689381.705 | 1246382.6808
64 | 2689369.9425 | 1246369.3666 | 2689357.4133 | 1246382.3546
65 | 2689390.3793 | 1246392.4995 | 2689381.705 | 1246382.6808
66 | 2689351.4185 | 1246388.5689 | 2689357.4133 | 1246382.3546
67 | 2689401.4536 | 1246405.0348 | 2689390.3793 | 1246392.4995
68 | 2689342.7817 | 1246397.4231 | 2689346.1957 | 1246393.9828 | 2689351.4185 | 1246388.5689
69 | 2689434.8972 | 1246382.6859 | 2689436.283 | 1246381.7599
70 | 2689436.283 | 1246381.7599 | 2689458.3602 | 1246367.0066
71 | 2689458.3602 | 1246367.0066 | 2689462.8503 | 1246364.0061
72 | 2689401.4536 | 1246405.0348 | 2689404.2932 | 1246413.2714
73 | 2689404.2932 | 1246413.2714 | 2689407.5715 | 1246422.7806
74 | 2689484.1589 | 1246347.0824 | 2689466.6395 | 1246361.474 | 2689462.8503 | 1246364.0061
75 | 2689422.3435 | 1246465.6284 | 2689407.5715 | 1246422.7806
76 | 2689504.12 | 1246330.1234 | 2689490.5384 | 1246341.842 | 2689484.1589 | 1246347.0824
77 | 2689422.3435 | 1246465.6284 | 2689430.1295 | 1246486.6154
78 | 2689422.3435 | 1246465.6284 | 2689371.5401 | 1246464.8399
79 | 2689422.3435 | 1246465.6284 | 2689439.7413 | 1246453.7209
80 | 2689439.7413 | 1246453.7209 | 2689448.4629 | 1246447.7516
81 | 2689466.8148 | 1246435.1911 | 2689448.4629 | 1246447.7516
82 | 2689430.8229 | 1246488.4844 | 2689430.1295 | 1246486.6154
83 | 2689430.1295 | 1246486.6154 | 2689373.6352 | 1246507.2699
84 | 2689430.8229 | 1246488.4844 | 2689460.4424 | 1246468.9722
85 | 2689460.4424 | 1246468.9722 | 2689489.5379 | 1246449.8053
86 | 2689537.7417 | 1246326.001 | 2689539.109 | 1246327.5001
87 | 2689525.0394 | 1246312.0737 | 2689537.7417 | 1246326.001
88 | 2689557.9713 | 1246348.1814 | 2689539.109 | 1246327.5001
89 | 2689525.0394 | 1246312.0737 | 2689504.12 | 1246330.1234
90 | 2689525.0394 | 1246312.0737 | 2689518.9186 | 1246305.4167
91 | 2689560.357 | 1246350.7971 | 2689557.9713 | 1246348.1814
92 | 2689518.9186 | 1246305.4167 | 2689516.1817 | 1246302.4401
93 | 2689560.357 | 1246350.7971 | 2689582.6071 | 1246375.1929
94 | 2689515.991 | 1246302.2328 | 2689516.1817 | 1246302.4401
95 | 2689585.2987 | 1246378.1441 | 2689582.6071 | 1246375.1929
96 | 2689514.2314 | 1246300.319 | 2689515.991 | 1246302.2328
97 | 2689648.5744 | 1246377.3287 | 2689645.1392 | 1246378.9154 | 2689643.9939 | 1246380.2878
98 | 2689643.9939 | 1246380.2878 | 2689639.1267 | 1246386.1202
99 | 2689633.8061 | 1246392.4958 | 2689639.1267 | 1246386.1202
100 | 2689619.9273 | 1246416.9073 | 2689632.42 | 1246394.1568 | 2689633.8061 | 1246392.4958
101 | 2689619.9273 | 1246416.9073 | 2689610.5432 | 1246436.9361 | 2689593.4876 | 1246461.6748 | 2689575.1168 | 1246472.3431
102 | 2689619.9273 | 1246416.9073 | 2689599.4433 | 1246393.9776
103 | 2689533.0197 | 1246420.6775 | 2689560.5779 | 1246398.2566
104 | 2689585.2987 | 1246378.1441 | 2689560.5779 | 1246398.2566
105 | 2689585.2987 | 1246378.1441 | 2689599.4433 | 1246393.9776
106 | 2689576.4952 | 1246578.5319 | 2689588.4708 | 1246597.1338 | 2689591.5671 | 1246598.7151 | 2689600.8848 | 1246599.0871
107 | 2689576.4952 | 1246578.5319 | 2689574.7229 | 1246575.779
108 | 2689656.2367 | 1246665.6536 | 2689615.2446 | 1246601.6861 | 2689610.8431 | 1246599.4846 | 2689600.8848 | 1246599.0871
109 | 2689568.1364 | 1246565.5482 | 2689574.7229 | 1246575.779
110 | 2689656.2367 | 1246665.6536 | 2689671.7275 | 1246648.4526 | 2689682.0162 | 1246637.033 | 2689704.2359 | 1246607.5246 | 2689711.3376 | 1246596.5349
111 | 2689568.1364 | 1246565.5482 | 2689561.9191 | 1246555.8908 | 2689558.0478 | 1246550.0883
112 | 2689711.3376 | 1246596.5349 | 2689674.6467 | 1246541.8947
113 | 2689558.0478 | 1246550.0883 | 2689549.7558 | 1246537.66
114 | 2689543.6145 | 1246528.4551 | 2689549.7558 | 1246537.66
115 | 2689515.174 | 1246242.3472 | 2689521.3012 | 1246238.505
116 | 2689525.782 | 1246500.993 | 2689575.1168 | 1246472.3431
117 | 2689525.782 | 1246500.993 | 2689540.1034 | 1246523.1925 | 2689543.6145 | 1246528.4551
118 | 2689306.5433 | 1246433.8772 | 2689306.6869 | 1246433.7954 | 2689306.6869 | 1246433.7954
119 | 2689288.5652 | 1246444.1303 | 2689306.5433 | 1246433.8772
120 | 2689326.7842 | 1246413.5435 | 2689306.6869 | 1246433.7954
121 | 2689288.5652 | 1246444.1303 | 2689280.5289 | 1246425.5858
122 | 2689326.7842 | 1246413.5435 | 2689332.2283 | 1246408.0576
123 | 2689280.5289 | 1246425.5858 | 2689272.8455 | 1246407.8554
124 | 2689342.7817 | 1246397.4231 | 2689332.2283 | 1246408.0576
125 | 2689279.0784 | 1246404.8664 | 2689272.8455 | 1246407.8554 | 2689272.8455 | 1246407.8554
126 | 2689272.8455 | 1246407.8554 | 2689236.0217 | 1246418.8984
127 | 2689279.0784 | 1246404.8664 | 2689285.8961 | 1246401.597
128 | 2689302.6039 | 1246391.0123 | 2689294.4049 | 1246397.5166 | 2689285.8961 | 1246401.597
129 | 2689306.8535 | 1246387.6411 | 2689302.6039 | 1246391.0123

## bus_geodata
| x | y | coords
0 | 2689220.4271 | 1246373.0056
1 | 2689258.1541 | 1246357.4633
2 | 2689258.1426 | 1246372.2742
3 | 2689261.7325 | 1246315.508
4 | 2689339.5054 | 1246326.0868
5 | 2689342.0584 | 1246332.1409
6 | 2689348.7397 | 1246322.4565
7 | 2689334.8898 | 1246312.3484
8 | 2689348.895 | 1246345.2069
9 | 2689267.7527 | 1246368.3298
10 | 2689245.1308 | 1246378.2524
11 | 2689278.2953 | 1246314.706
12 | 2689382.9955 | 1246304.8012
13 | 2689353.2662 | 1246283.8069
14 | 2689356.2377 | 1246353.9276
15 | 2689288.9335 | 1246359.6364
16 | 2689236.2453 | 1246403.5459
17 | 2689294.8781 | 1246308.9353
18 | 2689257.0024 | 1246261.9691
19 | 2689253.1179 | 1246244.3696
20 | 2689347.5614 | 1246197.6099
21 | 2689337.2624 | 1246180.155
22 | 2689366.609 | 1246155.512
23 | 2689311.4205 | 1246199.3691
24 | 2689331.8643 | 1246238.5396
25 | 2689319.9723 | 1246218.0235
26 | 2689345.7521 | 1246253.4988
27 | 2689374.4079 | 1246175.0289
28 | 2689290.324 | 1246214.4422
29 | 2689361.5187 | 1246263.6161
30 | 2689315.8901 | 1246326.4314
31 | 2689307.2212 | 1246300.5413
32 | 2689333.6741 | 1246282.5519
33 | 2689376.244 | 1246253.311
34 | 2689389.0446 | 1246244.3528
35 | 2689416.2012 | 1246225.3478
36 | 2689427.0755 | 1246217.0915
37 | 2689444.2621 | 1246238.8134
38 | 2689444.4742 | 1246239.0814
39 | 2689466.2971 | 1246250.5191
40 | 2689419.7201 | 1246280.8702
41 | 2689425.2808 | 1246277.2467
42 | 2689431.0042 | 1246273.5172
43 | 2689436.288 | 1246270.074
44 | 2689403.987 | 1246339.6495
45 | 2689400.2268 | 1246342.2358
46 | 2689408.8226 | 1246336.3235
47 | 2689385.5172 | 1246352.3533
48 | 2689426.6827 | 1246324.0391
49 | 2689379.3401 | 1246356.6021
50 | 2689430.2389 | 1246321.5931
51 | 2689366.4046 | 1246365.4993
52 | 2689445.8179 | 1246310.8776
53 | 2689471.9308 | 1246289.4543
54 | 2689473.6679 | 1246288.0292
55 | 2689460.6888 | 1246298.6774
56 | 2689479.2937 | 1246283.4138
57 | 2689455.208 | 1246303.1739
58 | 2689490.3486 | 1246274.3442
59 | 2689501.7241 | 1246250.7814
60 | 2689495.7555 | 1246280.2246
61 | 2689369.9425 | 1246369.3666
62 | 2689381.705 | 1246382.6808
63 | 2689357.4133 | 1246382.3546
64 | 2689390.3793 | 1246392.4995
65 | 2689351.4185 | 1246388.5689
66 | 2689434.8972 | 1246382.6859
67 | 2689436.283 | 1246381.7599
68 | 2689458.3602 | 1246367.0066
69 | 2689401.4536 | 1246405.0348
70 | 2689404.2932 | 1246413.2714
71 | 2689462.8503 | 1246364.0061
72 | 2689407.5715 | 1246422.7806
73 | 2689484.1589 | 1246347.0824
74 | 2689422.3435 | 1246465.6284
75 | 2689439.7413 | 1246453.7209
76 | 2689448.4629 | 1246447.7516
77 | 2689466.8148 | 1246435.1911
78 | 2689430.1295 | 1246486.6154
79 | 2689371.5401 | 1246464.8399
80 | 2689430.8229 | 1246488.4844
81 | 2689373.6352 | 1246507.2699
82 | 2689460.4424 | 1246468.9722
83 | 2689537.7417 | 1246326.001
84 | 2689539.109 | 1246327.5001
85 | 2689525.0394 | 1246312.0737
86 | 2689557.9713 | 1246348.1814
87 | 2689504.12 | 1246330.1234
88 | 2689518.9186 | 1246305.4167
89 | 2689560.357 | 1246350.7971
90 | 2689516.1817 | 1246302.4401
91 | 2689582.6071 | 1246375.1929
92 | 2689515.991 | 1246302.2328
93 | 2689489.5379 | 1246449.8053
94 | 2689648.5744 | 1246377.3287
95 | 2689643.9939 | 1246380.2878
96 | 2689639.1267 | 1246386.1202
97 | 2689633.8061 | 1246392.4958
98 | 2689619.9273 | 1246416.9073
99 | 2689533.0197 | 1246420.6775
100 | 2689560.5779 | 1246398.2566
101 | 2689585.2987 | 1246378.1441
102 | 2689599.4433 | 1246393.9776
103 | 2689576.4952 | 1246578.5319
104 | 2689600.8848 | 1246599.0871
105 | 2689574.7229 | 1246575.779
106 | 2689656.2367 | 1246665.6536
107 | 2689568.1364 | 1246565.5482
108 | 2689711.3376 | 1246596.5349
109 | 2689558.0478 | 1246550.0883
110 | 2689674.6467 | 1246541.8947
111 | 2689549.7558 | 1246537.66
112 | 2689515.174 | 1246242.3472
113 | 2689514.2314 | 1246300.319
114 | 2689575.1168 | 1246472.3431
115 | 2689525.782 | 1246500.993
116 | 2689543.6145 | 1246528.4551
117 | 2689521.3012 | 1246238.505
118 | 2689306.5433 | 1246433.8772
119 | 2689306.6869 | 1246433.7954
120 | 2689288.5652 | 1246444.1303
121 | 2689326.7842 | 1246413.5435
122 | 2689280.5289 | 1246425.5858
123 | 2689332.2283 | 1246408.0575
124 | 2689272.8455 | 1246407.8554
125 | 2689342.7817 | 1246397.4231
126 | 2689279.0784 | 1246404.8664
127 | 2689236.0217 | 1246418.8984
128 | 2689285.8961 | 1246401.597
129 | 2689302.604 | 1246391.0123
130 | 2689306.8535 | 1246387.6411
131 | 2689458.3602 | 1246367.0066

## line_std_types
| c_nf_per_km | r_ohm_per_km | x_ohm_per_km | max_i_ka | type | q_mm2 | alpha | voltage_rating
NAYY 4x50 SE | 210 | 0.642 | 0.083 | 0.142 | cs | 50 | 0.00403 | LV
NAYY 4x120 SE | 264 | 0.225 | 0.08 | 0.242 | cs | 120 | 0.00403 | LV
NAYY 4x150 SE | 261 | 0.208 | 0.08 | 0.27 | cs | 150 | 0.00403 | LV
NA2XS2Y 1x95 RM/25 12/20 kV | 216 | 0.313 | 0.132 | 0.252 | cs | 95 | 0.00403 | MV
NA2XS2Y 1x185 RM/25 12/20 kV | 273 | 0.161 | 0.117 | 0.362 | cs | 185 | 0.00403 | MV
NA2XS2Y 1x240 RM/25 12/20 kV | 304 | 0.122 | 0.112 | 0.421 | cs | 240 | 0.00403 | MV
NA2XS2Y 1x95 RM/25 6/10 kV | 315 | 0.313 | 0.123 | 0.249 | cs | 95 | 0.00403 | MV
NA2XS2Y 1x185 RM/25 6/10 kV | 406 | 0.161 | 0.11 | 0.358 | cs | 185 | 0.00403 | MV
NA2XS2Y 1x240 RM/25 6/10 kV | 456 | 0.122 | 0.105 | 0.416 | cs | 240 | 0.00403 | MV
NA2XS2Y 1x150 RM/25 12/20 kV | 250 | 0.206 | 0.116 | 0.319 | cs | 150 | 0.00403 | MV
NA2XS2Y 1x120 RM/25 12/20 kV | 230 | 0.253 | 0.119 | 0.283 | cs | 120 | 0.00403 | MV
NA2XS2Y 1x70 RM/25 12/20 kV | 190 | 0.443 | 0.132 | 0.22 | cs | 70 | 0.00403 | MV
NA2XS2Y 1x150 RM/25 6/10 kV | 360 | 0.206 | 0.11 | 0.315 | cs | 150 | 0.00403 | MV
NA2XS2Y 1x120 RM/25 6/10 kV | 340 | 0.253 | 0.113 | 0.28 | cs | 120 | 0.00403 | MV
NA2XS2Y 1x70 RM/25 6/10 kV | 280 | 0.443 | 0.123 | 0.217 | cs | 70 | 0.00403 | MV
N2XS(FL)2Y 1x120 RM/35 64/110 kV | 112 | 0.153 | 0.166 | 0.366 | cs | 120 | 0.00393 | HV
N2XS(FL)2Y 1x185 RM/35 64/110 kV | 125 | 0.099 | 0.156 | 0.457 | cs | 185 | 0.00393 | HV
N2XS(FL)2Y 1x240 RM/35 64/110 kV | 135 | 0.075 | 0.149 | 0.526 | cs | 240 | 0.00393 | HV
N2XS(FL)2Y 1x300 RM/35 64/110 kV | 144 | 0.06 | 0.144 | 0.588 | cs | 300 | 0.00393 | HV
15-AL1/3-ST1A 0.4 | 11 | 1.8769 | 0.35 | 0.105 | ol | 16 | 0.00403 | LV
24-AL1/4-ST1A 0.4 | 11.25 | 1.2012 | 0.335 | 0.14 | ol | 24 | 0.00403 | LV
48-AL1/8-ST1A 0.4 | 12.2 | 0.5939 | 0.3 | 0.21 | ol | 48 | 0.00403 | LV
94-AL1/15-ST1A 0.4 | 13.2 | 0.306 | 0.29 | 0.35 | ol | 94 | 0.00403 | LV
34-AL1/6-ST1A 10.0 | 9.7 | 0.8342 | 0.36 | 0.17 | ol | 34 | 0.00403 | MV
48-AL1/8-ST1A 10.0 | 10.1 | 0.5939 | 0.35 | 0.21 | ol | 48 | 0.00403 | MV
70-AL1/11-ST1A 10.0 | 10.4 | 0.4132 | 0.339 | 0.29 | ol | 70 | 0.00403 | MV
94-AL1/15-ST1A 10.0 | 10.75 | 0.306 | 0.33 | 0.35 | ol | 94 | 0.00403 | MV
122-AL1/20-ST1A 10.0 | 11.1 | 0.2376 | 0.323 | 0.41 | ol | 122 | 0.00403 | MV
149-AL1/24-ST1A 10.0 | 11.25 | 0.194 | 0.315 | 0.47 | ol | 149 | 0.00403 | MV
34-AL1/6-ST1A 20.0 | 9.15 | 0.8342 | 0.382 | 0.17 | ol | 34 | 0.00403 | MV
48-AL1/8-ST1A 20.0 | 9.5 | 0.5939 | 0.372 | 0.21 | ol | 48 | 0.00403 | MV
70-AL1/11-ST1A 20.0 | 9.7 | 0.4132 | 0.36 | 0.29 | ol | 70 | 0.00403 | MV
94-AL1/15-ST1A 20.0 | 10 | 0.306 | 0.35 | 0.35 | ol | 94 | 0.00403 | MV
122-AL1/20-ST1A 20.0 | 10.3 | 0.2376 | 0.344 | 0.41 | ol | 122 | 0.00403 | MV
149-AL1/24-ST1A 20.0 | 10.5 | 0.194 | 0.337 | 0.47 | ol | 149 | 0.00403 | MV
184-AL1/30-ST1A 20.0 | 10.75 | 0.1571 | 0.33 | 0.535 | ol | 184 | 0.00403 | MV
243-AL1/39-ST1A 20.0 | 11 | 0.1188 | 0.32 | 0.645 | ol | 243 | 0.00403 | MV
48-AL1/8-ST1A 110.0 | 8 | 0.5939 | 0.46 | 0.21 | ol | 48 | 0.00403 | HV
70-AL1/11-ST1A 110.0 | 8.4 | 0.4132 | 0.45 | 0.29 | ol | 70 | 0.00403 | HV
94-AL1/15-ST1A 110.0 | 8.65 | 0.306 | 0.44 | 0.35 | ol | 94 | 0.00403 | HV
122-AL1/20-ST1A 110.0 | 8.5 | 0.2376 | 0.43 | 0.41 | ol | 122 | 0.00403 | HV
149-AL1/24-ST1A 110.0 | 8.75 | 0.194 | 0.41 | 0.47 | ol | 149 | 0.00403 | HV
184-AL1/30-ST1A 110.0 | 8.8 | 0.1571 | 0.4 | 0.535 | ol | 184 | 0.00403 | HV
243-AL1/39-ST1A 110.0 | 9 | 0.1188 | 0.39 | 0.645 | ol | 243 | 0.00403 | HV
305-AL1/39-ST1A 110.0 | 9.2 | 0.0949 | 0.38 | 0.74 | ol | 305 | 0.00403 | HV
490-AL1/64-ST1A 110.0 | 9.75 | 0.059 | 0.37 | 0.96 | ol | 490 | 0.00403 | HV
679-AL1/86-ST1A 110.0 | 9.95 | 0.042 | 0.36 | 1.15 | ol | 679 | 0.00403 | HV
490-AL1/64-ST1A 220.0 | 10 | 0.059 | 0.285 | 0.96 | ol | 490 | 0.00403 | HV
679-AL1/86-ST1A 220.0 | 11.7 | 0.042 | 0.275 | 1.15 | ol | 679 | 0.00403 | HV
490-AL1/64-ST1A 380.0 | 11 | 0.059 | 0.253 | 0.96 | ol | 490 | 0.00403 | HV
679-AL1/86-ST1A 380.0 | 14.6 | 0.042 | 0.25 | 1.15 | ol | 679 | 0.00403 | HV

## trafo_std_types
| i0_percent | pfe_kw | vkr_percent | sn_mva | vn_lv_kv | vn_hv_kv | vk_percent | shift_degree | vector_group | tap_side | tap_neutral | tap_min | tap_max | tap_step_degree | tap_step_percent | tap_phase_shifter
160 MVA 380/110 kV | 0.06 | 60 | 0.25 | 160 | 110 | 380 | 12.2 | 0 | Yy0 | hv | 0 | -9 | 9 | 0 | 1.5 | FALSE
100 MVA 220/110 kV | 0.06 | 55 | 0.26 | 100 | 110 | 220 | 12 | 0 | Yy0 | hv | 0 | -9 | 9 | 0 | 1.5 | FALSE
63 MVA 110/20 kV | 0.04 | 22 | 0.32 | 63 | 20 | 110 | 18 | 150 | YNd5 | hv | 0 | -9 | 9 | 0 | 1.5 | FALSE
40 MVA 110/20 kV | 0.05 | 18 | 0.34 | 40 | 20 | 110 | 16.2 | 150 | YNd5 | hv | 0 | -9 | 9 | 0 | 1.5 | FALSE
25 MVA 110/20 kV | 0.07 | 14 | 0.41 | 25 | 20 | 110 | 12 | 150 | YNd5 | hv | 0 | -9 | 9 | 0 | 1.5 | FALSE
63 MVA 110/10 kV | 0.04 | 22 | 0.32 | 63 | 10 | 110 | 18 | 150 | YNd5 | hv | 0 | -9 | 9 | 0 | 1.5 | FALSE
40 MVA 110/10 kV | 0.05 | 18 | 0.34 | 40 | 10 | 110 | 16.2 | 150 | YNd5 | hv | 0 | -9 | 9 | 0 | 1.5 | FALSE
25 MVA 110/10 kV | 0.07 | 14 | 0.41 | 25 | 10 | 110 | 12 | 150 | YNd5 | hv | 0 | -9 | 9 | 0 | 1.5 | FALSE
0.25 MVA 20/0.4 kV | 0.32 | 0.8 | 1.44 | 0.25 | 0.4 | 20 | 6 | 150 | Yzn5 | hv | 0 | -2 | 2 | 0 | 2.5 | FALSE
0.4 MVA 20/0.4 kV | 0.3375 | 1.35 | 1.425 | 0.4 | 0.4 | 20 | 6 | 150 | Dyn5 | hv | 0 | -2 | 2 | 0 | 2.5 | FALSE
0.63 MVA 20/0.4 kV | 0.2619 | 1.65 | 1.206 | 0.63 | 0.4 | 20 | 6 | 150 | Dyn5 | hv | 0 | -2 | 2 | 0 | 2.5 | FALSE
0.25 MVA 10/0.4 kV | 0.24 | 0.6 | 1.2 | 0.25 | 0.4 | 10 | 4 | 150 | Dyn5 | hv | 0 | -2 | 2 | 0 | 2.5 | FALSE
0.4 MVA 10/0.4 kV | 0.2375 | 0.95 | 1.325 | 0.4 | 0.4 | 10 | 4 | 150 | Dyn5 | hv | 0 | -2 | 2 | 0 | 2.5 | FALSE
0.63 MVA 10/0.4 kV | 0.1873 | 1.18 | 1.0794 | 0.63 | 0.4 | 10 | 4 | 150 | Dyn5 | hv | 0 | -2 | 2 | 0 | 2.5 | FALSE

## trafo3w_std_types
| sn_hv_mva | sn_mv_mva | sn_lv_mva | vn_hv_kv | vn_mv_kv | vn_lv_kv | vk_hv_percent | vk_mv_percent | vk_lv_percent | vkr_hv_percent | vkr_mv_percent | vkr_lv_percent | pfe_kw | i0_percent | shift_mv_degree | shift_lv_degree | vector_group | tap_side | tap_neutral | tap_min | tap_max | tap_step_percent
63/25/38 MVA 110/20/10 kV | 63 | 25 | 38 | 110 | 20 | 10 | 10.4 | 10.4 | 10.4 | 0.28 | 0.32 | 0.35 | 35 | 0.89 | 0 | 0 | YN0yn0yn0 | hv | 0 | -10 | 10 | 1.2
63/25/38 MVA 110/10/10 kV | 63 | 25 | 38 | 110 | 10 | 10 | 10.4 | 10.4 | 10.4 | 0.28 | 0.32 | 0.35 | 35 | 0.89 | 0 | 0 | YN0yn0yn0 | hv | 0 | -10 | 10 | 1.2

## fuse_std_types
| fuse_type | i_rated_a | t_avg | t_min | t_total | x_avg | x_min | x_total
HV 100A | HV 100A | 100 | 0 | [10.0, 3.64, 0.854, 0.281, 0.1, 0.0531, 0.022, 0.01] | [10.0, 4.267, 1.21, 0.403, 0.1, 0.058, 0.022, 0.01] | 0 | [300.0, 350.0, 450.0, 550.0, 700.0, 850.0, 1200.0, 1752.0] | [600.0, 700.0, 900.0, 1150.0, 1665.0, 2000.0, 3000.0, 4313.0]
HV 10A | HV 10A | 10 | 0 | [10.0, 1675.0, 0.344, 0.156, 0.1, 0.0417, 0.0171, 0.01] | [10.0, 1.3, 0.3, 0.155, 0.1, 0.0555, 0.023, 0.01] | 0 | [30.0, 32.0, 35.0, 37.0, 39.0, 50.0, 70.0, 88.0] | [60.0, 70.0, 80.0, 87.0, 94.0, 110.0, 150.0, 216.0]
HV 125A | HV 125A | 125 | 0 | [10.0, 1.82, 0.344, 0.1, 0.0467, 0.0269, 0.01] | [10.0, 2.478, 0.426, 0.1, 0.0427, 0.0211, 0.01] | 0 | [375.0, 500.0, 700.0, 925.0, 1200.0, 1500.0, 2341.0] | [750.0, 1000.0, 1500.0, 2200.0, 3000.0, 4000.0, 5765.0]
HV 160A | HV 160A | 160 | 0 | [10.0, 4.15, 1.03, 0.198, 0.1, 0.051, 0.0172, 0.01] | [10.0, 2.3, 0.734, 0.274, 0.1, 0.046, 0.0177, 0.01] | 0 | [480.0, 550.0, 700.0, 1000.0, 1260.0, 1600.0, 2500.0, 3227.0] | [960.0, 1300.0, 1700.0, 2200.0, 2996.0, 4000.0, 6000.0, 7946.0]
HV 16A | HV 16A | 16 | 0 | [10.0, 0.352, 0.164, 0.1, 0.0649, 0.0342, 0.01] | [10.0, 2.34, 0.722, 0.181, 0.1, 0.055, 0.0296, 0.01] | 0 | [48.0, 60.0, 65.0, 71.0, 80.0, 100.0, 162.0] | [96.0, 110.0, 125.0, 150.0, 168.0, 200.0, 250.0, 398.0]
HV 200A | HV 200A | 200 | 0 | [10.0, 4.267, 1.21, 0.403, 0.1, 0.058, 0.022, 0.01] | [10.0, 3.73, 1.654, 0.328, 0.1, 0.0531, 0.019, 0.01] | 0 | [600.0, 700.0, 900.0, 1150.0, 1665.0, 2000.0, 3000.0, 4313.0] | [1200.0, 1500.0, 1800.0, 2700.0, 3960.0, 5000.0, 7500.0, 10620.0]
HV 20A | HV 20A | 20 | 0 | [10.0, 1.3, 0.3, 0.155, 0.1, 0.0555, 0.023, 0.01] | [10.0, 1.3, 0.161, 0.1, 0.0611, 0.0399, 0.0141, 0.01] | 0 | [60.0, 70.0, 80.0, 87.0, 94.0, 110.0, 150.0, 216.0] | [120.0, 150.0, 200.0, 223.0, 260.0, 300.0, 450.0, 532.0]
HV 25A | HV 25A | 25 | 0 | [10.0, 2.512, 0.833, 0.299, 0.1, 0.0372, 0.0223, 0.01] | [10.0, 3.125, 0.597, 0.198, 0.1, 0.0378, 0.022, 0.01] | 0 | [75.0, 82.0, 90.0, 100.0, 124.0, 170.0, 200.0, 289.0] | [150.0, 170.0, 210.0, 250.0, 294.0, 400.0, 500.0, 711.0]
HV 31.5A | HV 31.5A | 31.5 | 0 | [10.0, 2.34, 0.722, 0.181, 0.1, 0.055, 0.0296, 0.01] | [10.0, 2.84, 0.368, 0.164, 0.1, 0.0621, 0.0378, 0.0195, 0.01] | 0 | [95.0, 110.0, 125.0, 150.0, 165.0, 200.0, 250.0, 390.0] | [189.0, 220.0, 300.0, 350.0, 393.0, 450.0, 530.0, 700.0, 960.0]
HV 40A | HV 40A | 40 | 0 | [10.0, 1.3, 0.161, 0.1, 0.0611, 0.0399, 0.0141, 0.01] | [10.0, 2.05, 0.369, 0.198, 0.1, 0.051, 0.0298, 0.01] | 0 | [120.0, 150.0, 200.0, 223.0, 260.0, 300.0, 450.0, 532.0] | [240.0, 300.0, 400.0, 450.0, 530.0, 650.0, 800.0, 1311.0]
HV 50A | HV 50A | 50 | 0 | [10.0, 3.215, 0.597, 0.198, 0.1, 0.0378, 0.022, 0.01] | [10.0, 3.64, 0.854, 0.281, 0.1, 0.0531, 0.022, 0.01] | 0 | [150.0, 170.0, 210.0, 250.0, 294.0, 400.0, 500.0, 711.0] | [300.0, 350.0, 450.0, 550.0, 700.0, 850.0, 1200.0, 1752.0]
HV 6.3A | HV 6.3A | 6.3 | 0 | [10.0, 1.39, 0.344, 0.168, 0.1, 0.056, 0.0263, 0.01] | [10.0, 1.711, 0.516, 0.198, 0.1, 0.0634, 0.0303, 0.01] | 0 | [19.0, 19.5, 20.4, 20.8, 22.0, 25.0, 32.0, 48.0] | [38.0, 40.0, 43.0, 48.0, 53.0, 60.0, 75.0, 118.0]
HV 63A | HV 63A | 63 | 0 | [10.0, 2.84, 0.368, 0.164, 0.1, 0.0621, 0.0378, 0.0195, 0.01] | [10.0, 1.82, 0.344, 0.1, 0.0467, 0.0269, 0.01] | 0 | [189.0, 220.0, 300.0, 350.0, 393.0, 450.0, 530.0, 700.0, 961.0] | [378.0, 500.0, 700.0, 934.0, 1200.0, 1500.0, 2366.0]
HV 80A | HV 80A | 80 | 0 | [10.0, 2.05, 0.369, 0.198, 0.1, 0.051, 0.0298, 0.01] | [10.0, 4.15, 1.03, 0.198, 0.1, 0.051, 0.0172, 0.01] | 0 | [240.0, 300.0, 400.0, 450.0, 530.0, 650.0, 800.0, 1311.0] | [480.0, 550.0, 700.0, 1000.0, 1260.0, 1600.0, 2500.0, 3227.0]
Siemens NH-1-100 | Siemens NH-1-100 | 100 | [5400.0, 2000.0, 400.0, 20.0, 1.0, 0.2, 0.012, 0.004] | 0 | 0 | [150.0, 190.0, 250.0, 430.0, 900.0, 1250.0, 2700.0, 3600.0] | 0 | 0
Siemens NH-1-125 | Siemens NH-1-125 | 125 | [4800.0, 120.0, 7.0, 0.1, 0.004] | 0 | 0 | [180.0, 400.0, 740.0, 2000.0, 4250.0] | 0 | 0
Siemens NH-1-16 | Siemens NH-1-16 | 16 | [4000.0, 400.0, 2.0, 0.1, 0.04, 0.01] | 0 | 0 | [26.0, 35.0, 75.0, 150.0, 200.0, 300.0] | 0 | 0
Siemens NH-1-160 | Siemens NH-1-160 | 160 | [4800.0, 120.0, 7.0, 0.1, 0.004] | 0 | 0 | [210.0, 500.0, 900.0, 2300.0, 5000.0] | 0 | 0
Siemens NH-1-25 | Siemens NH-1-25 | 25 | [4000.0, 1000.0, 10.0, 0.2, 0.02, 0.01] | 0 | 0 | [40.0, 50.0, 100.0, 210.0, 400.0, 500.0] | 0 | 0
Siemens NH-1-50 | Siemens NH-1-50 | 50 | [4000.0, 40.0, 4.0, 1.0, 0.02, 0.01] | 0 | 0 | [86.0, 200.0, 300.0, 400.0, 1000.0, 1280.0] | 0 | 0
Siemens NH-1-63 | Siemens NH-1-63 | 63 | [4000.0, 100.0, 10.0, 2.0, 0.04, 0.01] | 0 | 0 | [100.0, 200.0, 300.0, 400.0, 1000.0, 1500.0] | 0 | 0
Siemens NH-1-80 | Siemens NH-1-80 | 80 | [4800.0, 120.0, 7.0, 0.1, 0.01] | 0 | 0 | [150.58, 250.0, 450.0, 1150.0, 2470.0] | 0 | 0
Siemens NH-2-1000 | Siemens NH-2-1000 | 1000 | [4800.0, 120.0, 7.0, 0.1, 0.004] | 0 | 0 | [1900.0, 3500.0, 8400.0, 24000.0, 52000.0] | 0 | 0
Siemens NH-2-200 | Siemens NH-2-200 | 200 | [4800.0, 120.0, 7.0, 0.1, 0.004] | 0 | 0 | [280.0, 650.0, 1200.0, 3000.0, 7000.0] | 0 | 0
Siemens NH-2-224 | Siemens NH-2-224 | 224 | [4800.0, 120.0, 7.0, 0.2, 0.04, 0.004] | 0 | 0 | [400.0, 750.0, 1453.0, 3025.0, 4315.0, 7600.0] | 0 | 0
Siemens NH-2-250 | Siemens NH-2-250 | 250 | [4800.0, 120.0, 7.0, 0.1, 0.004] | 0 | 0 | [450.0, 800.0, 1650.0, 4000.0, 8500.0] | 0 | 0
Siemens NH-2-315 | Siemens NH-2-315 | 315 | [4800.0, 120.0, 7.0, 0.1, 0.004] | 0 | 0 | [550.0, 920.0, 1900.0, 5000.0, 11000.0] | 0 | 0
Siemens NH-2-355 | Siemens NH-2-355 | 355 | [4800.0, 120.0, 6.0, 0.1, 0.004] | 0 | 0 | [650.0, 1116.27, 2350.0, 5840.0, 12790.0] | 0 | 0
Siemens NH-2-400 | Siemens NH-2-400 | 400 | [4800.0, 120.0, 7.0, 0.1, 0.004] | 0 | 0 | [720.0, 1350.0, 2800.0, 6500.0, 15000.0] | 0 | 0
Siemens NH-2-425 | Siemens NH-2-425 | 425 | [4800.0, 120.0, 7.0, 0.1, 0.004] | 0 | 0 | [850.0, 1500.0, 3050.0, 7500.0, 16500.0] | 0 | 0
Siemens NH-2-630 | Siemens NH-2-630 | 630 | [4800.0, 120.0, 7.0, 0.1, 0.004] | 0 | 0 | [1200.0, 2000.0, 4800.0, 12000.0, 26000.0] | 0 | 0

## res_bus
| vm_pu | va_degree | p_mw | q_mvar
0 | 0.97838 | -0.41518 | 0.0050425 | 0.0012638
1 | 0.97857 | -0.41143 | 0 | 0
2 | 0.97894 | -0.4043 | 0 | 0
3 | 0.97781 | -0.42645 | 0 | 0
4 | 0.98437 | -0.29878 | 0 | 0
5 | 0.9844 | -0.29816 | 0 | 0
6 | 0.98435 | -0.29918 | 0 | 0
7 | 0.98433 | -0.29956 | 0.0018353 | 0.00045997
8 | 0.98447 | -0.29676 | 0.002166 | 0.00054285
9 | 0.9789 | -0.40499 | 0.0019529 | 0.00048945
10 | 0.97923 | -0.39867 | 0.0019241 | 0.00048221
11 | 0.9775 | -0.43235 | 0.0044711 | 0.0011206
12 | 0.98427 | -0.30073 | 0.0022387 | 0.00056107
13 | 0.98429 | -0.30042 | 0.0011798 | 0.0002957
14 | 0.98455 | -0.29524 | 0.004006 | 0.001004
15 | 0.97887 | -0.4057 | 0.0017015 | 0.00042644
16 | 0.97978 | -0.3879 | 0.002281 | 0.00057168
17 | 0.9772 | -0.43824 | 0 | 0
18 | 0.97148 | -0.55091 | 0.0076982 | 0.0019293
19 | 0.97162 | -0.54824 | 0 | 0
20 | 0.97198 | -0.54095 | 0.0034415 | 0.00086253
21 | 0.97205 | -0.53966 | 0 | 0
22 | 0.97193 | -0.5421 | 0 | 0
23 | 0.97226 | -0.53558 | 0 | 0
24 | 0.97312 | -0.51852 | 0 | 0
25 | 0.97262 | -0.52837 | 0.0033612 | 0.0008424
26 | 0.97357 | -0.50972 | 0.0037452 | 0.00093864
27 | 0.97186 | -0.54344 | 0.0034484 | 0.00086424
28 | 0.97196 | -0.54139 | 0.004463 | 0.0011185
29 | 0.97402 | -0.50071 | 0 | 0
30 | 0.97707 | -0.44088 | 0.0041796 | 0.0010475
31 | 0.97672 | -0.44766 | 0.0078831 | 0.0019757
32 | 0.97581 | -0.46559 | 0.0044228 | 0.0011085
33 | 0.97351 | -0.51085 | 0.0024881 | 0.00062358
34 | 0.9731 | -0.51896 | 0.0041805 | 0.0010477
35 | 0.97235 | -0.53363 | 0.0098099 | 0.0024586
36 | 0.97217 | -0.53722 | 0 | 0
37 | 0.97181 | -0.54448 | 0.0026034 | 0.00065246
38 | 0.9718 | -0.54456 | 0.0021856 | 0.00054777
39 | 0.97156 | -0.54942 | 0 | 0
40 | 0.97115 | -0.55739 | 0.0022978 | 0.00057589
41 | 0.97117 | -0.55711 | 0.002505 | 0.00062781
42 | 0.9712 | -0.5565 | 0.0024276 | 0.00060842
43 | 0.97124 | -0.55566 | 0.0021965 | 0.0005505
44 | 0.98647 | -0.25815 | 0.0031616 | 0.00079238
45 | 0.98629 | -0.26158 | 0.0011369 | 0.00028493
46 | 0.9867 | -0.25366 | 0.00092854 | 0.00023271
47 | 0.9856 | -0.27492 | 0.0011516 | 0.00028863
48 | 0.98756 | -0.23699 | 0.0017869 | 0.00044784
49 | 0.98531 | -0.28048 | 0.0011788 | 0.00029544
50 | 0.98774 | -0.23364 | 0.0020689 | 0.00051853
51 | 0.98471 | -0.29207 | 0 | 0
52 | 0.98851 | -0.21881 | 0.0015591 | 0.00039076
53 | 0.98992 | -0.19174 | 0.0028785 | 0.00072142
54 | 0.99001 | -0.18989 | 0.0082682 | 0.0020722
55 | 0.9893 | -0.20354 | 0.0026134 | 0.00065497
56 | 0.99034 | -0.18363 | 0.0026819 | 0.00067216
57 | 0.98901 | -0.20921 | 0.002405 | 0.00060275
58 | 0.99099 | -0.17118 | 0 | 0
59 | 0.99085 | -0.1739 | 0.0017311 | 0.00043385
60 | 0.99136 | -0.16405 | 0.0016115 | 0.00040389
61 | 0.98453 | -0.29567 | 0 | 0
62 | 0.98381 | -0.3097 | 0.0014879 | 0.0003729
63 | 0.98407 | -0.30452 | 0.0012833 | 0.00032162
64 | 0.98329 | -0.31971 | 0.0013869 | 0.00034759
65 | 0.98385 | -0.3087 | 0.0013798 | 0.00034582
66 | 0.99991 | -0.0017763 | 0.0016507 | 0.00041369
67 | 0.99991 | -0.0017284 | 0.0020831 | 0.00052207
68 | 1 | 0 | -0.34516 | -0.088348
69 | 0.98266 | -0.33209 | 0 | 0
70 | 0.98233 | -0.33854 | 0.0015593 | 0.00039079
71 | 0.99958 | -0.0078621 | 0.0035284 | 0.0008843
72 | 0.98196 | -0.34571 | 0.0029675 | 0.00074373
73 | 0.9975 | -0.047184 | 0.0019136 | 0.00047961
74 | 0.98043 | -0.37566 | 0 | 0
75 | 0.98027 | -0.37877 | 0.0018773 | 0.00047049
76 | 0.98021 | -0.37997 | 0.0018283 | 0.0004582
77 | 0.98012 | -0.38175 | 0.0044307 | 0.0011104
78 | 0.97988 | -0.38639 | 0.01407 | 0.0035264
79 | 0.98034 | -0.37742 | 0.0019184 | 0.0004808
80 | 0.97986 | -0.38677 | 0 | 0
81 | 0.97978 | -0.38843 | 0.0018689 | 0.00046839
82 | 0.97952 | -0.39353 | 0.0055051 | 0.0013797
83 | 0.99292 | -0.13436 | 0.004378 | 0.0010972
84 | 0.99286 | -0.13536 | 0.0050199 | 0.0012581
85 | 0.99342 | -0.12473 | 0 | 0
86 | 0.99217 | -0.14852 | 0.0051045 | 0.0012793
87 | 0.99551 | -0.084945 | 0.0016752 | 0.00041985
88 | 0.99298 | -0.13317 | 0.0022839 | 0.00057241
89 | 0.99209 | -0.1501 | 0.0046432 | 0.0011637
90 | 0.99278 | -0.1369 | 0.0017303 | 0.00043366
91 | 0.99135 | -0.16422 | 0.0051993 | 0.0013031
92 | 0.99277 | -0.13716 | 0.0016118 | 0.00040396
93 | 0.97936 | -0.39668 | 0.0049834 | 0.001249
94 | 0.98788 | -0.23093 | 0.0079161 | 0.001984
95 | 0.98792 | -0.23014 | 0.001609 | 0.00040326
96 | 0.98798 | -0.22885 | 0.0019553 | 0.00049003
97 | 0.98807 | -0.22714 | 0.0020777 | 0.00052072
98 | 0.98842 | -0.22034 | 0 | 0
99 | 0.99095 | -0.17202 | 0.0019421 | 0.00048674
100 | 0.99101 | -0.17079 | 0.0068288 | 0.0017115
101 | 0.99127 | -0.16583 | 0 | 0
102 | 0.99073 | -0.1762 | 0.0018445 | 0.00046229
103 | 0.97537 | -0.47375 | 0.0047106 | 0.0011806
104 | 0.97434 | -0.49393 | 0.013435 | 0.0033671
105 | 0.97548 | -0.47158 | 0.012596 | 0.0031568
106 | 0.97281 | -0.52412 | 0 | 0
107 | 0.97603 | -0.46071 | 0.0022566 | 0.00056556
108 | 0.97131 | -0.55363 | 0 | 0
109 | 0.97691 | -0.44347 | 0.0117 | 0.0029323
110 | 0.9702 | -0.5756 | 0.018064 | 0.0045272
111 | 0.97778 | -0.42636 | 0.00072567 | 0.00018187
112 | 0.9908 | -0.17484 | 0.0016108 | 0.00040371
113 | 0.99264 | -0.13953 | 0.0027011 | 0.00067697
114 | 0.98383 | -0.30863 | 0.0025675 | 0.00064347
115 | 0.98041 | -0.37516 | 0 | 0
116 | 0.97844 | -0.41356 | 0.0010356 | 0.00025954
117 | 0.99079 | -0.17506 | 0.0017313 | 0.00043392
118 | 0.98232 | -0.33854 | 0.00033104 | 8.2968e-05
119 | 0.98232 | -0.33847 | 0.00060717 | 0.00015217
120 | 0.98183 | -0.34799 | 0 | 0
121 | 0.983 | -0.32533 | 0.00075564 | 0.00018938
122 | 0.98135 | -0.35723 | 0.0035901 | 0.00089976
123 | 0.98318 | -0.32175 | 0.0026726 | 0.00066981
124 | 0.98092 | -0.36576 | 0.0013848 | 0.00034707
125 | 0.98355 | -0.31463 | 0.00087769 | 0.00021997
126 | 0.98088 | -0.36643 | 0.0012995 | 0.00032568
127 | 0.9801 | -0.38157 | 0 | 0
128 | 0.98085 | -0.36699 | 0.0014309 | 0.00035862
129 | 0.9808 | -0.36793 | 0.001324 | 0.00033184
130 | 0.9808 | -0.36806 | 0.0012977 | 0.00032524
131 | 0.99998 | 149.9956 | 0 | 0

## res_line
| p_from_mw | q_from_mvar | p_to_mw | q_to_mvar | pl_mw | ql_mvar | i_from_ka | i_to_ka | i_ka | vm_from_pu | va_from_degree | vm_to_pu | va_to_degree | loading_percent
0 | -0.0050425 | -0.0012638 | 0.0050434 | 0.0012638 | 8.9993e-07 | 6.3439e-08 | 0.0076691 | 0.007669 | 0.0076691 | 0.97838 | -0.41518 | 0.97857 | -0.41143 | 2.1069
1 | -0.083233 | -0.020997 | 0.083262 | 0.021014 | 2.8423e-05 | 1.724e-05 | 0.12661 | 0.12661 | 0.12661 | 0.97857 | -0.41143 | 0.97894 | -0.4043 | 8.696
2 | 0.07819 | 0.019733 | -0.078134 | -0.019699 | 5.6206e-05 | 3.3844e-05 | 0.11894 | 0.11895 | 0.11895 | 0.97857 | -0.41143 | 0.97781 | -0.42645 | 8.1693
3 | 0.0036546 | 0.00091559 | -0.0036545 | -0.00091564 | 1.2021e-07 | -5.3665e-08 | 0.005555 | 0.0055551 | 0.0055551 | 0.97894 | -0.4043 | 0.9789 | -0.40499 | 1.5261
4 | -0.086917 | -0.02193 | 0.08694 | 0.021944 | 2.345e-05 | 1.4288e-05 | 0.13217 | 0.13217 | 0.13217 | 0.97894 | -0.4043 | 0.97923 | -0.39867 | 9.0775
5 | 0.078134 | 0.019699 | -0.078112 | -0.019686 | 2.2044e-05 | 1.3274e-05 | 0.11895 | 0.11895 | 0.11895 | 0.97781 | -0.42645 | 0.9775 | -0.43235 | 8.1693
6 | -0.0052542 | -0.0013157 | 0.0052544 | 0.0013157 | 1.5536e-07 | 1.5931e-08 | 0.0079421 | 0.0079421 | 0.0079421 | 0.98437 | -0.29878 | 0.9844 | -0.29816 | 2.1819
7 | 0.0022389 | 0.00056059 | -0.0022389 | -0.00056069 | 4.2507e-08 | -9.8607e-08 | 0.0033842 | 0.0033843 | 0.0033843 | 0.98437 | -0.29878 | 0.98435 | -0.29918 | 0.92975
8 | 0.0030153 | 0.00075508 | -0.0030152 | -0.00075519 | 1.1291e-07 | -1.1197e-07 | 0.0045579 | 0.0045579 | 0.0045579 | 0.98437 | -0.29878 | 0.98433 | -0.29956 | 1.2522
9 | -0.0052544 | -0.0013157 | 0.0052547 | 0.0013157 | 3.4881e-07 | 3.5747e-08 | 0.0079421 | 0.007942 | 0.0079421 | 0.9844 | -0.29816 | 0.98447 | -0.29676 | 2.1819
10 | 0.0022389 | 0.00056069 | -0.0022387 | -0.00056107 | 1.6566e-07 | -3.8422e-07 | 0.0033843 | 0.0033845 | 0.0033845 | 0.98435 | -0.29918 | 0.98427 | -0.30073 | 0.92979
11 | 0.0011799 | 0.00029522 | -0.0011798 | -0.0002957 | 4.7968e-08 | -4.8041e-07 | 0.0017835 | 0.0017837 | 0.0017837 | 0.98433 | -0.29956 | 0.98429 | -0.30042 | 0.49002
12 | -0.0074207 | -0.0018586 | 0.0074213 | 0.0018588 | 5.3903e-07 | 1.9968e-07 | 0.011216 | 0.011216 | 0.011216 | 0.98447 | -0.29676 | 0.98455 | -0.29524 | 3.0813
13 | 0.0017016 | 0.00042619 | -0.0017015 | -0.00042644 | 5.7439e-08 | -2.5106e-07 | 0.0025865 | 0.0025866 | 0.0025866 | 0.9789 | -0.40499 | 0.97887 | -0.4057 | 0.71059
14 | -0.088864 | -0.022426 | 0.08891 | 0.022454 | 4.5867e-05 | 2.8005e-05 | 0.13509 | 0.13509 | 0.13509 | 0.97923 | -0.39867 | 0.97978 | -0.3879 | 9.2783
15 | 0.073641 | 0.018565 | -0.07362 | -0.018553 | 2.074e-05 | 1.2392e-05 | 0.11214 | 0.11214 | 0.11214 | 0.9775 | -0.43235 | 0.9772 | -0.43824 | 7.7019
16 | -0.011427 | -0.0028628 | 0.011429 | 0.0028637 | 1.7229e-06 | 9.0671e-07 | 0.01727 | 0.01727 | 0.01727 | 0.98455 | -0.29524 | 0.98471 | -0.29207 | 4.7446
17 | -0.091191 | -0.023026 | 0.091219 | 0.023043 | 2.7637e-05 | 1.6914e-05 | 0.13856 | 0.13856 | 0.13856 | 0.97978 | -0.3879 | 0.9801 | -0.38157 | 9.5162
18 | 0.0041802 | 0.0010474 | -0.0041796 | -0.0010475 | 5.262e-07 | -9.7053e-08 | 0.0063652 | 0.0063653 | 0.0063653 | 0.9772 | -0.43824 | 0.97707 | -0.44088 | 1.7487
19 | 0.06944 | 0.017505 | -0.069408 | -0.017486 | 3.1314e-05 | 1.9667e-05 | 0.10577 | 0.10577 | 0.10577 | 0.9772 | -0.43824 | 0.97672 | -0.44766 | 14.5295
20 | -0.0076982 | -0.0019293 | 0.0076991 | 0.0019297 | 9.7883e-07 | 3.9397e-07 | 0.011791 | 0.011791 | 0.011791 | 0.97148 | -0.55091 | 0.97162 | -0.54824 | 3.2394
21 | -0.0076991 | -0.0019297 | 0.0077017 | 0.0019307 | 2.5107e-06 | 1.0102e-06 | 0.011791 | 0.011791 | 0.011791 | 0.97162 | -0.54824 | 0.97196 | -0.54139 | 3.2393
22 | -0.0034415 | -0.00086253 | 0.0034418 | 0.00086241 | 2.1097e-07 | -1.162e-07 | 0.0052687 | 0.0052686 | 0.0052687 | 0.97198 | -0.54095 | 0.97205 | -0.53966 | 1.4474
23 | 0.003449 | 0.0008639 | -0.0034486 | -0.00086412 | 3.9991e-07 | -2.1825e-07 | 0.0052795 | 0.0052797 | 0.0052797 | 0.97205 | -0.53966 | 0.97193 | -0.5421 | 1.4505
24 | -0.0068907 | -0.0017263 | 0.0068921 | 0.0017268 | 1.3411e-06 | 4.5978e-07 | 0.010548 | 0.010548 | 0.010548 | 0.97205 | -0.53966 | 0.97226 | -0.53558 | 2.8978
25 | 0.0034486 | 0.00086412 | -0.0034484 | -0.00086424 | 2.197e-07 | -1.1984e-07 | 0.0052797 | 0.0052798 | 0.0052798 | 0.97193 | -0.5421 | 0.97186 | -0.54344 | 1.4505
26 | -0.01906 | -0.0047779 | 0.019067 | 0.0047818 | 6.5486e-06 | 3.9365e-06 | 0.029171 | 0.029171 | 0.029171 | 0.97226 | -0.53558 | 0.97262 | -0.52837 | 8.0141
27 | 0.012168 | 0.0030511 | -0.012165 | -0.0030493 | 3.3722e-06 | 1.8368e-06 | 0.018623 | 0.018623 | 0.018623 | 0.97226 | -0.53558 | 0.97196 | -0.54139 | 5.1163
28 | 0.022438 | 0.0056307 | -0.022428 | -0.0056242 | 1.0537e-05 | 6.4476e-06 | 0.034313 | 0.034314 | 0.034314 | 0.97312 | -0.51852 | 0.97262 | -0.52837 | 9.4268
29 | -0.022438 | -0.0056307 | 0.022448 | 0.0056364 | 9.4179e-06 | 5.7623e-06 | 0.034313 | 0.034313 | 0.034313 | 0.97312 | -0.51852 | 0.97357 | -0.50972 | 9.4268
30 | -0.026193 | -0.0065751 | 0.026204 | 0.006582 | 1.1261e-05 | 6.9742e-06 | 0.040038 | 0.040038 | 0.040038 | 0.97357 | -0.50972 | 0.97402 | -0.50071 | 10.9994
31 | 0.03075 | 0.0077259 | -0.030735 | -0.0077166 | 1.4878e-05 | 9.2984e-06 | 0.046984 | 0.046984 | 0.046984 | 0.97402 | -0.50071 | 0.97351 | -0.51085 | 12.9076
32 | -0.056954 | -0.014308 | 0.05705 | 0.014369 | 9.5624e-05 | 6.0779e-05 | 0.087021 | 0.087021 | 0.087021 | 0.97402 | -0.50071 | 0.97581 | -0.46559 | 23.9069
33 | 0.061525 | 0.01551 | -0.061473 | -0.015477 | 5.2735e-05 | 3.2951e-05 | 0.093765 | 0.093765 | 0.093765 | 0.97672 | -0.44766 | 0.97581 | -0.46559 | 12.8799
34 | 0.028247 | 0.007093 | -0.028236 | -0.0070862 | 1.0924e-05 | 6.7974e-06 | 0.043181 | 0.043181 | 0.043181 | 0.97351 | -0.51085 | 0.9731 | -0.51896 | 11.8628
35 | 0.024056 | 0.0060385 | -0.024039 | -0.0060281 | 1.6822e-05 | 1.0355e-05 | 0.036788 | 0.036788 | 0.036788 | 0.9731 | -0.51896 | 0.97235 | -0.53363 | 10.1067
36 | 0.014229 | 0.0035695 | -0.014226 | -0.0035681 | 2.4308e-06 | 1.3862e-06 | 0.021776 | 0.021776 | 0.021776 | 0.97235 | -0.53363 | 0.97217 | -0.53722 | 5.9824
37 | 0.014226 | 0.0035681 | -0.014221 | -0.0035653 | 4.9255e-06 | 2.809e-06 | 0.021776 | 0.021776 | 0.021776 | 0.97217 | -0.53722 | 0.97181 | -0.54448 | 5.9824
38 | 0.011618 | 0.0029129 | -0.011618 | -0.0029128 | 4.0556e-08 | 2.1722e-08 | 0.01779 | 0.01779 | 0.01779 | 0.97181 | -0.54448 | 0.9718 | -0.54456 | 4.8873
39 | 0.0094324 | 0.0023651 | -0.0094302 | -0.002364 | 2.186e-06 | 1.0529e-06 | 0.014443 | 0.014443 | 0.014443 | 0.9718 | -0.54456 | 0.97156 | -0.54942 | 3.968
40 | 0.0094302 | 0.002364 | -0.0094274 | -0.0023627 | 2.802e-06 | 1.3499e-06 | 0.014443 | 0.014444 | 0.014444 | 0.97156 | -0.54942 | 0.97124 | -0.55566 | 3.968
41 | -0.0022978 | -0.00057589 | 0.0022979 | 0.00057583 | 3.0852e-08 | -6.2379e-08 | 0.0035208 | 0.0035208 | 0.0035208 | 0.97115 | -0.55739 | 0.97117 | -0.55711 | 0.96725
42 | -0.0048028 | -0.0012036 | 0.004803 | 0.0012036 | 1.3872e-07 | 4.2529e-09 | 0.0073589 | 0.0073588 | 0.0073589 | 0.97117 | -0.55711 | 0.9712 | -0.5565 | 2.0217
43 | -0.0072306 | -0.0018121 | 0.0072309 | 0.0018122 | 2.9026e-07 | 1.0772e-07 | 0.011078 | 0.011078 | 0.011078 | 0.9712 | -0.5565 | 0.97124 | -0.55566 | 3.0435
44 | 0.16912 | 0.042896 | -0.1691 | -0.042879 | 2.7886e-05 | 1.7614e-05 | 0.25529 | 0.25529 | 0.25529 | 0.98647 | -0.25815 | 0.98629 | -0.26158 | 17.5339
45 | -0.17229 | -0.043689 | 0.17232 | 0.043712 | 3.7213e-05 | 2.3516e-05 | 0.26006 | 0.26006 | 0.26006 | 0.98647 | -0.25815 | 0.9867 | -0.25366 | 17.8615
46 | 0.16796 | 0.042594 | -0.16785 | -0.042526 | 0.00010763 | 6.7969e-05 | 0.25358 | 0.25358 | 0.25358 | 0.98629 | -0.26158 | 0.9856 | -0.27492 | 17.4162
47 | -0.17325 | -0.043945 | 0.17339 | 0.044033 | 0.00013893 | 8.7806e-05 | 0.26146 | 0.26146 | 0.26146 | 0.9867 | -0.25366 | 0.98756 | -0.23699 | 17.9576
48 | 0.1667 | 0.042237 | -0.16666 | -0.042209 | 4.4578e-05 | 2.8148e-05 | 0.25184 | 0.25184 | 0.25184 | 0.9856 | -0.27492 | 0.98531 | -0.28048 | 17.2967
49 | -0.17518 | -0.044481 | 0.17521 | 0.044499 | 2.8235e-05 | 1.7849e-05 | 0.26416 | 0.26416 | 0.26416 | 0.98756 | -0.23699 | 0.98774 | -0.23364 | 18.1425
50 | 0.16548 | 0.041914 | -0.16538 | -0.041856 | 9.2036e-05 | 5.8104e-05 | 0.25006 | 0.25006 | 0.25006 | 0.98531 | -0.28048 | 0.98471 | -0.29207 | 17.1745
51 | -0.17727 | -0.045017 | 0.1774 | 0.045097 | 0.00012663 | 8.0074e-05 | 0.26727 | 0.26727 | 0.26727 | 0.98774 | -0.23364 | 0.98851 | -0.21881 | 18.3566
52 | 0.15396 | 0.038992 | -0.15393 | -0.038975 | 2.6596e-05 | 1.6755e-05 | 0.23279 | 0.23279 | 0.23279 | 0.98471 | -0.29207 | 0.98453 | -0.29567 | 15.9884
53 | -0.17896 | -0.045488 | 0.17904 | 0.04554 | 8.2775e-05 | 5.2353e-05 | 0.26962 | 0.26962 | 0.26962 | 0.98851 | -0.21881 | 0.98901 | -0.20921 | 18.5178
54 | -0.18709 | -0.047617 | 0.18711 | 0.047628 | 1.6692e-05 | 1.0567e-05 | 0.28149 | 0.28149 | 0.28149 | 0.98992 | -0.19174 | 0.99001 | -0.18989 | 19.3334
55 | 0.18422 | 0.046896 | -0.18411 | -0.046829 | 0.00010473 | 6.6277e-05 | 0.27717 | 0.27717 | 0.27717 | 0.98992 | -0.19174 | 0.9893 | -0.20354 | 19.0362
56 | -0.19538 | -0.0497 | 0.19544 | 0.049737 | 5.8935e-05 | 3.7344e-05 | 0.29392 | 0.29392 | 0.29392 | 0.99001 | -0.18989 | 0.99034 | -0.18363 | 20.1869
57 | 0.1815 | 0.046174 | -0.18145 | -0.046143 | 4.962e-05 | 3.1393e-05 | 0.27324 | 0.27324 | 0.27324 | 0.9893 | -0.20354 | 0.98901 | -0.20921 | 18.7663
58 | -0.19812 | -0.050409 | 0.19824 | 0.050485 | 0.00011901 | 7.5428e-05 | 0.29795 | 0.29795 | 0.29795 | 0.99034 | -0.18363 | 0.99099 | -0.17118 | 20.4637
59 | 0.0050741 | 0.0012713 | -0.0050734 | -0.0012713 | 6.5716e-07 | 3.1677e-08 | 0.0076188 | 0.007619 | 0.007619 | 0.99099 | -0.17118 | 0.99085 | -0.1739 | 2.0931
60 | -0.20331 | -0.051756 | 0.20338 | 0.0518 | 6.9927e-05 | 4.4342e-05 | 0.30557 | 0.30557 | 0.30557 | 0.99099 | -0.17118 | 0.99136 | -0.16405 | 20.9869
61 | 0.0033423 | 0.00083744 | -0.0033422 | -0.00083755 | 1.4999e-07 | -1.0848e-07 | 0.0050193 | 0.0050194 | 0.0050194 | 0.99085 | -0.1739 | 0.9908 | -0.17484 | 1.379
62 | -0.20499 | -0.052204 | 0.20524 | 0.052358 | 0.00024275 | 0.00015395 | 0.30799 | 0.30799 | 0.30799 | 0.99136 | -0.16405 | 0.99264 | -0.13953 | 21.153
63 | 0.044057 | 0.011104 | -0.044027 | -0.011086 | 2.9559e-05 | 1.8692e-05 | 0.06661 | 0.06661 | 0.06661 | 0.98453 | -0.29567 | 0.98381 | -0.3097 | 18.2994
64 | 0.10987 | 0.027871 | -0.10983 | -0.027842 | 4.6722e-05 | 2.8985e-05 | 0.16618 | 0.16618 | 0.16618 | 0.98453 | -0.29567 | 0.98407 | -0.30452 | 11.4135
65 | 0.042539 | 0.010713 | -0.042519 | -0.0107 | 2.0351e-05 | 1.2858e-05 | 0.06436 | 0.06436 | 0.06436 | 0.98381 | -0.3097 | 0.98329 | -0.31971 | 17.6812
66 | 0.10854 | 0.02752 | -0.10852 | -0.027507 | 2.1836e-05 | 1.3536e-05 | 0.16424 | 0.16424 | 0.16424 | 0.98407 | -0.30452 | 0.98385 | -0.3087 | 11.2803
67 | 0.041132 | 0.010352 | -0.041108 | -0.010337 | 2.4314e-05 | 1.5349e-05 | 0.062261 | 0.062261 | 0.062261 | 0.98329 | -0.31971 | 0.98266 | -0.33209 | 17.1046
68 | 0.10714 | 0.027161 | -0.10711 | -0.027142 | 3.0491e-05 | 1.8886e-05 | 0.16215 | 0.16215 | 0.16215 | 0.98385 | -0.3087 | 0.98355 | -0.31463 | 11.137
69 | -0.0016507 | -0.00041369 | 0.0016507 | 0.00041367 | 3.7715e-09 | -1.9449e-08 | 0.0024564 | 0.0024564 | 0.0024564 | 0.99991 | -0.0017763 | 0.99991 | -0.0017284 | 0.67484
70 | -0.0037337 | -0.00093575 | 0.0037341 | 0.00093559 | 3.0741e-07 | -1.5158e-07 | 0.0055564 | 0.0055563 | 0.0055564 | 0.99991 | -0.0017284 | 1 | 0 | 1.5265
71 | 0.33977 | 0.087412 | -0.33964 | -0.08733 | 0.00012983 | 8.2806e-05 | 0.50639 | 0.50639 | 0.50639 | 1 | 0 | 0.99958 | -0.0078621 | 34.7794
72 | 0.041108 | 0.010337 | -0.041095 | -0.010329 | 1.2665e-05 | 7.9951e-06 | 0.062261 | 0.062261 | 0.062261 | 0.98266 | -0.33209 | 0.98233 | -0.33854 | 17.1047
73 | 0.039536 | 0.0099381 | -0.039522 | -0.0099295 | 1.3533e-05 | 8.534e-06 | 0.059899 | 0.059899 | 0.059899 | 0.98233 | -0.33854 | 0.98196 | -0.34571 | 16.4558
74 | 0.33611 | 0.086445 | -0.33547 | -0.086036 | 0.0006411 | 0.00040888 | 0.50114 | 0.50114 | 0.50114 | 0.99958 | -0.0078621 | 0.9975 | -0.047184 | 34.4187
75 | 0.036555 | 0.0091858 | -0.036503 | -0.009153 | 5.2168e-05 | 3.2815e-05 | 0.055402 | 0.055402 | 0.055402 | 0.98196 | -0.34571 | 0.98043 | -0.37566 | 15.2204
76 | 0.33356 | 0.085557 | -0.33295 | -0.085168 | 0.00060971 | 0.00038885 | 0.49828 | 0.49828 | 0.49828 | 0.9975 | -0.047184 | 0.99551 | -0.084945 | 34.2227
77 | 0.026446 | 0.006633 | -0.026432 | -0.0066247 | 1.3525e-05 | 8.3736e-06 | 0.040139 | 0.040139 | 0.040139 | 0.98043 | -0.37566 | 0.97988 | -0.38639 | 11.0273
78 | 0.0019186 | 0.00048026 | -0.0019184 | -0.0004808 | 1.6154e-07 | -5.373e-07 | 0.0029117 | 0.0029119 | 0.0029119 | 0.98043 | -0.37566 | 0.98034 | -0.37742 | 0.79997
79 | 0.0081382 | 0.0020397 | -0.008137 | -0.0020392 | 1.2061e-06 | 5.0611e-07 | 0.012352 | 0.012352 | 0.012352 | 0.98043 | -0.37566 | 0.98027 | -0.37877 | 3.3933
80 | 0.0062597 | 0.0015687 | -0.0062593 | -0.0015686 | 3.5784e-07 | 9.5786e-08 | 0.009502 | 0.009502 | 0.009502 | 0.98027 | -0.37877 | 0.98021 | -0.37997 | 2.6104
81 | 0.0044311 | 0.0011104 | -0.0044307 | -0.0011104 | 3.7734e-07 | -3.8795e-08 | 0.0067266 | 0.0067267 | 0.0067267 | 0.98021 | -0.37997 | 0.98012 | -0.38175 | 1.848
82 | 0.010493 | 0.0026305 | -0.010493 | -0.0026304 | 1.8981e-07 | 9.6366e-08 | 0.015934 | 0.015934 | 0.015934 | 0.97988 | -0.38639 | 0.97986 | -0.38677 | 4.3776
83 | 0.0018691 | 0.00046775 | -0.0018689 | -0.00046839 | 1.817e-07 | -6.4134e-07 | 0.0028381 | 0.0028383 | 0.0028383 | 0.97988 | -0.38639 | 0.97978 | -0.38843 | 0.77976
84 | 0.010493 | 0.0026304 | -0.010489 | -0.0026287 | 3.3772e-06 | 1.7148e-06 | 0.015934 | 0.015935 | 0.015935 | 0.97986 | -0.38677 | 0.97952 | -0.39353 | 4.3776
85 | 0.0049842 | 0.001249 | -0.0049834 | -0.001249 | 7.4904e-07 | 4.0893e-08 | 0.0075715 | 0.0075717 | 0.0075717 | 0.97952 | -0.39353 | 0.97936 | -0.39668 | 2.0801
86 | 0.11249 | 0.02867 | -0.11248 | -0.028666 | 5.4167e-06 | 3.3617e-06 | 0.16875 | 0.16875 | 0.16875 | 0.99292 | -0.13436 | 0.99286 | -0.13536 | 11.59
87 | -0.11687 | -0.029767 | 0.11692 | 0.029801 | 5.4312e-05 | 3.3784e-05 | 0.17531 | 0.17531 | 0.17531 | 0.99292 | -0.13436 | 0.99342 | -0.12473 | 12.0406
88 | 0.10746 | 0.027408 | -0.1074 | -0.027366 | 6.8213e-05 | 4.2209e-05 | 0.16123 | 0.16123 | 0.16123 | 0.99286 | -0.13536 | 0.99217 | -0.14852 | 11.0733
89 | -0.33064 | -0.084342 | 0.33127 | 0.084748 | 0.00063669 | 0.00040605 | 0.49578 | 0.49578 | 0.49578 | 0.99342 | -0.12473 | 0.99551 | -0.084945 | 34.0507
90 | 0.21372 | 0.054541 | -0.21363 | -0.054486 | 8.7069e-05 | 5.5256e-05 | 0.32047 | 0.32047 | 0.32047 | 0.99342 | -0.12473 | 0.99298 | -0.13317 | 22.0102
91 | 0.10229 | 0.026087 | -0.10228 | -0.026082 | 7.8275e-06 | 4.8268e-06 | 0.15357 | 0.15357 | 0.15357 | 0.99217 | -0.14852 | 0.99209 | -0.1501 | 10.5475
92 | 0.21134 | 0.053914 | -0.21131 | -0.05389 | 3.8105e-05 | 2.4178e-05 | 0.31705 | 0.31705 | 0.31705 | 0.99298 | -0.13317 | 0.99278 | -0.1369 | 21.7751
93 | 0.09764 | 0.024918 | -0.097573 | -0.024877 | 6.6534e-05 | 4.0878e-05 | 0.14661 | 0.14661 | 0.14661 | 0.99209 | -0.1501 | 0.99135 | -0.16422 | 10.0692
94 | 0.20958 | 0.053456 | -0.20957 | -0.053454 | 2.6113e-06 | 1.6567e-06 | 0.31445 | 0.31445 | 0.31445 | 0.99278 | -0.1369 | 0.99277 | -0.13716 | 21.597
95 | 0.092374 | 0.023574 | -0.092367 | -0.02357 | 7.2147e-06 | 4.4114e-06 | 0.1388 | 0.1388 | 0.1388 | 0.99135 | -0.16422 | 0.99127 | -0.16583 | 9.5332
96 | 0.20796 | 0.05305 | -0.20794 | -0.053035 | 2.3731e-05 | 1.5053e-05 | 0.31204 | 0.31204 | 0.31204 | 0.99277 | -0.13716 | 0.99264 | -0.13953 | 21.4311
97 | -0.0079161 | -0.001984 | 0.0079164 | 0.0019841 | 2.9705e-07 | 1.1878e-07 | 0.011924 | 0.011924 | 0.011924 | 0.98788 | -0.23093 | 0.98792 | -0.23014 | 3.2758
98 | -0.0095254 | -0.0023873 | 0.009526 | 0.0023876 | 5.8639e-07 | 2.7802e-07 | 0.014347 | 0.014347 | 0.014347 | 0.98792 | -0.23014 | 0.98798 | -0.22885 | 3.9416
99 | -0.011481 | -0.0028777 | 0.011482 | 0.0028781 | 9.3115e-07 | 4.8958e-07 | 0.017292 | 0.017292 | 0.017292 | 0.98798 | -0.22885 | 0.98807 | -0.22714 | 4.7506
100 | -0.01356 | -0.0033989 | 0.013564 | 0.0034013 | 4.3972e-06 | 2.4539e-06 | 0.020421 | 0.020421 | 0.020421 | 0.98807 | -0.22714 | 0.98842 | -0.22034 | 5.6102
101 | 0.067969 | 0.017371 | -0.06768 | -0.017187 | 0.00028891 | 0.00018397 | 0.10244 | 0.10244 | 0.10244 | 0.98842 | -0.22034 | 0.98383 | -0.30863 | 28.1441
102 | -0.081533 | -0.020772 | 0.081707 | 0.020883 | 0.00017405 | 0.000111 | 0.12286 | 0.12286 | 0.12286 | 0.98842 | -0.22034 | 0.99073 | -0.1762 | 33.7541
103 | -0.0019421 | -0.00048674 | 0.0019422 | 0.00048635 | 1.133e-07 | -3.8521e-07 | 0.0029163 | 0.0029161 | 0.0029163 | 0.99095 | -0.17202 | 0.99101 | -0.17079 | 0.80117
104 | -0.008771 | -0.0021978 | 0.0087731 | 0.0021987 | 2.0727e-06 | 9.1581e-07 | 0.01317 | 0.013169 | 0.01317 | 0.99101 | -0.17079 | 0.99127 | -0.16583 | 3.618
105 | 0.083594 | 0.021371 | -0.083552 | -0.021345 | 4.189e-05 | 2.5989e-05 | 0.12563 | 0.12564 | 0.12564 | 0.99127 | -0.16583 | 0.99073 | -0.1762 | 11.505
106 | 0.0316 | 0.0079555 | -0.031569 | -0.0079364 | 3.0454e-05 | 1.9055e-05 | 0.048221 | 0.048221 | 0.048221 | 0.97537 | -0.47375 | 0.97434 | -0.49393 | 13.2476
107 | -0.03631 | -0.0091361 | 0.036314 | 0.0091384 | 3.7692e-06 | 2.3714e-06 | 0.055408 | 0.055408 | 0.055408 | 0.97537 | -0.47375 | 0.97548 | -0.47158 | 15.2219
108 | 0.018134 | 0.0045694 | -0.018108 | -0.0045538 | 2.6152e-05 | 1.5607e-05 | 0.027704 | 0.027704 | 0.027704 | 0.97434 | -0.49393 | 0.97281 | -0.52412 | 7.6111
109 | -0.04891 | -0.012295 | 0.048935 | 0.012311 | 2.5408e-05 | 1.6109e-05 | 0.074621 | 0.074621 | 0.074621 | 0.97548 | -0.47158 | 0.97603 | -0.46071 | 20.5003
110 | 0.018108 | 0.0045538 | -0.018083 | -0.0045385 | 2.5485e-05 | 1.5213e-05 | 0.027704 | 0.027705 | 0.027705 | 0.97281 | -0.52412 | 0.97131 | -0.55363 | 7.6112
111 | -0.051192 | -0.012877 | 0.051234 | 0.012904 | 4.2185e-05 | 2.6768e-05 | 0.078061 | 0.078061 | 0.078061 | 0.97603 | -0.46071 | 0.97691 | -0.44347 | 21.4455
112 | 0.018083 | 0.0045385 | -0.018064 | -0.0045272 | 1.8927e-05 | 1.13e-05 | 0.027705 | 0.027705 | 0.027705 | 0.97131 | -0.55363 | 0.9702 | -0.5756 | 7.6112
113 | -0.062934 | -0.015836 | 0.062985 | 0.015869 | 5.1508e-05 | 3.2778e-05 | 0.095882 | 0.095882 | 0.095882 | 0.97691 | -0.44347 | 0.97778 | -0.42636 | 26.3413
114 | -0.063711 | -0.016051 | 0.06375 | 0.016075 | 3.9033e-05 | 2.4842e-05 | 0.096987 | 0.096987 | 0.096987 | 0.97778 | -0.42636 | 0.97844 | -0.41356 | 26.6447
115 | 0.0017314 | 0.00043383 | -0.0017313 | -0.00043392 | 1.8336e-08 | -8.1408e-08 | 0.0026002 | 0.0026002 | 0.0026002 | 0.9908 | -0.17484 | 0.99079 | -0.17506 | 0.71434
116 | 0.065113 | 0.016543 | -0.064905 | -0.016411 | 0.00020783 | 0.00013229 | 0.098561 | 0.098561 | 0.098561 | 0.98383 | -0.30863 | 0.98041 | -0.37516 | 27.0773
117 | 0.064905 | 0.016411 | -0.064786 | -0.016335 | 0.00011928 | 7.593e-05 | 0.098561 | 0.098562 | 0.098562 | 0.98041 | -0.37516 | 0.97844 | -0.41356 | 27.0774
118 | -0.10208 | -0.025837 | 0.10208 | 0.025837 | 3.7099e-07 | 2.2906e-07 | 0.15472 | 0.15472 | 0.15472 | 0.98232 | -0.33854 | 0.98232 | -0.33847 | 10.6263
119 | 0.10175 | 0.025754 | -0.1017 | -0.025726 | 4.6146e-05 | 2.8486e-05 | 0.15422 | 0.15422 | 0.15422 | 0.98232 | -0.33854 | 0.98183 | -0.34799 | 10.5919
120 | -0.10269 | -0.025989 | 0.10275 | 0.026029 | 6.4793e-05 | 4.0022e-05 | 0.15564 | 0.15564 | 0.15564 | 0.98232 | -0.33847 | 0.983 | -0.32533 | 10.6895
121 | 0.1017 | 0.025726 | -0.10166 | -0.025698 | 4.5064e-05 | 2.7819e-05 | 0.15422 | 0.15422 | 0.15422 | 0.98183 | -0.34799 | 0.98135 | -0.35723 | 10.5919
122 | -0.10351 | -0.026219 | 0.10352 | 0.02623 | 1.781e-05 | 1.1007e-05 | 0.15678 | 0.15678 | 0.15678 | 0.983 | -0.32533 | 0.98318 | -0.32175 | 10.768
123 | 0.098065 | 0.024798 | -0.098025 | -0.024773 | 4.0098e-05 | 2.4686e-05 | 0.14877 | 0.14877 | 0.14877 | 0.98135 | -0.35723 | 0.98092 | -0.36576 | 10.218
124 | -0.1062 | -0.0269 | 0.10623 | 0.026922 | 3.6329e-05 | 2.2491e-05 | 0.16083 | 0.16083 | 0.16083 | 0.98318 | -0.32175 | 0.98355 | -0.31463 | 11.0458
125 | 0.0053526 | 0.0013411 | -0.0053524 | -0.0013411 | 1.709e-07 | 2.2117e-08 | 0.0081195 | 0.0081196 | 0.0081196 | 0.98092 | -0.36576 | 0.98088 | -0.36643 | 2.2306
126 | 0.091288 | 0.023085 | -0.091219 | -0.023043 | 6.919e-05 | 4.2342e-05 | 0.13855 | 0.13856 | 0.13856 | 0.98092 | -0.36576 | 0.9801 | -0.38157 | 9.5162
127 | 0.0040529 | 0.0010154 | -0.0040528 | -0.0010155 | 1.0718e-07 | -2.6841e-08 | 0.0061482 | 0.0061483 | 0.0061483 | 0.98088 | -0.36643 | 0.98085 | -0.36699 | 1.6891
128 | 0.0026219 | 0.00065684 | -0.0026218 | -0.00065702 | 1.1808e-07 | -1.7562e-07 | 0.0039775 | 0.0039776 | 0.0039776 | 0.98085 | -0.36699 | 0.9808 | -0.36793 | 1.0927
129 | 0.0012977 | 0.00032518 | -0.0012977 | -0.00032524 | 7.8848e-09 | -6.341e-08 | 0.0019688 | 0.0019688 | 0.0019688 | 0.9808 | -0.36793 | 0.9808 | -0.36806 | 0.54089

## res_trafo
| p_hv_mw | q_hv_mvar | p_lv_mw | q_lv_mvar | pl_mw | ql_mvar | i_hv_ka | i_lv_ka | vm_hv_pu | va_hv_degree | vm_lv_pu | va_lv_degree | loading_percent
0 | -1.2729e-15 | -1.3162e-15 | 0.00165 | 1.2699e-07 | 0.00165 | 1.2699e-07 | 5.2857e-17 | 0.0023815 | 0.99998 | 149.9956 | 1 | 0 | 0.2619

## res_ext_grid
| p_mw | q_mvar
0 | 0.34692 | 0.088789

## res_load
| p_mw | q_mvar
0 | 0.0050425 | 0.0012638
1 | 0.0018353 | 0.00045997
2 | 0.002166 | 0.00054285
3 | 0.0019529 | 0.00048945
4 | 0.0019241 | 0.00048221
5 | 0.0044711 | 0.0011206
6 | 0.0022387 | 0.00056107
7 | 0.0011798 | 0.0002957
8 | 0.004006 | 0.001004
9 | 0.0017015 | 0.00042644
10 | 0.002281 | 0.00057168
11 | 0.0076982 | 0.0019293
12 | 0.0034415 | 0.00086253
13 | 0.0033612 | 0.0008424
14 | 0.0037452 | 0.00093864
15 | 0.0034484 | 0.00086424
16 | 0.004463 | 0.0011185
17 | 0.0041796 | 0.0010475
18 | 0.0078831 | 0.0019757
19 | 0.0044228 | 0.0011085
20 | 0.0024881 | 0.00062358
21 | 0.0041805 | 0.0010477
22 | 0.0098099 | 0.0024586
23 | 0.0026034 | 0.00065246
24 | 0.0021856 | 0.00054777
25 | 0.0022978 | 0.00057589
26 | 0.002505 | 0.00062781
27 | 0.0024276 | 0.00060842
28 | 0.0021965 | 0.0005505
29 | 0.0031616 | 0.00079238
30 | 0.0011369 | 0.00028493
31 | 0.00092854 | 0.00023271
32 | 0.0011516 | 0.00028863
33 | 0.0017869 | 0.00044784
34 | 0.0011788 | 0.00029544
35 | 0.0020689 | 0.00051853
36 | 0.0015591 | 0.00039076
37 | 0.0028785 | 0.00072142
38 | 0.0082682 | 0.0020722
39 | 0.0026134 | 0.00065497
40 | 0.0026819 | 0.00067216
41 | 0.002405 | 0.00060275
42 | 0.0017311 | 0.00043385
43 | 0.0016115 | 0.00040389
44 | 0.0014879 | 0.0003729
45 | 0.0012833 | 0.00032162
46 | 0.0013869 | 0.00034759
47 | 0.0013798 | 0.00034582
48 | 0.0016507 | 0.00041369
49 | 0.0020831 | 0.00052207
50 | 0.0017598 | 0.00044105
51 | 0.0015593 | 0.00039079
52 | 0.0035284 | 0.0008843
53 | 0.0029675 | 0.00074373
54 | 0.0019136 | 0.00047961
55 | 0.0018773 | 0.00047049
56 | 0.0018283 | 0.0004582
57 | 0.0044307 | 0.0011104
58 | 0.01407 | 0.0035264
59 | 0.0019184 | 0.0004808
60 | 0.0018689 | 0.00046839
61 | 0.0055051 | 0.0013797
62 | 0.004378 | 0.0010972
63 | 0.0050199 | 0.0012581
64 | 0.0051045 | 0.0012793
65 | 0.0016752 | 0.00041985
66 | 0.0022839 | 0.00057241
67 | 0.0046432 | 0.0011637
68 | 0.0017303 | 0.00043366
69 | 0.0051993 | 0.0013031
70 | 0.0016118 | 0.00040396
71 | 0.0049834 | 0.001249
72 | 0.0079161 | 0.001984
73 | 0.001609 | 0.00040326
74 | 0.0019553 | 0.00049003
75 | 0.0020777 | 0.00052072
76 | 0.0019421 | 0.00048674
77 | 0.0068288 | 0.0017115
78 | 0.0018445 | 0.00046229
79 | 0.0047106 | 0.0011806
80 | 0.013435 | 0.0033671
81 | 0.012596 | 0.0031568
82 | 0.0022566 | 0.00056556
83 | 0.0117 | 0.0029323
84 | 0.018064 | 0.0045272
85 | 0.00072567 | 0.00018187
86 | 0.0016108 | 0.00040371
87 | 0.0027011 | 0.00067697
88 | 0.0025675 | 0.00064347
89 | 0.0010356 | 0.00025954
90 | 0.0017313 | 0.00043392
91 | 0.00033104 | 8.2968e-05
92 | 0.00060717 | 0.00015217
93 | 0.00075564 | 0.00018938
94 | 0.0035901 | 0.00089976
95 | 0.0026726 | 0.00066981
96 | 0.0013848 | 0.00034707
97 | 0.00087769 | 0.00021997
98 | 0.0012995 | 0.00032568
99 | 0.0014309 | 0.00035862
100 | 0.001324 | 0.00033184
101 | 0.0012977 | 0.00032524

## dtypes
| element | column | dtype
0 | bus | name | object
1 | bus | vn_kv | float64
2 | bus | type | object
3 | bus | zone | object
4 | bus | in_service | bool
5 | load | name | object
6 | load | bus | uint32
7 | load | p_mw | float64
8 | load | q_mvar | float64
9 | load | const_z_percent | float64
10 | load | const_i_percent | float64
11 | load | sn_mva | float64
12 | load | scaling | float64
13 | load | in_service | bool
14 | load | type | object
15 | ext_grid | name | object
16 | ext_grid | bus | uint32
17 | ext_grid | vm_pu | float64
18 | ext_grid | va_degree | float64
19 | ext_grid | slack_weight | float64
20 | ext_grid | in_service | bool
21 | line | name | object
22 | line | std_type | object
23 | line | from_bus | uint32
24 | line | to_bus | uint32
25 | line | length_km | float64
26 | line | r_ohm_per_km | float64
27 | line | x_ohm_per_km | float64
28 | line | c_nf_per_km | float64
29 | line | g_us_per_km | float64
30 | line | max_i_ka | float64
31 | line | df | float64
32 | line | parallel | uint32
33 | line | type | object
34 | line | in_service | bool
35 | trafo | name | object
36 | trafo | std_type | object
37 | trafo | hv_bus | uint32
38 | trafo | lv_bus | uint32
39 | trafo | sn_mva | float64
40 | trafo | vn_hv_kv | float64
41 | trafo | vn_lv_kv | float64
42 | trafo | vk_percent | float64
43 | trafo | vkr_percent | float64
44 | trafo | pfe_kw | float64
45 | trafo | i0_percent | float64
46 | trafo | shift_degree | float64
47 | trafo | tap_side | object
48 | trafo | tap_neutral | int32
49 | trafo | tap_min | int32
50 | trafo | tap_max | int32
51 | trafo | tap_step_percent | float64
52 | trafo | tap_step_degree | float64
53 | trafo | tap_pos | int32
54 | trafo | tap_phase_shifter | bool
55 | trafo | parallel | uint32
56 | trafo | df | float64
57 | trafo | in_service | bool
58 | line_geodata | coords | object
59 | bus_geodata | x | float64
60 | bus_geodata | y | float64
61 | bus_geodata | coords | object
62 | res_bus | vm_pu | float64
63 | res_bus | va_degree | float64
64 | res_bus | p_mw | float64
65 | res_bus | q_mvar | float64
66 | res_line | p_from_mw | float64
67 | res_line | q_from_mvar | float64
68 | res_line | p_to_mw | float64
69 | res_line | q_to_mvar | float64
70 | res_line | pl_mw | float64
71 | res_line | ql_mvar | float64
72 | res_line | i_from_ka | float64
73 | res_line | i_to_ka | float64
74 | res_line | i_ka | float64
75 | res_line | vm_from_pu | float64
76 | res_line | va_from_degree | float64
77 | res_line | vm_to_pu | float64
78 | res_line | va_to_degree | float64
79 | res_line | loading_percent | float64
80 | res_trafo | p_hv_mw | float64
81 | res_trafo | q_hv_mvar | float64
82 | res_trafo | p_lv_mw | float64
83 | res_trafo | q_lv_mvar | float64
84 | res_trafo | pl_mw | float64
85 | res_trafo | ql_mvar | float64
86 | res_trafo | i_hv_ka | float64
87 | res_trafo | i_lv_ka | float64
88 | res_trafo | vm_hv_pu | float64
89 | res_trafo | va_hv_degree | float64
90 | res_trafo | vm_lv_pu | float64
91 | res_trafo | va_lv_degree | float64
92 | res_trafo | loading_percent | float64
93 | res_ext_grid | p_mw | float64
94 | res_ext_grid | q_mvar | float64
95 | res_load | p_mw | float64
96 | res_load | q_mvar | float64

## parameters
| version | format_version | converged | OPF_converged | name | f_hz | sn_mva
0 | 2.14.6 | 2.14.0 | TRUE | FALSE |  | 50 | 1