## bus
| name | vn_kv | type | zone | in_service
0 | bus_LV_195-1_0_6_node_0 | 0.4 | n |  | TRUE
1 | bus_LV_195-1_0_6_node_2 | 0.4 | n |  | TRUE
2 | bus_LV_195-1_0_6_node_5 | 0.4 | n |  | TRUE
3 | bus_LV_195-1_0_6_node_6 | 0.4 | n |  | TRUE
4 | bus_LV_195-1_0_6_node_3 | 0.4 | n |  | TRUE
5 | bus_LV_195-1_0_6_node_25 | 0.4 | n |  | TRUE
6 | bus_LV_195-1_0_6_node_47 | 0.4 | n |  | TRUE
7 | bus_LV_195-1_0_6_node_4 | 0.4 | n |  | TRUE
8 | bus_LV_195-1_0_6_node_8 | 0.4 | n |  | TRUE
9 | bus_LV_195-1_0_6_node_52 | 0.4 | n |  | TRUE
10 | bus_LV_195-1_0_6_node_58 | 0.4 | n |  | TRUE
11 | bus_LV_195-1_0_6_node_24 | 0.4 | n |  | TRUE
12 | bus_LV_195-1_0_6_node_48 | 0.4 | n |  | TRUE
13 | bus_LV_195-1_0_6_node_7 | 0.4 | n |  | TRUE
14 | bus_LV_195-1_0_6_node_55 | 0.4 | n |  | TRUE
15 | bus_LV_195-1_0_6_node_50 | 0.4 | n |  | TRUE
16 | bus_LV_195-1_0_6_node_9 | 0.4 | n |  | TRUE
17 | bus_LV_195-1_0_6_node_10 | 0.4 | n |  | TRUE
18 | bus_LV_195-1_0_6_node_11 | 0.4 | n |  | TRUE
19 | bus_LV_195-1_0_6_node_13 | 0.4 | n |  | TRUE
20 | bus_LV_195-1_0_6_node_149 | 0.4 | n |  | TRUE
21 | bus_LV_195-1_0_6_node_12 | 0.4 | n |  | TRUE
22 | bus_LV_195-1_0_6_node_14 | 0.4 | n |  | TRUE
23 | bus_LV_195-1_0_6_node_15 | 0.4 | n |  | TRUE
24 | bus_LV_195-1_0_6_node_16 | 0.4 | n |  | TRUE
25 | bus_LV_195-1_0_6_node_86 | 0.4 | n |  | TRUE
26 | bus_LV_195-1_0_6_node_85 | 0.4 | n |  | TRUE
27 | bus_LV_195-1_0_6_node_21 | 0.4 | n |  | TRUE
28 | bus_LV_195-1_0_6_node_124 | 0.4 | n |  | TRUE
29 | bus_LV_195-1_0_6_node_19 | 0.4 | n |  | TRUE
30 | bus_LV_195-1_0_6_node_17 | 0.4 | n |  | TRUE
31 | bus_LV_195-1_0_6_node_18 | 0.4 | n |  | TRUE
32 | bus_LV_195-1_0_6_node_20 | 0.4 | n |  | TRUE
33 | bus_LV_195-1_0_6_node_22 | 0.4 | n |  | TRUE
34 | bus_LV_195-1_0_6_node_29 | 0.4 | n |  | TRUE
35 | bus_LV_195-1_0_6_node_30 | 0.4 | n |  | TRUE
36 | bus_LV_195-1_0_6_node_26 | 0.4 | n |  | TRUE
37 | bus_LV_195-1_0_6_node_23 | 0.4 | n |  | TRUE
38 | bus_LV_195-1_0_6_node_105 | 0.4 | n |  | TRUE
39 | bus_LV_195-1_0_6_node_39 | 0.4 | n |  | TRUE
40 | bus_LV_195-1_0_6_node_35 | 0.4 | n |  | TRUE
41 | bus_LV_195-1_0_6_node_33 | 0.4 | n |  | TRUE
42 | bus_LV_195-1_0_6_node_28 | 0.4 | n |  | TRUE
43 | bus_LV_195-1_0_6_node_37 | 0.4 | n |  | TRUE
44 | bus_LV_195-1_0_6_node_31 | 0.4 | n |  | TRUE
45 | bus_LV_195-1_0_6_node_32 | 0.4 | n |  | TRUE
46 | bus_LV_195-1_0_6_node_34 | 0.4 | n |  | TRUE
47 | bus_LV_195-1_0_6_node_41 | 0.4 | n |  | TRUE
48 | bus_LV_195-1_0_6_node_40 | 0.4 | n |  | TRUE
49 | bus_LV_195-1_0_6_node_36 | 0.4 | n |  | TRUE
50 | bus_LV_195-1_0_6_node_68 | 0.4 | n |  | TRUE
51 | bus_LV_195-1_0_6_node_79 | 0.4 | n |  | TRUE
52 | bus_LV_195-1_0_6_node_81 | 0.4 | n |  | TRUE
53 | bus_LV_195-1_0_6_node_38 | 0.4 | n |  | TRUE
54 | bus_LV_195-1_0_6_node_72 | 0.4 | n |  | TRUE
55 | bus_LV_195-1_0_6_node_69 | 0.4 | n |  | TRUE
56 | bus_LV_195-1_0_6_node_70 | 0.4 | n |  | TRUE
57 | bus_LV_195-1_0_6_node_67 | 0.4 | n |  | TRUE
58 | bus_LV_195-1_0_6_node_87 | 0.4 | n |  | TRUE
59 | bus_LV_195-1_0_6_node_77 | 0.4 | n |  | TRUE
60 | bus_LV_195-1_0_6_node_148 | 0.4 | n |  | TRUE
61 | bus_LV_195-1_0_6_node_42 | 0.4 | n |  | TRUE
62 | bus_LV_195-1_0_6_node_43 | 0.4 | n |  | TRUE
63 | bus_LV_195-1_0_6_node_44 | 0.4 | n |  | TRUE
64 | bus_LV_195-1_0_6_node_45 | 0.4 | n |  | TRUE
65 | bus_LV_195-1_0_6_node_46 | 0.4 | n |  | TRUE
66 | bus_LV_195-1_0_6_node_53 | 0.4 | n |  | TRUE
67 | bus_LV_195-1_0_6_node_57 | 0.4 | n |  | TRUE
68 | bus_LV_195-1_0_6_node_51 | 0.4 | n |  | TRUE
69 | bus_LV_195-1_0_6_node_49 | 0.4 | n |  | TRUE
70 | bus_LV_195-1_0_6_node_130 | 0.4 | n |  | TRUE
71 | bus_LV_195-1_0_6_node_128 | 0.4 | n |  | TRUE
72 | bus_LV_195-1_0_6_node_59 | 0.4 | n |  | TRUE
73 | bus_LV_195-1_0_6_node_61 | 0.4 | n |  | TRUE
74 | bus_LV_195-1_0_6_node_63 | 0.4 | n |  | TRUE
75 | bus_LV_195-1_0_6_node_64 | 0.4 | n |  | TRUE
76 | bus_LV_195-1_0_6_node_91 | 0.4 | n |  | TRUE
77 | bus_LV_195-1_0_6_node_66 | 0.4 | n |  | TRUE
78 | bus_LV_195-1_0_6_node_82 | 0.4 | n |  | TRUE
79 | bus_LV_195-1_0_6_node_65 | 0.4 | n |  | TRUE
80 | bus_LV_195-1_0_6_node_83 | 0.4 | n |  | TRUE
81 | bus_LV_195-1_0_6_node_89 | 0.4 | n |  | TRUE
82 | bus_LV_195-1_0_6_node_71 | 0.4 | n |  | TRUE
83 | bus_LV_195-1_0_6_node_74 | 0.4 | n |  | TRUE
84 | bus_LV_195-1_0_6_node_100 | 0.4 | n |  | TRUE
85 | bus_LV_195-1_0_6_node_102 | 0.4 | n |  | TRUE
86 | bus_LV_195-1_0_6_node_76 | 0.4 | n |  | TRUE
87 | bus_LV_195-1_0_6_node_73 | 0.4 | n |  | TRUE
88 | bus_LV_195-1_0_6_node_98 | 0.4 | n |  | TRUE
89 | bus_LV_195-1_0_6_node_99 | 0.4 | n |  | TRUE
90 | bus_LV_195-1_0_6_node_132 | 0.4 | n |  | TRUE
91 | bus_LV_195-1_0_6_node_137 | 0.4 | n |  | TRUE
92 | bus_LV_195-1_0_6_node_94 | 0.4 | n |  | TRUE
93 | bus_LV_195-1_0_6_node_95 | 0.4 | n |  | TRUE
94 | bus_LV_195-1_0_6_node_93 | 0.4 | n |  | TRUE
95 | bus_LV_195-1_0_6_node_101 | 0.4 | n |  | TRUE
96 | bus_LV_195-1_0_6_node_75 | 0.4 | n |  | TRUE
97 | bus_LV_195-1_0_6_node_84 | 0.4 | n |  | TRUE
98 | bus_LV_195-1_0_6_node_78 | 0.4 | n |  | TRUE
99 | bus_LV_195-1_0_6_node_106 | 0.4 | n |  | TRUE
100 | bus_LV_195-1_0_6_node_80 | 0.4 | n |  | TRUE
101 | bus_LV_195-1_0_6_node_107 | 0.4 | n |  | TRUE
102 | bus_LV_195-1_0_6_node_116 | 0.4 | n |  | TRUE
103 | bus_LV_195-1_0_6_node_88 | 0.4 | n |  | TRUE
104 | bus_LV_195-1_0_6_node_109 | 0.4 | n |  | TRUE
105 | bus_LV_195-1_0_6_node_150 | 0.4 | n |  | TRUE
106 | bus_LV_195-1_0_6_node_92 | 0.4 | n |  | TRUE
107 | bus_LV_195-1_0_6_node_90 | 0.4 | n |  | TRUE
108 | bus_LV_195-1_0_6_node_108 | 0.4 | n |  | TRUE
109 | bus_LV_195-1_0_6_node_104 | 0.4 | n |  | TRUE
110 | bus_LV_195-1_0_6_node_103 | 0.4 | n |  | TRUE
111 | bus_LV_195-1_0_6_node_111 | 0.4 | n |  | TRUE
112 | bus_LV_195-1_0_6_node_112 | 0.4 | n |  | TRUE
113 | bus_LV_195-1_0_6_node_113 | 0.4 | n |  | TRUE
114 | bus_LV_195-1_0_6_node_110 | 0.4 | n |  | TRUE
115 | bus_LV_195-1_0_6_node_115 | 0.4 | n |  | TRUE
116 | bus_LV_195-1_0_6_node_135 | 0.4 | n |  | TRUE
117 | bus_LV_195-1_0_6_node_123 | 0.4 | n |  | TRUE
118 | bus_LV_195-1_0_6_node_114 | 0.4 | n |  | TRUE
119 | bus_LV_195-1_0_6_node_122 | 0.4 | n |  | TRUE
120 | bus_LV_195-1_0_6_node_125 | 0.4 | n |  | TRUE
121 | bus_LV_195-1_0_6_node_120 | 0.4 | n |  | TRUE
122 | bus_LV_195-1_0_6_node_117 | 0.4 | n |  | TRUE
123 | bus_LV_195-1_0_6_node_119 | 0.4 | n |  | TRUE
124 | bus_LV_195-1_0_6_node_121 | 0.4 | n |  | TRUE
125 | bus_LV_195-1_0_6_node_126 | 0.4 | n |  | TRUE
126 | bus_LV_195-1_0_6_node_127 | 0.4 | n |  | TRUE
127 | bus_LV_195-1_0_6_node_129 | 0.4 | n |  | TRUE
128 | bus_LV_195-1_0_6_node_134 | 0.4 | n |  | TRUE
129 | bus_LV_195-1_0_6_node_133 | 0.4 | n |  | TRUE
130 | bus_LV_195-1_0_6_node_131 | 0.4 | n |  | TRUE
131 | bus_LV_195-1_0_6_node_136 | 0.4 | n |  | TRUE
132 | bus_LV_195-1_0_6_node_138 | 0.4 | n |  | TRUE
133 | bus_LV_195-1_0_6_node_140 | 0.4 | n |  | TRUE
134 | bus_LV_195-1_0_6_node_142 | 0.4 | n |  | TRUE
135 | bus_LV_195-1_0_6_node_141 | 0.4 | n |  | TRUE
136 | bus_LV_195-1_0_6_node_139 | 0.4 | n |  | TRUE
137 | bus_LV_195-1_0_6_node_143 | 0.4 | n |  | TRUE
138 | bus_LV_195-1_0_6_node_147 | 0.4 | n |  | TRUE
139 | bus_LV_195-1_0_6_node_146 | 0.4 | n |  | TRUE
140 | bus_LV_195-1_0_6_node_145 | 0.4 | n |  | TRUE
141 | bus_MV_364_0_node_24 | 20 | n |  | TRUE

## load
| name | bus | p_mw | q_mvar | const_z_percent | const_i_percent | sn_mva | scaling | in_service | type
0 | LV_195-1_0_6_load_0 | 0 | 0.0051967 | 0.0013024 | 0 | 0 |  | 1 | TRUE | wye
1 | LV_195-1_0_6_load_5 | 2 | 0.0050994 | 0.001278 | 0 | 0 |  | 1 | TRUE | wye
2 | LV_195-1_0_6_load_6 | 3 | 0.0050985 | 0.0012778 | 0 | 0 |  | 1 | TRUE | wye
3 | LV_195-1_0_6_load_3 | 4 | 0.0053438 | 0.0013393 | 0 | 0 |  | 1 | TRUE | wye
4 | LV_195-1_0_6_load_47 | 6 | 0.017283 | 0.0043314 | 0 | 0 |  | 1 | TRUE | wye
5 | LV_195-1_0_6_load_4 | 7 | 0.0051967 | 0.0013024 | 0 | 0 |  | 1 | TRUE | wye
6 | LV_195-1_0_6_load_58 | 10 | 0.017135 | 0.0042945 | 0 | 0 |  | 1 | TRUE | wye
7 | LV_195-1_0_6_load_7 | 13 | 0.002781 | 0.00069699 | 0 | 0 |  | 1 | TRUE | wye
8 | LV_195-1_0_6_load_55 | 14 | 0.0073677 | 0.0018465 | 0 | 0 |  | 1 | TRUE | wye
9 | LV_195-1_0_6_load_50 | 15 | 0.0070733 | 0.0017727 | 0 | 0 |  | 1 | TRUE | wye
10 | LV_195-1_0_6_load_10 | 17 | 0.0011618 | 0.00029118 | 0 | 0 |  | 1 | TRUE | wye
11 | LV_195-1_0_6_load_13 | 19 | 0.0075476 | 0.0018916 | 0 | 0 |  | 1 | TRUE | wye
12 | LV_195-1_0_6_load_149 | 20 | 0.0065304 | 0.0016367 | 0 | 0 |  | 1 | TRUE | wye
13 | LV_195-1_0_6_load_12 | 21 | 0.0090605 | 0.0022708 | 0 | 0 |  | 1 | TRUE | wye
14 | LV_195-1_0_6_load_16 | 24 | 0.0076285 | 0.0019119 | 0 | 0 |  | 1 | TRUE | wye
15 | LV_195-1_0_6_load_86 | 25 | 0.0024926 | 0.00062471 | 0 | 0 |  | 1 | TRUE | wye
16 | LV_195-1_0_6_load_85 | 26 | 0.00022654 | 5.6775e-05 | 0 | 0 |  | 1 | TRUE | wye
17 | LV_195-1_0_6_load_124 | 28 | 0.003851 | 0.00096515 | 0 | 0 |  | 1 | TRUE | wye
18 | LV_195-1_0_6_load_17 | 30 | 0.00080177 | 0.00020094 | 0 | 0 |  | 1 | TRUE | wye
19 | LV_195-1_0_6_load_18 | 31 | 0.0008183 | 0.00020508 | 0 | 0 |  | 1 | TRUE | wye
20 | LV_195-1_0_6_load_26 | 36 | 0.00043902 | 0.00011003 | 0 | 0 |  | 1 | TRUE | wye
21 | LV_195-1_0_6_load_23 | 37 | 0.012546 | 0.0031444 | 0 | 0 |  | 1 | TRUE | wye
22 | LV_195-1_0_6_load_105 | 38 | 0.0011714 | 0.00029359 | 0 | 0 |  | 1 | TRUE | wye
23 | LV_195-1_0_6_load_39 | 39 | 0.00015765 | 3.951e-05 | 0 | 0 |  | 1 | TRUE | wye
24 | LV_195-1_0_6_load_35 | 40 | 0.0066656 | 0.0016706 | 0 | 0 |  | 1 | TRUE | wye
25 | LV_195-1_0_6_load_28 | 42 | 0.0086187 | 0.00216 | 0 | 0 |  | 1 | TRUE | wye
26 | LV_195-1_0_6_load_37 | 43 | 0.00041439 | 0.00010386 | 0 | 0 |  | 1 | TRUE | wye
27 | LV_195-1_0_6_load_31 | 44 | 0.00043261 | 0.00010842 | 0 | 0 |  | 1 | TRUE | wye
28 | LV_195-1_0_6_load_32 | 45 | 0.000208 | 5.2129e-05 | 0 | 0 |  | 1 | TRUE | wye
29 | LV_195-1_0_6_load_81 | 52 | 0.017237 | 0.0043201 | 0 | 0 |  | 1 | TRUE | wye
30 | LV_195-1_0_6_load_38 | 53 | 0.00020416 | 5.1168e-05 | 0 | 0 |  | 1 | TRUE | wye
31 | LV_195-1_0_6_load_72 | 54 | 0.0060146 | 0.0015074 | 0 | 0 |  | 1 | TRUE | wye
32 | LV_195-1_0_6_load_67 | 57 | 0.0052272 | 0.0013101 | 0 | 0 |  | 1 | TRUE | wye
33 | LV_195-1_0_6_load_87 | 58 | 0.003159 | 0.00079172 | 0 | 0 |  | 1 | TRUE | wye
34 | LV_195-1_0_6_load_77 | 59 | 0.0037238 | 0.00093328 | 0 | 0 |  | 1 | TRUE | wye
35 | LV_195-1_0_6_load_148 | 60 | 0.0065671 | 0.0016459 | 0 | 0 |  | 1 | TRUE | wye
36 | LV_195-1_0_6_load_42 | 61 | 0.0076812 | 0.0019251 | 0 | 0 |  | 1 | TRUE | wye
37 | LV_195-1_0_6_load_43 | 62 | 0.005959 | 0.0014935 | 0 | 0 |  | 1 | TRUE | wye
38 | LV_195-1_0_6_load_45 | 64 | 0.005583 | 0.0013992 | 0 | 0 |  | 1 | TRUE | wye
39 | LV_195-1_0_6_load_46 | 65 | 0.0039502 | 0.00099002 | 0 | 0 |  | 1 | TRUE | wye
40 | LV_195-1_0_6_load_57 | 67 | 0.0091522 | 0.0022938 | 0 | 0 |  | 1 | TRUE | wye
41 | LV_195-1_0_6_load_49 | 69 | 0.0022032 | 0.00055217 | 0 | 0 |  | 1 | TRUE | wye
42 | LV_195-1_0_6_load_130 | 70 | 0.0021336 | 0.00053473 | 0 | 0 |  | 1 | TRUE | wye
43 | LV_195-1_0_6_load_59 | 72 | 0.0052624 | 0.0013189 | 0 | 0 |  | 1 | TRUE | wye
44 | LV_195-1_0_6_load_66 | 77 | 0.0041907 | 0.0010503 | 0 | 0 |  | 1 | TRUE | wye
45 | LV_195-1_0_6_load_82 | 78 | 0.0042363 | 0.0010617 | 0 | 0 |  | 1 | TRUE | wye
46 | LV_195-1_0_6_load_65 | 79 | 0.0044118 | 0.0011057 | 0 | 0 |  | 1 | TRUE | wye
47 | LV_195-1_0_6_load_83 | 80 | 0.003661 | 0.00091752 | 0 | 0 |  | 1 | TRUE | wye
48 | LV_195-1_0_6_load_89 | 81 | 0.006369 | 0.0015962 | 0 | 0 |  | 1 | TRUE | wye
49 | LV_195-1_0_6_load_102 | 85 | 0.0029434 | 0.00073768 | 0 | 0 |  | 1 | TRUE | wye
50 | LV_195-1_0_6_load_76 | 86 | 0.003829 | 0.00095963 | 0 | 0 |  | 1 | TRUE | wye
51 | LV_195-1_0_6_load_73 | 87 | 0.0030375 | 0.00076126 | 0 | 0 |  | 1 | TRUE | wye
52 | LV_195-1_0_6_load_132 | 90 | 0.0036943 | 0.00092588 | 0 | 0 |  | 1 | TRUE | wye
53 | LV_195-1_0_6_load_137 | 91 | 0.0015206 | 0.0003811 | 0 | 0 |  | 1 | TRUE | wye
54 | LV_195-1_0_6_load_93 | 94 | 0.010458 | 0.002621 | 0 | 0 |  | 1 | TRUE | wye
55 | LV_195-1_0_6_load_101 | 95 | 0.0032278 | 0.00080897 | 0 | 0 |  | 1 | TRUE | wye
56 | LV_195-1_0_6_load_84 | 97 | 0.0096796 | 0.0024259 | 0 | 0 |  | 1 | TRUE | wye
57 | LV_195-1_0_6_load_106 | 99 | 0.01198 | 0.0030026 | 0 | 0 |  | 1 | TRUE | wye
58 | LV_195-1_0_6_load_116 | 102 | 0.0098118 | 0.0024591 | 0 | 0 |  | 1 | TRUE | wye
59 | LV_195-1_0_6_load_150 | 105 | 0.01362 | 0.0034134 | 0 | 0 |  | 1 | TRUE | wye
60 | LV_195-1_0_6_load_108 | 108 | 0.015008 | 0.0037613 | 0 | 0 |  | 1 | TRUE | wye
61 | LV_195-1_0_6_load_104 | 109 | 0.0010337 | 0.00025906 | 0 | 0 |  | 1 | TRUE | wye
62 | LV_195-1_0_6_load_103 | 110 | 0.0057139 | 0.001432 | 0 | 0 |  | 1 | TRUE | wye
63 | LV_195-1_0_6_load_112 | 112 | 0.012208 | 0.0030596 | 0 | 0 |  | 1 | TRUE | wye
64 | LV_195-1_0_6_load_110 | 114 | 0.010634 | 0.0026652 | 0 | 0 |  | 1 | TRUE | wye
65 | LV_195-1_0_6_load_115 | 115 | 0.038283 | 0.0095945 | 0 | 0 |  | 1 | TRUE | wye
66 | LV_195-1_0_6_load_122 | 119 | 0.0096108 | 0.0024087 | 0 | 0 |  | 1 | TRUE | wye
67 | LV_195-1_0_6_load_120 | 121 | 0.0069367 | 0.0017385 | 0 | 0 |  | 1 | TRUE | wye
68 | LV_195-1_0_6_load_117 | 122 | 0.015781 | 0.0039551 | 0 | 0 |  | 1 | TRUE | wye
69 | LV_195-1_0_6_load_121 | 124 | 0.023379 | 0.0058593 | 0 | 0 |  | 1 | TRUE | wye
70 | LV_195-1_0_6_load_126 | 125 | 0.0011798 | 0.00029568 | 0 | 0 |  | 1 | TRUE | wye
71 | LV_195-1_0_6_load_127 | 126 | 0.0052381 | 0.0013128 | 0 | 0 |  | 1 | TRUE | wye
72 | LV_195-1_0_6_load_129 | 127 | 0.0011084 | 0.00027778 | 0 | 0 |  | 1 | TRUE | wye
73 | LV_195-1_0_6_load_131 | 130 | 0.0026005 | 0.00065175 | 0 | 0 |  | 1 | TRUE | wye
74 | LV_195-1_0_6_load_136 | 131 | 0.0029212 | 0.00073212 | 0 | 0 |  | 1 | TRUE | wye
75 | LV_195-1_0_6_load_142 | 134 | 0.0025019 | 0.00062703 | 0 | 0 |  | 1 | TRUE | wye
76 | LV_195-1_0_6_load_139 | 136 | 0.0034736 | 0.00087057 | 0 | 0 |  | 1 | TRUE | wye
77 | LV_195-1_0_6_load_143 | 137 | 0.0045496 | 0.0011402 | 0 | 0 |  | 1 | TRUE | wye
78 | LV_195-1_0_6_load_147 | 138 | 0.029583 | 0.0074141 | 0 | 0 |  | 1 | TRUE | wye
79 | LV_195-1_0_6_load_146 | 139 | 0.038386 | 0.0096204 | 0 | 0 |  | 1 | TRUE | wye
80 | LV_195-1_0_6_load_145 | 140 | 0.026828 | 0.0067236 | 0 | 0 |  | 1 | TRUE | wye

## ext_grid
| name | bus | vm_pu | va_degree | slack_weight | in_service
0 |  | 86 | 1 | 0 | 1 | TRUE

## line
| name | std_type | from_bus | to_bus | length_km | r_ohm_per_km | x_ohm_per_km | c_nf_per_km | g_us_per_km | max_i_ka | df | parallel | type | in_service
0 | LV_195-1_0_6_line_0 |  | 0 | 1 | 0.033384 | 0.125 | 0.08 | 261 | 0 | 0.364 | 1 | 1 | cs | TRUE
1 | LV_195-1_0_6_line_1 |  | 1 | 2 | 0.017988 | 0.125 | 0.08 | 261 | 0 | 0.364 | 1 | 1 | cs | TRUE
2 | LV_195-1_0_6_line_2 |  | 1 | 3 | 0.015218 | 0.125 | 0.08 | 261 | 0 | 0.364 | 1 | 1 | cs | TRUE
3 | LV_195-1_0_6_line_3 |  | 2 | 8 | 0.014941 | 0.125 | 0.08 | 261 | 0 | 0.364 | 1 | 1 | cs | TRUE
4 | LV_195-1_0_6_line_4 |  | 3 | 9 | 0.0328 | 0.125 | 0.08 | 261 | 0 | 0.364 | 1 | 1 | cs | TRUE
5 | LV_195-1_0_6_line_5 |  | 4 | 5 | 0.030134 | 0.125 | 0.08 | 261 | 0 | 0.364 | 1 | 1 | cs | TRUE
6 | LV_195-1_0_6_line_6 |  | 4 | 6 | 0.031034 | 0.125 | 0.08 | 261 | 0 | 0.364 | 1 | 1 | cs | TRUE
7 | LV_195-1_0_6_line_7 |  | 5 | 10 | 0.030052 | 0.125 | 0.08 | 261 | 0 | 0.364 | 1 | 1 | cs | TRUE
8 | LV_195-1_0_6_line_8 |  | 5 | 11 | 0.035865 | 0.125 | 0.08 | 261 | 0 | 0.364 | 1 | 1 | cs | TRUE
9 | LV_195-1_0_6_line_9 |  | 6 | 12 | 0.028158 | 0.125 | 0.08 | 261 | 0 | 0.364 | 1 | 1 | cs | TRUE
10 | LV_195-1_0_6_line_10 |  | 7 | 8 | 0.03294 | 0.125 | 0.08 | 261 | 0 | 0.364 | 1 | 1 | cs | TRUE
11 | LV_195-1_0_6_line_11 |  | 8 | 13 | 0.036595 | 0.125 | 0.08 | 261 | 0 | 0.364 | 1 | 1 | cs | TRUE
12 | LV_195-1_0_6_line_12 |  | 9 | 14 | 0.013796 | 0.125 | 0.08 | 261 | 0 | 0.364 | 1 | 1 | cs | TRUE
13 | LV_195-1_0_6_line_13 |  | 9 | 15 | 0.01378 | 0.125 | 0.08 | 261 | 0 | 0.364 | 1 | 1 | cs | TRUE
14 | LV_195-1_0_6_line_14 |  | 11 | 37 | 0.024022 | 0.125 | 0.08 | 261 | 0 | 0.364 | 1 | 1 | cs | TRUE
15 | LV_195-1_0_6_line_15 |  | 12 | 69 | 0.0074927 | 0.125 | 0.08 | 261 | 0 | 0.364 | 1 | 1 | cs | TRUE
16 | LV_195-1_0_6_line_16 |  | 13 | 16 | 0.021187 | 0.125 | 0.08 | 261 | 0 | 0.364 | 1 | 1 | cs | TRUE
17 | LV_195-1_0_6_line_17 |  | 15 | 68 | 0.015599 | 0.125 | 0.08 | 261 | 0 | 0.364 | 1 | 1 | cs | TRUE
18 | LV_195-1_0_6_line_18 |  | 16 | 17 | 0.0080665 | 0.125 | 0.08 | 261 | 0 | 0.364 | 1 | 1 | cs | TRUE
19 | LV_195-1_0_6_line_19 |  | 16 | 18 | 0.0023 | 0.125 | 0.08 | 261 | 0 | 0.364 | 1 | 1 | cs | TRUE
20 | LV_195-1_0_6_line_20 |  | 17 | 19 | 0.028416 | 0.125 | 0.08 | 261 | 0 | 0.364 | 1 | 1 | cs | TRUE
21 | LV_195-1_0_6_line_21 |  | 18 | 20 | 0.011468 | 0.125 | 0.08 | 261 | 0 | 0.364 | 1 | 1 | cs | TRUE
22 | LV_195-1_0_6_line_22 |  | 19 | 21 | 0.034106 | 0.125 | 0.08 | 261 | 0 | 0.364 | 1 | 1 | cs | TRUE
23 | LV_195-1_0_6_line_23 |  | 21 | 22 | 0.0080147 | 0.125 | 0.08 | 261 | 0 | 0.364 | 1 | 1 | cs | TRUE
24 | LV_195-1_0_6_line_24 |  | 22 | 23 | 0.020598 | 0.125 | 0.08 | 261 | 0 | 0.364 | 1 | 2 | cs | TRUE
25 | LV_195-1_0_6_line_25 |  | 22 | 24 | 0.0083895 | 0.125 | 0.08 | 261 | 0 | 0.364 | 1 | 1 | cs | TRUE
26 | LV_195-1_0_6_line_26 |  | 23 | 25 | 0.0045014 | 0.125 | 0.08 | 261 | 0 | 0.364 | 1 | 4 | cs | TRUE
27 | LV_195-1_0_6_line_27 |  | 23 | 26 | 0.021433 | 0.125 | 0.08 | 261 | 0 | 0.364 | 1 | 1 | cs | TRUE
28 | LV_195-1_0_6_line_28 |  | 24 | 27 | 0.017648 | 0.125 | 0.08 | 261 | 0 | 0.364 | 1 | 1 | cs | TRUE
29 | LV_195-1_0_6_line_29 |  | 25 | 28 | 0.021675 | 0.125 | 0.08 | 261 | 0 | 0.364 | 1 | 4 | cs | TRUE
30 | LV_195-1_0_6_line_30 |  | 27 | 29 | 0.008648 | 0.125 | 0.08 | 261 | 0 | 0.364 | 1 | 1 | cs | TRUE
31 | LV_195-1_0_6_line_31 |  | 28 | 49 | 0.0097817 | 0.125 | 0.08 | 261 | 0 | 0.364 | 1 | 4 | cs | TRUE
32 | LV_195-1_0_6_line_32 |  | 29 | 33 | 0.032853 | 0.125 | 0.08 | 261 | 0 | 0.364 | 1 | 1 | cs | TRUE
33 | LV_195-1_0_6_line_33 |  | 30 | 31 | 0.024812 | 0.125 | 0.08 | 261 | 0 | 0.364 | 1 | 1 | cs | TRUE
34 | LV_195-1_0_6_line_34 |  | 31 | 32 | 0.026686 | 0.125 | 0.08 | 261 | 0 | 0.364 | 1 | 1 | cs | TRUE
35 | LV_195-1_0_6_line_35 |  | 32 | 34 | 0.020475 | 0.125 | 0.08 | 261 | 0 | 0.364 | 1 | 1 | cs | TRUE
36 | LV_195-1_0_6_line_36 |  | 32 | 35 | 0.025457 | 0.125 | 0.08 | 261 | 0 | 0.364 | 1 | 1 | cs | TRUE
37 | LV_195-1_0_6_line_37 |  | 32 | 36 | 0.013903 | 0.125 | 0.08 | 261 | 0 | 0.364 | 1 | 1 | cs | TRUE
38 | LV_195-1_0_6_line_38 |  | 33 | 37 | 0.023497 | 0.125 | 0.08 | 261 | 0 | 0.364 | 1 | 1 | cs | TRUE
39 | LV_195-1_0_6_line_39 |  | 34 | 38 | 0.015131 | 0.125 | 0.08 | 261 | 0 | 0.364 | 1 | 1 | cs | TRUE
40 | LV_195-1_0_6_line_40 |  | 35 | 39 | 0.008798 | 0.125 | 0.08 | 261 | 0 | 0.364 | 1 | 1 | cs | TRUE
41 | LV_195-1_0_6_line_41 |  | 38 | 42 | 0.015818 | 0.125 | 0.08 | 261 | 0 | 0.364 | 1 | 1 | cs | TRUE
42 | LV_195-1_0_6_line_42 |  | 39 | 43 | 0.0028404 | 0.125 | 0.08 | 261 | 0 | 0.364 | 1 | 1 | cs | TRUE
43 | LV_195-1_0_6_line_43 |  | 40 | 41 | 0.016747 | 0.125 | 0.08 | 261 | 0 | 0.364 | 1 | 1 | cs | TRUE
44 | LV_195-1_0_6_line_44 |  | 41 | 44 | 0.024699 | 0.125 | 0.08 | 261 | 0 | 0.364 | 1 | 1 | cs | TRUE
45 | LV_195-1_0_6_line_45 |  | 43 | 53 | 0.0098728 | 0.125 | 0.08 | 261 | 0 | 0.364 | 1 | 1 | cs | TRUE
46 | LV_195-1_0_6_line_46 |  | 44 | 45 | 0.012788 | 0.125 | 0.08 | 261 | 0 | 0.364 | 1 | 1 | cs | TRUE
47 | LV_195-1_0_6_line_47 |  | 45 | 46 | 0.015289 | 0.125 | 0.08 | 261 | 0 | 0.364 | 1 | 1 | cs | TRUE
48 | LV_195-1_0_6_line_48 |  | 46 | 47 | 0.006573 | 0.125 | 0.08 | 261 | 0 | 0.364 | 1 | 1 | cs | TRUE
49 | LV_195-1_0_6_line_49 |  | 46 | 48 | 0.005385 | 0.125 | 0.08 | 261 | 0 | 0.364 | 1 | 1 | cs | TRUE
50 | LV_195-1_0_6_line_50 |  | 47 | 51 | 0.019582 | 0.125 | 0.08 | 261 | 0 | 0.364 | 1 | 1 | cs | TRUE
51 | LV_195-1_0_6_line_51 |  | 48 | 52 | 0.026126 | 0.125 | 0.08 | 261 | 0 | 0.364 | 1 | 1 | cs | TRUE
52 | LV_195-1_0_6_line_52 |  | 48 | 53 | 0.0074312 | 0.125 | 0.08 | 261 | 0 | 0.364 | 1 | 1 | cs | TRUE
53 | LV_195-1_0_6_line_53 |  | 49 | 50 | 0.004824 | 0.125 | 0.08 | 261 | 0 | 0.364 | 1 | 4 | cs | TRUE
54 | LV_195-1_0_6_line_54 |  | 50 | 56 | 0.017329 | 0.125 | 0.08 | 261 | 0 | 0.364 | 1 | 4 | cs | TRUE
55 | LV_195-1_0_6_line_55 |  | 50 | 57 | 0.0029834 | 0.125 | 0.08 | 261 | 0 | 0.364 | 1 | 4 | cs | TRUE
56 | LV_195-1_0_6_line_56 |  | 51 | 59 | 0.020655 | 0.125 | 0.08 | 261 | 0 | 0.364 | 1 | 1 | cs | TRUE
57 | LV_195-1_0_6_line_57 |  | 52 | 58 | 0.030014 | 0.125 | 0.08 | 261 | 0 | 0.364 | 1 | 1 | cs | TRUE
58 | LV_195-1_0_6_line_58 |  | 54 | 55 | 0.003989 | 0.125 | 0.08 | 261 | 0 | 0.364 | 1 | 1 | cs | TRUE
59 | LV_195-1_0_6_line_59 |  | 55 | 82 | 0.012943 | 0.125 | 0.08 | 261 | 0 | 0.364 | 1 | 4 | cs | TRUE
60 | LV_195-1_0_6_line_60 |  | 55 | 57 | 0.042371 | 0.125 | 0.08 | 261 | 0 | 0.364 | 1 | 4 | cs | TRUE
61 | LV_195-1_0_6_line_61 |  | 56 | 83 | 0.023572 | 0.125 | 0.08 | 261 | 0 | 0.364 | 1 | 4 | cs | TRUE
62 | LV_195-1_0_6_line_62 |  | 56 | 60 | 0.029899 | 0.125 | 0.08 | 261 | 0 | 0.364 | 1 | 1 | cs | TRUE
63 | LV_195-1_0_6_line_63 |  | 58 | 103 | 0.0069889 | 0.125 | 0.08 | 261 | 0 | 0.364 | 1 | 1 | cs | TRUE
64 | LV_195-1_0_6_line_64 |  | 59 | 96 | 0.017637 | 0.125 | 0.08 | 261 | 0 | 0.364 | 1 | 1 | cs | TRUE
65 | LV_195-1_0_6_line_65 |  | 61 | 62 | 0.0085811 | 0.125 | 0.08 | 261 | 0 | 0.364 | 1 | 1 | cs | TRUE
66 | LV_195-1_0_6_line_66 |  | 61 | 63 | 0.025175 | 0.125 | 0.08 | 261 | 0 | 0.364 | 1 | 1 | cs | TRUE
67 | LV_195-1_0_6_line_67 |  | 63 | 64 | 0.014354 | 0.125 | 0.08 | 261 | 0 | 0.364 | 1 | 1 | cs | TRUE
68 | LV_195-1_0_6_line_68 |  | 63 | 65 | 0.017267 | 0.125 | 0.08 | 261 | 0 | 0.364 | 1 | 1 | cs | TRUE
69 | LV_195-1_0_6_line_69 |  | 64 | 66 | 0.02143 | 0.125 | 0.08 | 261 | 0 | 0.364 | 1 | 1 | cs | TRUE
70 | LV_195-1_0_6_line_70 |  | 65 | 67 | 0.00056552 | 0.125 | 0.08 | 261 | 0 | 0.364 | 1 | 1 | cs | TRUE
71 | LV_195-1_0_6_line_71 |  | 66 | 68 | 0.009775 | 0.125 | 0.08 | 261 | 0 | 0.364 | 1 | 1 | cs | TRUE
72 | LV_195-1_0_6_line_72 |  | 70 | 71 | 0.019885 | 0.125 | 0.08 | 261 | 0 | 0.364 | 1 | 1 | cs | TRUE
73 | LV_195-1_0_6_line_73 |  | 71 | 127 | 0.016581 | 0.125 | 0.08 | 261 | 0 | 0.364 | 1 | 1 | cs | TRUE
74 | LV_195-1_0_6_line_74 |  | 71 | 125 | 0.030287 | 0.125 | 0.08 | 261 | 0 | 0.364 | 1 | 1 | cs | TRUE
75 | LV_195-1_0_6_line_75 |  | 72 | 73 | 0.016655 | 0.125 | 0.08 | 261 | 0 | 0.364 | 1 | 1 | cs | TRUE
76 | LV_195-1_0_6_line_76 |  | 73 | 74 | 0.036749 | 0.125 | 0.08 | 261 | 0 | 0.364 | 1 | 1 | cs | TRUE
77 | LV_195-1_0_6_line_77 |  | 73 | 75 | 0.003212 | 0.125 | 0.08 | 261 | 0 | 0.364 | 1 | 1 | cs | TRUE
78 | LV_195-1_0_6_line_78 |  | 74 | 76 | 0.060104 | 0.125 | 0.08 | 261 | 0 | 0.364 | 1 | 1 | cs | TRUE
79 | LV_195-1_0_6_line_79 |  | 75 | 77 | 0.016209 | 0.125 | 0.08 | 261 | 0 | 0.364 | 1 | 1 | cs | TRUE
80 | LV_195-1_0_6_line_80 |  | 75 | 78 | 0.011352 | 0.125 | 0.08 | 261 | 0 | 0.364 | 1 | 1 | cs | TRUE
81 | LV_195-1_0_6_line_81 |  | 76 | 81 | 0.017253 | 0.125 | 0.08 | 261 | 0 | 0.364 | 1 | 1 | cs | TRUE
82 | LV_195-1_0_6_line_82 |  | 77 | 79 | 0.041196 | 0.125 | 0.08 | 261 | 0 | 0.364 | 1 | 1 | cs | TRUE
83 | LV_195-1_0_6_line_83 |  | 78 | 80 | 0.032244 | 0.125 | 0.08 | 261 | 0 | 0.364 | 1 | 1 | cs | TRUE
84 | LV_195-1_0_6_line_84 |  | 81 | 107 | 0.0033648 | 0.125 | 0.08 | 261 | 0 | 0.364 | 1 | 1 | cs | TRUE
85 | LV_195-1_0_6_line_85 |  | 82 | 84 | 0.004015 | 0.125 | 0.08 | 261 | 0 | 0.364 | 1 | 4 | cs | TRUE
86 | LV_195-1_0_6_line_86 |  | 82 | 85 | 0.012663 | 0.125 | 0.08 | 261 | 0 | 0.364 | 1 | 1 | cs | TRUE
87 | LV_195-1_0_6_line_87 |  | 83 | 86 | 0.016184 | 0.125 | 0.08 | 261 | 0 | 0.364 | 1 | 4 | cs | TRUE
88 | LV_195-1_0_6_line_88 |  | 83 | 87 | 0.023549 | 0.125 | 0.08 | 261 | 0 | 0.364 | 1 | 1 | cs | TRUE
89 | LV_195-1_0_6_line_89 |  | 84 | 88 | 0.027163 | 0.125 | 0.08 | 261 | 0 | 0.364 | 1 | 2 | cs | TRUE
90 | LV_195-1_0_6_line_90 |  | 85 | 95 | 0.020572 | 0.125 | 0.08 | 261 | 0 | 0.364 | 1 | 1 | cs | TRUE
91 | LV_195-1_0_6_line_91 |  | 86 | 97 | 0.021625 | 0.125 | 0.08 | 261 | 0 | 0.364 | 1 | 2 | cs | TRUE
92 | LV_195-1_0_6_line_92 |  | 87 | 96 | 0.0098975 | 0.125 | 0.08 | 261 | 0 | 0.364 | 1 | 1 | cs | TRUE
93 | LV_195-1_0_6_line_93 |  | 88 | 89 | 0.015793 | 0.125 | 0.08 | 261 | 0 | 0.364 | 1 | 1 | cs | TRUE
94 | LV_195-1_0_6_line_94 |  | 88 | 90 | 0.0022785 | 0.125 | 0.08 | 261 | 0 | 0.364 | 1 | 1 | cs | TRUE
95 | LV_195-1_0_6_line_95 |  | 89 | 91 | 0.017125 | 0.125 | 0.08 | 261 | 0 | 0.364 | 1 | 1 | cs | TRUE
96 | LV_195-1_0_6_line_96 |  | 91 | 116 | 0.050607 | 0.125 | 0.08 | 261 | 0 | 0.364 | 1 | 1 | cs | TRUE
97 | LV_195-1_0_6_line_97 |  | 92 | 93 | 0.008573 | 0.125 | 0.08 | 261 | 0 | 0.364 | 1 | 1 | cs | TRUE
98 | LV_195-1_0_6_line_98 |  | 92 | 94 | 0.023522 | 0.125 | 0.08 | 261 | 0 | 0.364 | 1 | 1 | cs | TRUE
99 | LV_195-1_0_6_line_99 |  | 93 | 109 | 0.0086575 | 0.125 | 0.08 | 261 | 0 | 0.364 | 1 | 1 | cs | TRUE
100 | LV_195-1_0_6_line_100 |  | 95 | 110 | 0.021551 | 0.125 | 0.08 | 261 | 0 | 0.364 | 1 | 1 | cs | TRUE
101 | LV_195-1_0_6_line_101 |  | 97 | 98 | 0.021892 | 0.125 | 0.08 | 261 | 0 | 0.364 | 1 | 1 | cs | TRUE
102 | LV_195-1_0_6_line_102 |  | 98 | 99 | 0.015594 | 0.125 | 0.08 | 261 | 0 | 0.364 | 1 | 1 | cs | TRUE
103 | LV_195-1_0_6_line_103 |  | 99 | 100 | 0.020043 | 0.125 | 0.08 | 261 | 0 | 0.364 | 1 | 1 | cs | TRUE
104 | LV_195-1_0_6_line_104 |  | 100 | 101 | 0.00814 | 0.125 | 0.08 | 261 | 0 | 0.364 | 1 | 1 | cs | TRUE
105 | LV_195-1_0_6_line_105 |  | 101 | 102 | 0.039313 | 0.125 | 0.08 | 261 | 0 | 0.364 | 1 | 1 | cs | TRUE
106 | LV_195-1_0_6_line_106 |  | 102 | 113 | 0.015744 | 0.125 | 0.08 | 261 | 0 | 0.364 | 1 | 1 | cs | TRUE
107 | LV_195-1_0_6_line_107 |  | 103 | 104 | 0.009566 | 0.125 | 0.08 | 261 | 0 | 0.364 | 1 | 1 | cs | TRUE
108 | LV_195-1_0_6_line_108 |  | 104 | 105 | 0.041741 | 0.125 | 0.08 | 261 | 0 | 0.364 | 1 | 1 | cs | TRUE
109 | LV_195-1_0_6_line_109 |  | 104 | 106 | 0.031713 | 0.125 | 0.08 | 261 | 0 | 0.364 | 1 | 1 | cs | TRUE
110 | LV_195-1_0_6_line_110 |  | 106 | 108 | 0.030212 | 0.125 | 0.08 | 261 | 0 | 0.364 | 1 | 1 | cs | TRUE
111 | LV_195-1_0_6_line_111 |  | 106 | 107 | 0.070555 | 0.125 | 0.08 | 261 | 0 | 0.364 | 1 | 1 | cs | TRUE
112 | LV_195-1_0_6_line_112 |  | 109 | 110 | 0.015157 | 0.125 | 0.08 | 261 | 0 | 0.364 | 1 | 1 | cs | TRUE
113 | LV_195-1_0_6_line_113 |  | 111 | 112 | 0.024188 | 0.125 | 0.08 | 261 | 0 | 0.364 | 1 | 1 | cs | TRUE
114 | LV_195-1_0_6_line_114 |  | 111 | 113 | 0.037832 | 0.125 | 0.08 | 261 | 0 | 0.364 | 1 | 1 | cs | TRUE
115 | LV_195-1_0_6_line_115 |  | 111 | 114 | 0.022805 | 0.125 | 0.08 | 261 | 0 | 0.364 | 1 | 1 | cs | TRUE
116 | LV_195-1_0_6_line_116 |  | 112 | 117 | 0.015876 | 0.125 | 0.08 | 261 | 0 | 0.364 | 1 | 1 | cs | TRUE
117 | LV_195-1_0_6_line_117 |  | 113 | 115 | 0.038715 | 0.125 | 0.08 | 261 | 0 | 0.364 | 1 | 1 | cs | TRUE
118 | LV_195-1_0_6_line_118 |  | 116 | 132 | 0.002977 | 0.125 | 0.08 | 261 | 0 | 0.364 | 1 | 1 | cs | TRUE
119 | LV_195-1_0_6_line_119 |  | 116 | 129 | 0.004764 | 0.125 | 0.08 | 261 | 0 | 0.364 | 1 | 1 | cs | TRUE
120 | LV_195-1_0_6_line_120 |  | 117 | 120 | 0.010921 | 0.125 | 0.08 | 261 | 0 | 0.364 | 1 | 1 | cs | TRUE
121 | LV_195-1_0_6_line_121 |  | 117 | 118 | 0.045138 | 0.125 | 0.08 | 261 | 0 | 0.364 | 1 | 1 | cs | TRUE
122 | LV_195-1_0_6_line_122 |  | 118 | 119 | 0.017475 | 0.125 | 0.08 | 261 | 0 | 0.364 | 1 | 1 | cs | TRUE
123 | LV_195-1_0_6_line_123 |  | 119 | 121 | 0.030471 | 0.125 | 0.08 | 261 | 0 | 0.364 | 1 | 1 | cs | TRUE
124 | LV_195-1_0_6_line_124 |  | 120 | 124 | 0.036819 | 0.125 | 0.08 | 261 | 0 | 0.364 | 1 | 1 | cs | TRUE
125 | LV_195-1_0_6_line_125 |  | 122 | 123 | 0.042373 | 0.125 | 0.08 | 261 | 0 | 0.364 | 1 | 1 | cs | TRUE
126 | LV_195-1_0_6_line_126 |  | 123 | 124 | 0.046158 | 0.125 | 0.08 | 261 | 0 | 0.364 | 1 | 1 | cs | TRUE
127 | LV_195-1_0_6_line_127 |  | 125 | 126 | 0.071584 | 0.125 | 0.08 | 261 | 0 | 0.364 | 1 | 1 | cs | TRUE
128 | LV_195-1_0_6_line_128 |  | 127 | 128 | 0.016266 | 0.125 | 0.08 | 261 | 0 | 0.364 | 1 | 1 | cs | TRUE
129 | LV_195-1_0_6_line_129 |  | 128 | 129 | 0.048253 | 0.125 | 0.08 | 261 | 0 | 0.364 | 1 | 1 | cs | TRUE
130 | LV_195-1_0_6_line_130 |  | 129 | 131 | 0.022365 | 0.125 | 0.08 | 261 | 0 | 0.364 | 1 | 1 | cs | TRUE
131 | LV_195-1_0_6_line_131 |  | 129 | 130 | 0.018265 | 0.125 | 0.08 | 261 | 0 | 0.364 | 1 | 1 | cs | TRUE
132 | LV_195-1_0_6_line_132 |  | 132 | 133 | 0.031048 | 0.125 | 0.08 | 261 | 0 | 0.364 | 1 | 1 | cs | TRUE
133 | LV_195-1_0_6_line_133 |  | 132 | 134 | 0.012009 | 0.125 | 0.08 | 261 | 0 | 0.364 | 1 | 1 | cs | TRUE
134 | LV_195-1_0_6_line_134 |  | 133 | 135 | 0.032962 | 0.125 | 0.08 | 261 | 0 | 0.364 | 1 | 1 | cs | TRUE
135 | LV_195-1_0_6_line_135 |  | 133 | 136 | 0.02276 | 0.125 | 0.08 | 261 | 0 | 0.364 | 1 | 1 | cs | TRUE
136 | LV_195-1_0_6_line_136 |  | 134 | 137 | 0.020955 | 0.125 | 0.08 | 261 | 0 | 0.364 | 1 | 1 | cs | TRUE
137 | LV_195-1_0_6_line_137 |  | 135 | 138 | 0.020544 | 0.125 | 0.08 | 261 | 0 | 0.364 | 1 | 1 | cs | TRUE
138 | LV_195-1_0_6_line_138 |  | 135 | 139 | 0.02687 | 0.125 | 0.08 | 261 | 0 | 0.364 | 1 | 1 | cs | TRUE
139 | LV_195-1_0_6_line_139 |  | 139 | 140 | 0.060926 | 0.125 | 0.08 | 261 | 0 | 0.364 | 1 | 1 | cs | TRUE

## trafo
| name | std_type | hv_bus | lv_bus | sn_mva | vn_hv_kv | vn_lv_kv | vk_percent | vkr_percent | pfe_kw | i0_percent | shift_degree | tap_side | tap_neutral | tap_min | tap_max | tap_step_percent | tap_step_degree | tap_pos | tap_phase_shifter | parallel | df | in_service
0 | LV_195-1_0_6_trafo_76 | 0.63 MVA 20/0.4 kV | 141 | 86 | 0.63 | 20 | 0.4 | 6 | 1.206 | 1.65 | 0.2619 | 150 | hv | 0 | -2 | 2 | 2.5 | 0 | 0 | FALSE | 1 | 1 | TRUE

## line_geodata
| x0 | y0 | x1 | y1 | x2 | y2 | x3 | y3 | x4 | y4 | x5 | y5 | x6 | y6
0 | 2689896.4712 | 1245570.7589 | 2689866.3715 | 1245556.3189
1 | 2689896.4712 | 1245570.7589 | 2689888.7374 | 1245586.9991
2 | 2689896.4712 | 1245570.7589 | 2689903.0153 | 1245557.0194
3 | 2689882.3134 | 1245600.4888 | 2689888.7374 | 1245586.9991
4 | 2689928.4178 | 1245558.8786 | 2689906.9139 | 1245548.8341 | 2689903.0153 | 1245557.0194
5 | 2689797.8005 | 1245645.6871 | 2689809.7805 | 1245618.0256
6 | 2689809.7805 | 1245618.0256 | 2689819.9972 | 1245622.9617 | 2689839.4818 | 1245620.1435
7 | 2689797.8005 | 1245645.6871 | 2689821.3078 | 1245657.1404 | 2689823.1283 | 1245653.6876
8 | 2689784.9016 | 1245679.1502 | 2689794.9136 | 1245652.7042 | 2689797.8005 | 1245645.6871
9 | 2689862.6512 | 1245625.9766 | 2689854.217 | 1245622.0904 | 2689852.3853 | 1245626.288 | 2689839.4818 | 1245620.1435
10 | 2689882.3134 | 1245600.4888 | 2689852.5411 | 1245586.3945
11 | 2689882.3134 | 1245600.4888 | 2689880.7401 | 1245603.0891 | 2689909.2856 | 1245616.1537 | 2689908.522 | 1245618.1769
12 | 2689928.4178 | 1245558.8786 | 2689934.1153 | 1245546.3146
13 | 2689928.4178 | 1245558.8786 | 2689940.8989 | 1245564.7195
14 | 2689784.9016 | 1245679.1502 | 2689805.584 | 1245691.3692
15 | 2689862.6512 | 1245625.9766 | 2689859.4769 | 1245632.7637
16 | 2689927.9099 | 1245626.7216 | 2689908.522 | 1245618.1769
17 | 2689955.0308 | 1245571.3248 | 2689945.5095 | 1245566.8771 | 2689940.8989 | 1245564.7195
18 | 2689927.9099 | 1245626.7216 | 2689922.7976 | 1245632.9613
19 | 2689927.9099 | 1245626.7216 | 2689929.3427 | 1245624.9198
20 | 2689905.1429 | 1245655.2271 | 2689920.3421 | 1245635.9583 | 2689922.7976 | 1245632.9613
21 | 2689929.3427 | 1245624.9198 | 2689922.3172 | 1245615.8398
22 | 2689905.1429 | 1245655.2271 | 2689889.4173 | 1245675.1634 | 2689885.0364 | 1245682.6962
23 | 2689881.0072 | 1245689.6245 | 2689885.0364 | 1245682.6962
24 | 2689881.0072 | 1245689.6245 | 2689885.9553 | 1245691.6899 | 2689900.1658 | 1245697.3317
25 | 2689881.0072 | 1245689.6245 | 2689876.731 | 1245696.8424
26 | 2689900.1658 | 1245697.3317 | 2689904.3458 | 1245699.002
27 | 2689900.1658 | 1245697.3317 | 2689886.544 | 1245713.8797
28 | 2689864.8228 | 1245709.5164 | 2689873.3225 | 1245702.5956 | 2689876.731 | 1245696.8424
29 | 2689923.4668 | 1245709.074 | 2689923.0469 | 1245708.6981 | 2689910.4628 | 1245701.4464 | 2689904.3458 | 1245699.002
30 | 2689856.5908 | 1245712.2382 | 2689864.8228 | 1245709.5164
31 | 2689930.7552 | 1245715.5979 | 2689923.4668 | 1245709.074
32 | 2689825.8142 | 1245703.321 | 2689838.2291 | 1245710.2808 | 2689845.9164 | 1245712.5879 | 2689856.5908 | 1245712.2382
33 | 2689849.1212 | 1245739.7325 | 2689839.7967 | 1245748.9335 | 2689831.0962 | 1245756.7746
34 | 2689818.6471 | 1245778.3797 | 2689818.6585 | 1245769.6511 | 2689823.6099 | 1245763.5215 | 2689831.0962 | 1245756.7746
35 | 2689818.6471 | 1245778.3797 | 2689819.571 | 1245790.2136 | 2689825.0006 | 1245796.9008
36 | 2689843.481 | 1245784.0266 | 2689827.2333 | 1245781.2007 | 2689818.6471 | 1245778.3797
37 | 2689818.6471 | 1245778.3797 | 2689806.1899 | 1245774.2213 | 2689805.444 | 1245774.0313
38 | 2689825.8142 | 1245703.321 | 2689805.584 | 1245691.3692
39 | 2689825.0006 | 1245796.9008 | 2689813.784 | 1245807.0565
40 | 2689843.481 | 1245784.0266 | 2689852.0663 | 1245785.9496
41 | 2689813.784 | 1245807.0565 | 2689802.0583 | 1245817.6732
42 | 2689852.0663 | 1245785.9496 | 2689854.838 | 1245786.5704
43 | 2689906.3848 | 1245744.6391 | 2689892.7922 | 1245734.8556
44 | 2689906.3848 | 1245744.6391 | 2689893.534 | 1245765.7317
45 | 2689864.4721 | 1245788.7282 | 2689854.838 | 1245786.5704
46 | 2689886.9092 | 1245776.6699 | 2689889.8719 | 1245771.7425 | 2689893.534 | 1245765.7317
47 | 2689877.0047 | 1245788.1486 | 2689880.8676 | 1245785.0382 | 2689885.9497 | 1245778.2657 | 2689886.9092 | 1245776.6699
48 | 2689877.0047 | 1245788.1486 | 2689880.3264 | 1245793.8254
49 | 2689871.8228 | 1245789.549 | 2689874.1171 | 1245789.2279 | 2689877.0047 | 1245788.1486
50 | 2689880.3264 | 1245793.8254 | 2689884.5671 | 1245798.6822 | 2689894.9239 | 1245806.8119
51 | 2689871.8228 | 1245789.549 | 2689867.1569 | 1245803.7556 | 2689863.3449 | 1245809.491 | 2689860.6308 | 1245812.8088
52 | 2689871.8228 | 1245789.549 | 2689869.2985 | 1245789.5885 | 2689866.6972 | 1245789.2266 | 2689864.4721 | 1245788.7282
53 | 2689933.6739 | 1245719.445 | 2689930.7552 | 1245715.5979
54 | 2689933.6739 | 1245719.445 | 2689929.9427 | 1245722.3351 | 2689926.5301 | 1245725.6414 | 2689923.212 | 1245730.1945 | 2689921.9372 | 1245732.0432
55 | 2689933.6739 | 1245719.445 | 2689936.0732 | 1245717.672
56 | 2689894.9239 | 1245806.8119 | 2689907.0104 | 1245790.0628
57 | 2689860.6308 | 1245812.8088 | 2689859.8498 | 1245813.7635 | 2689853.6533 | 1245820.786 | 2689845.5228 | 1245828.7799 | 2689839.7242 | 1245834.3107
58 | 2689976.8873 | 1245704.478 | 2689977.0838 | 1245708.4618
59 | 2689990.058 | 1245708.4252 | 2689985.7617 | 1245708.2265 | 2689977.0838 | 1245708.4618
60 | 2689977.0838 | 1245708.4618 | 2689963.4631 | 1245709.7673 | 2689953.362 | 1245711.6711 | 2689942.4597 | 1245714.5857 | 2689937.2273 | 1245716.8192 | 2689936.0732 | 1245717.672
61 | 2689921.9372 | 1245732.0432 | 2689922.9877 | 1245733.0265 | 2689923.6655 | 1245733.6706 | 2689937.7531 | 1245746.9052 | 2689936.649 | 1245748.4563
62 | 2689921.9372 | 1245732.0432 | 2689913.7015 | 1245744.4721 | 2689905.6914 | 1245757.1417
63 | 2689834.6668 | 1245839.1343 | 2689839.7242 | 1245834.3107
64 | 2689917.2849 | 1245775.7276 | 2689912.83 | 1245781.9981 | 2689907.0104 | 1245790.0628
65 | 2689980.9253 | 1245529.2821 | 2689978.5792 | 1245521.0279
66 | 2689987.8083 | 1245553.4975 | 2689980.9253 | 1245529.2821
67 | 2689987.8083 | 1245553.4975 | 2689973.8429 | 1245556.8135
68 | 2689987.8083 | 1245553.4975 | 2689990.2005 | 1245570.598
69 | 2689952.9922 | 1245561.7645 | 2689973.8429 | 1245556.8135
70 | 2689990.2789 | 1245571.158 | 2689990.2005 | 1245570.598
71 | 2689955.0308 | 1245571.3248 | 2689952.9922 | 1245561.7645
72 | 2690037.8246 | 1245581.2549 | 2690018.1088 | 1245583.8396
73 | 2690037.8246 | 1245581.2549 | 2690040.8267 | 1245597.5615
74 | 2690037.8246 | 1245581.2549 | 2690040.1111 | 1245572.0049 | 2690055.88 | 1245558.5046
75 | 2689844.7206 | 1245969.4396 | 2689834.5698 | 1245982.6441
76 | 2689844.7206 | 1245969.4396 | 2689839.8465 | 1245965.4962 | 2689822.6839 | 1245951.7705 | 2689815.9182 | 1245946.5085
77 | 2689846.6784 | 1245966.8896 | 2689844.7206 | 1245969.4396
78 | 2689798.6421 | 1245937.7738 | 2689797.8741 | 1245969.0189 | 2689815.9182 | 1245946.5085
79 | 2689846.6784 | 1245966.8896 | 2689859.3192 | 1245977.0358
80 | 2689846.6784 | 1245966.8896 | 2689853.5943 | 1245957.8877
81 | 2689798.6421 | 1245937.7738 | 2689797.5271 | 1245928.083 | 2689793.5818 | 1245921.7065
82 | 2689868.2127 | 1246005.1238 | 2689878.7026 | 1245992.594 | 2689859.3192 | 1245977.0358
83 | 2689853.5943 | 1245957.8877 | 2689863.204 | 1245945.3794 | 2689850.2953 | 1245935.1502
84 | 2689791.8113 | 1245918.8451 | 2689793.5818 | 1245921.7065
85 | 2689990.1794 | 1245704.4129 | 2689990.058 | 1245708.4252
86 | 2689990.058 | 1245708.4252 | 2689989.681 | 1245721.0825
87 | 2689936.649 | 1245748.4563 | 2689949.5298 | 1245758.2538
88 | 2689936.649 | 1245748.4563 | 2689923.0151 | 1245767.6575
89 | 2690011.8349 | 1245698.4481 | 2690008.8883 | 1245699.4264 | 2690009.1822 | 1245704.4568 | 2690003.5325 | 1245704.8047 | 2689990.1794 | 1245704.4129
90 | 2689989.0684 | 1245741.6449 | 2689989.681 | 1245721.0825
91 | 2689949.5298 | 1245758.2538 | 2689951.0433 | 1245759.4049 | 2689951.1885 | 1245764.2774 | 2689945.6869 | 1245771.7997 | 2689944.9686 | 1245775.814 | 2689944.1479 | 1245777.0112
92 | 2689917.2849 | 1245775.7276 | 2689923.0151 | 1245767.6575
93 | 2690011.8349 | 1245698.4481 | 2690012.0267 | 1245704.2332 | 2690022.0043 | 1245703.4951
94 | 2690011.8349 | 1245698.4481 | 2690013.0131 | 1245696.4979 | 2690013.0131 | 1245696.4979
95 | 2690022.0043 | 1245703.4951 | 2690023.3485 | 1245697.5778 | 2690026.0223 | 1245693.1706 | 2690030.6077 | 1245689.4541
96 | 2690071.0459 | 1245659.0507 | 2690051.4154 | 1245674.4531 | 2690032.5403 | 1245687.8878 | 2690030.6077 | 1245689.4541
97 | 2690008.6601 | 1245760.2351 | 2690008.4847 | 1245768.8055
98 | 2690008.6601 | 1245760.2351 | 2690009.1623 | 1245736.7187
99 | 2690008.4847 | 1245768.8055 | 2689999.8278 | 1245768.7012
100 | 2689989.0684 | 1245741.6449 | 2689988.5943 | 1245757.562 | 2689988.4783 | 1245761.2185 | 2689988.4182 | 1245763.1857 | 2689988.4182 | 1245763.1857
101 | 2689932.3102 | 1245795.3811 | 2689934.0968 | 1245791.6721 | 2689944.1479 | 1245777.0112
102 | 2689932.3102 | 1245795.3811 | 2689927.7072 | 1245804.9407 | 2689924.6044 | 1245808.8416
103 | 2689915.6391 | 1245824.4502 | 2689920.3225 | 1245818.0608 | 2689918.5485 | 1245816.455 | 2689924.6044 | 1245808.8416
104 | 2689922.5939 | 1245828.7143 | 2689915.6391 | 1245824.4502
105 | 2689922.5939 | 1245828.7143 | 2689940.5485 | 1245839.5502 | 2689956.8885 | 1245847.8817
106 | 2689970.9148 | 1245855.0334 | 2689956.8885 | 1245847.8817
107 | 2689827.8105 | 1245845.8244 | 2689834.6668 | 1245839.1343
108 | 2689860.1575 | 1245870.2215 | 2689852.4488 | 1245869.3374 | 2689827.8105 | 1245845.8244
109 | 2689827.8105 | 1245845.8244 | 2689822.3971 | 1245851.0352 | 2689805.2426 | 1245868.1661
110 | 2689805.2426 | 1245868.1661 | 2689825.1562 | 1245890.8867
111 | 2689791.8113 | 1245918.8451 | 2689773.9953 | 1245899.3609 | 2689805.2426 | 1245868.1661
112 | 2689988.4182 | 1245763.1857 | 2689991.0694 | 1245765.739 | 2689991.6727 | 1245766.3152 | 2689992.7824 | 1245767.3773 | 2689996.0591 | 1245770.5294 | 2689997.8327 | 1245768.6771 | 2689999.8278 | 1245768.7012
113 | 2689999.9203 | 1245872.5421 | 2689996.983 | 1245896.5509
114 | 2689970.9148 | 1245855.0334 | 2689975.472 | 1245861.9299 | 2689979.2068 | 1245869.748 | 2689999.9203 | 1245872.5421
115 | 2689999.9203 | 1245872.5421 | 2690001.9779 | 1245849.8302
116 | 2689995.055 | 1245912.3091 | 2689996.983 | 1245896.5509
117 | 2689970.9148 | 1245855.0334 | 2689995.7267 | 1245825.3142
118 | 2690073.3342 | 1245657.1396 | 2690071.0459 | 1245659.0507
119 | 2690071.0459 | 1245659.0507 | 2690068.3019 | 1245655.1506
120 | 2689993.1765 | 1245923.0665 | 2689995.055 | 1245912.3091
121 | 2689995.055 | 1245912.3091 | 2689981.9394 | 1245911.7319 | 2689976.8375 | 1245906.3728 | 2689972.6828 | 1245906.3097 | 2689957.8453 | 1245892.2297
122 | 2689957.8453 | 1245892.2297 | 2689945.8095 | 1245904.8992
123 | 2689945.8095 | 1245904.8992 | 2689924.8225 | 1245926.9911
124 | 2689993.1765 | 1245923.0665 | 2689983.8739 | 1245934.6117 | 2689984.3769 | 1245942.7922 | 2689975.2602 | 1245953.1466
125 | 2689946.6681 | 1245984.4848 | 2689925.7293 | 1245992.5845 | 2689910.4624 | 1245979.7859
126 | 2689946.6681 | 1245984.4848 | 2689958.9123 | 1245979.7447 | 2689974.6392 | 1245962.0922 | 2689974.136 | 1245954.4233 | 2689975.2602 | 1245953.1466
127 | 2690055.88 | 1245558.5046 | 2690058.2324 | 1245556.4906 | 2690079.4401 | 1245545.7268 | 2690108.8016 | 1245540.8913 | 2690123.7133 | 1245541.9244
128 | 2690043.7718 | 1245613.5582 | 2690040.8267 | 1245597.5615
129 | 2690043.7718 | 1245613.5582 | 2690068.3019 | 1245655.1506
130 | 2690068.3019 | 1245655.1506 | 2690083.2849 | 1245638.5465
131 | 2690068.3019 | 1245655.1506 | 2690054.0838 | 1245666.6165
132 | 2690073.3342 | 1245657.1396 | 2690092.6172 | 1245681.5173
133 | 2690073.3342 | 1245657.1396 | 2690081.7462 | 1245648.5686
134 | 2690092.6172 | 1245681.5173 | 2690095.4248 | 1245685.7076 | 2690109.3222 | 1245709.9479
135 | 2690092.6172 | 1245681.5173 | 2690073.6044 | 1245694.0295
136 | 2690081.7462 | 1245648.5686 | 2690086.044 | 1245644.1896 | 2690096.2322 | 1245633.4281
137 | 2690092.1855 | 1245721.3517 | 2690109.3222 | 1245709.9479
138 | 2690109.3222 | 1245709.9479 | 2690112.9047 | 1245715.8512 | 2690114.1792 | 1245717.5051 | 2690125.0737 | 1245731.6783
139 | 2690125.0737 | 1245731.6783 | 2690100.1132 | 1245787.2569

## bus_geodata
| x | y | coords
0 | 2689866.3715 | 1245556.3189
1 | 2689896.4712 | 1245570.7589
2 | 2689888.7374 | 1245586.9991
3 | 2689903.0153 | 1245557.0194
4 | 2689809.7805 | 1245618.0256
5 | 2689797.8005 | 1245645.6871
6 | 2689839.4818 | 1245620.1435
7 | 2689852.5411 | 1245586.3945
8 | 2689882.3134 | 1245600.4888
9 | 2689928.4178 | 1245558.8786
10 | 2689823.1283 | 1245653.6876
11 | 2689784.9016 | 1245679.1502
12 | 2689862.6512 | 1245625.9766
13 | 2689908.522 | 1245618.1769
14 | 2689934.1153 | 1245546.3146
15 | 2689940.8989 | 1245564.7195
16 | 2689927.9099 | 1245626.7216
17 | 2689922.7976 | 1245632.9613
18 | 2689929.3427 | 1245624.9198
19 | 2689905.1429 | 1245655.2271
20 | 2689922.3172 | 1245615.8398
21 | 2689885.0364 | 1245682.6962
22 | 2689881.0072 | 1245689.6245
23 | 2689900.1658 | 1245697.3317
24 | 2689876.731 | 1245696.8424
25 | 2689904.3458 | 1245699.002
26 | 2689886.544 | 1245713.8797
27 | 2689864.8228 | 1245709.5164
28 | 2689923.4668 | 1245709.074
29 | 2689856.5908 | 1245712.2382
30 | 2689849.1212 | 1245739.7325
31 | 2689831.0962 | 1245756.7746
32 | 2689818.6471 | 1245778.3797
33 | 2689825.8142 | 1245703.321
34 | 2689825.0006 | 1245796.9008
35 | 2689843.481 | 1245784.0266
36 | 2689805.444 | 1245774.0313
37 | 2689805.584 | 1245691.3692
38 | 2689813.784 | 1245807.0565
39 | 2689852.0664 | 1245785.9496
40 | 2689892.7922 | 1245734.8556
41 | 2689906.3848 | 1245744.6391
42 | 2689802.0583 | 1245817.6732
43 | 2689854.838 | 1245786.5704
44 | 2689893.534 | 1245765.7317
45 | 2689886.9092 | 1245776.6699
46 | 2689877.0047 | 1245788.1486
47 | 2689880.3264 | 1245793.8254
48 | 2689871.8228 | 1245789.549
49 | 2689930.7552 | 1245715.5979
50 | 2689933.6739 | 1245719.445
51 | 2689894.9239 | 1245806.8119
52 | 2689860.6308 | 1245812.8088
53 | 2689864.4721 | 1245788.7282
54 | 2689976.8873 | 1245704.478
55 | 2689977.0838 | 1245708.4618
56 | 2689921.9372 | 1245732.0432
57 | 2689936.0732 | 1245717.672
58 | 2689839.7242 | 1245834.3106
59 | 2689907.0104 | 1245790.0628
60 | 2689905.6914 | 1245757.1417
61 | 2689980.9253 | 1245529.2821
62 | 2689978.5792 | 1245521.0279
63 | 2689987.8083 | 1245553.4975
64 | 2689973.8429 | 1245556.8135
65 | 2689990.2005 | 1245570.598
66 | 2689952.9922 | 1245561.7645
67 | 2689990.2789 | 1245571.158
68 | 2689955.0308 | 1245571.3248
69 | 2689859.4769 | 1245632.7637
70 | 2690018.1088 | 1245583.8396
71 | 2690037.8246 | 1245581.2549
72 | 2689834.5698 | 1245982.6441
73 | 2689844.7206 | 1245969.4396
74 | 2689815.9182 | 1245946.5085
75 | 2689846.6784 | 1245966.8896
76 | 2689798.6421 | 1245937.7738
77 | 2689859.3192 | 1245977.0358
78 | 2689853.5943 | 1245957.8877
79 | 2689868.2127 | 1246005.1238
80 | 2689850.2953 | 1245935.1502
81 | 2689793.5818 | 1245921.7065
82 | 2689990.058 | 1245708.4252
83 | 2689936.649 | 1245748.4563
84 | 2689990.1794 | 1245704.4129
85 | 2689989.681 | 1245721.0825
86 | 2689949.5298 | 1245758.2538
87 | 2689923.0151 | 1245767.6575
88 | 2690011.8349 | 1245698.4481
89 | 2690022.0043 | 1245703.4951
90 | 2690013.0131 | 1245696.4979
91 | 2690030.6078 | 1245689.4541
92 | 2690008.6601 | 1245760.2351
93 | 2690008.4847 | 1245768.8055
94 | 2690009.1623 | 1245736.7187
95 | 2689989.0684 | 1245741.6449
96 | 2689917.2849 | 1245775.7276
97 | 2689944.1479 | 1245777.0112
98 | 2689932.3102 | 1245795.3811
99 | 2689924.6044 | 1245808.8416
100 | 2689915.6391 | 1245824.4502
101 | 2689922.5939 | 1245828.7143
102 | 2689956.8885 | 1245847.8817
103 | 2689834.6668 | 1245839.1343
104 | 2689827.8105 | 1245845.8244
105 | 2689860.1575 | 1245870.2215
106 | 2689805.2426 | 1245868.1661
107 | 2689791.8113 | 1245918.8451
108 | 2689825.1562 | 1245890.8867
109 | 2689999.8278 | 1245768.7012
110 | 2689988.4182 | 1245763.1857
111 | 2689999.9203 | 1245872.5421
112 | 2689996.983 | 1245896.5509
113 | 2689970.9148 | 1245855.0334
114 | 2690001.9779 | 1245849.8302
115 | 2689995.7267 | 1245825.3142
116 | 2690071.0459 | 1245659.0507
117 | 2689995.055 | 1245912.3091
118 | 2689957.8453 | 1245892.2297
119 | 2689945.8095 | 1245904.8992
120 | 2689993.1765 | 1245923.0665
121 | 2689924.8225 | 1245926.9911
122 | 2689910.4624 | 1245979.7859
123 | 2689946.6681 | 1245984.4848
124 | 2689975.2602 | 1245953.1466
125 | 2690055.88 | 1245558.5046
126 | 2690123.7133 | 1245541.9244
127 | 2690040.8267 | 1245597.5615
128 | 2690043.7718 | 1245613.5582
129 | 2690068.3019 | 1245655.1506
130 | 2690054.0838 | 1245666.6165
131 | 2690083.2849 | 1245638.5465
132 | 2690073.3342 | 1245657.1396
133 | 2690092.6172 | 1245681.5173
134 | 2690081.7462 | 1245648.5686
135 | 2690109.3222 | 1245709.9479
136 | 2690073.6044 | 1245694.0295
137 | 2690096.2322 | 1245633.4281
138 | 2690092.1855 | 1245721.3517
139 | 2690125.0737 | 1245731.6783
140 | 2690100.1132 | 1245787.2569
141 | 2689936.649 | 1245748.4563

## line_std_types
| c_nf_per_km | r_ohm_per_km | x_ohm_per_km | max_i_ka | type | q_mm2 | alpha | voltage_rating
NAYY 4x50 SE | 210 | 0.642 | 0.083 | 0.142 | cs | 50 | 0.00403 | LV
NAYY 4x120 SE | 264 | 0.225 | 0.08 | 0.242 | cs | 120 | 0.00403 | LV
NAYY 4x150 SE | 261 | 0.208 | 0.08 | 0.27 | cs | 150 | 0.00403 | LV
NA2XS2Y 1x95 RM/25 12/20 kV | 216 | 0.313 | 0.132 | 0.252 | cs | 95 | 0.00403 | MV
NA2XS2Y 1x185 RM/25 12/20 kV | 273 | 0.161 | 0.117 | 0.362 | cs | 185 | 0.00403 | MV
NA2XS2Y 1x240 RM/25 12/20 kV | 304 | 0.122 | 0.112 | 0.421 | cs | 240 | 0.00403 | MV
NA2XS2Y 1x95 RM/25 6/10 kV | 315 | 0.313 | 0.123 | 0.249 | cs | 95 | 0.00403 | MV
NA2XS2Y 1x185 RM/25 6/10 kV | 406 | 0.161 | 0.11 | 0.358 | cs | 185 | 0.00403 | MV
NA2XS2Y 1x240 RM/25 6/10 kV | 456 | 0.122 | 0.105 | 0.416 | cs | 240 | 0.00403 | MV
NA2XS2Y 1x150 RM/25 12/20 kV | 250 | 0.206 | 0.116 | 0.319 | cs | 150 | 0.00403 | MV
NA2XS2Y 1x120 RM/25 12/20 kV | 230 | 0.253 | 0.119 | 0.283 | cs | 120 | 0.00403 | MV
NA2XS2Y 1x70 RM/25 12/20 kV | 190 | 0.443 | 0.132 | 0.22 | cs | 70 | 0.00403 | MV
NA2XS2Y 1x150 RM/25 6/10 kV | 360 | 0.206 | 0.11 | 0.315 | cs | 150 | 0.00403 | MV
NA2XS2Y 1x120 RM/25 6/10 kV | 340 | 0.253 | 0.113 | 0.28 | cs | 120 | 0.00403 | MV
NA2XS2Y 1x70 RM/25 6/10 kV | 280 | 0.443 | 0.123 | 0.217 | cs | 70 | 0.00403 | MV
N2XS(FL)2Y 1x120 RM/35 64/110 kV | 112 | 0.153 | 0.166 | 0.366 | cs | 120 | 0.00393 | HV
N2XS(FL)2Y 1x185 RM/35 64/110 kV | 125 | 0.099 | 0.156 | 0.457 | cs | 185 | 0.00393 | HV
N2XS(FL)2Y 1x240 RM/35 64/110 kV | 135 | 0.075 | 0.149 | 0.526 | cs | 240 | 0.00393 | HV
N2XS(FL)2Y 1x300 RM/35 64/110 kV | 144 | 0.06 | 0.144 | 0.588 | cs | 300 | 0.00393 | HV
15-AL1/3-ST1A 0.4 | 11 | 1.8769 | 0.35 | 0.105 | ol | 16 | 0.00403 | LV
24-AL1/4-ST1A 0.4 | 11.25 | 1.2012 | 0.335 | 0.14 | ol | 24 | 0.00403 | LV
48-AL1/8-ST1A 0.4 | 12.2 | 0.5939 | 0.3 | 0.21 | ol | 48 | 0.00403 | LV
94-AL1/15-ST1A 0.4 | 13.2 | 0.306 | 0.29 | 0.35 | ol | 94 | 0.00403 | LV
34-AL1/6-ST1A 10.0 | 9.7 | 0.8342 | 0.36 | 0.17 | ol | 34 | 0.00403 | MV
48-AL1/8-ST1A 10.0 | 10.1 | 0.5939 | 0.35 | 0.21 | ol | 48 | 0.00403 | MV
70-AL1/11-ST1A 10.0 | 10.4 | 0.4132 | 0.339 | 0.29 | ol | 70 | 0.00403 | MV
94-AL1/15-ST1A 10.0 | 10.75 | 0.306 | 0.33 | 0.35 | ol | 94 | 0.00403 | MV
122-AL1/20-ST1A 10.0 | 11.1 | 0.2376 | 0.323 | 0.41 | ol | 122 | 0.00403 | MV
149-AL1/24-ST1A 10.0 | 11.25 | 0.194 | 0.315 | 0.47 | ol | 149 | 0.00403 | MV
34-AL1/6-ST1A 20.0 | 9.15 | 0.8342 | 0.382 | 0.17 | ol | 34 | 0.00403 | MV
48-AL1/8-ST1A 20.0 | 9.5 | 0.5939 | 0.372 | 0.21 | ol | 48 | 0.00403 | MV
70-AL1/11-ST1A 20.0 | 9.7 | 0.4132 | 0.36 | 0.29 | ol | 70 | 0.00403 | MV
94-AL1/15-ST1A 20.0 | 10 | 0.306 | 0.35 | 0.35 | ol | 94 | 0.00403 | MV
122-AL1/20-ST1A 20.0 | 10.3 | 0.2376 | 0.344 | 0.41 | ol | 122 | 0.00403 | MV
149-AL1/24-ST1A 20.0 | 10.5 | 0.194 | 0.337 | 0.47 | ol | 149 | 0.00403 | MV
184-AL1/30-ST1A 20.0 | 10.75 | 0.1571 | 0.33 | 0.535 | ol | 184 | 0.00403 | MV
243-AL1/39-ST1A 20.0 | 11 | 0.1188 | 0.32 | 0.645 | ol | 243 | 0.00403 | MV
48-AL1/8-ST1A 110.0 | 8 | 0.5939 | 0.46 | 0.21 | ol | 48 | 0.00403 | HV
70-AL1/11-ST1A 110.0 | 8.4 | 0.4132 | 0.45 | 0.29 | ol | 70 | 0.00403 | HV
94-AL1/15-ST1A 110.0 | 8.65 | 0.306 | 0.44 | 0.35 | ol | 94 | 0.00403 | HV
122-AL1/20-ST1A 110.0 | 8.5 | 0.2376 | 0.43 | 0.41 | ol | 122 | 0.00403 | HV
149-AL1/24-ST1A 110.0 | 8.75 | 0.194 | 0.41 | 0.47 | ol | 149 | 0.00403 | HV
184-AL1/30-ST1A 110.0 | 8.8 | 0.1571 | 0.4 | 0.535 | ol | 184 | 0.00403 | HV
243-AL1/39-ST1A 110.0 | 9 | 0.1188 | 0.39 | 0.645 | ol | 243 | 0.00403 | HV
305-AL1/39-ST1A 110.0 | 9.2 | 0.0949 | 0.38 | 0.74 | ol | 305 | 0.00403 | HV
490-AL1/64-ST1A 110.0 | 9.75 | 0.059 | 0.37 | 0.96 | ol | 490 | 0.00403 | HV
679-AL1/86-ST1A 110.0 | 9.95 | 0.042 | 0.36 | 1.15 | ol | 679 | 0.00403 | HV
490-AL1/64-ST1A 220.0 | 10 | 0.059 | 0.285 | 0.96 | ol | 490 | 0.00403 | HV
679-AL1/86-ST1A 220.0 | 11.7 | 0.042 | 0.275 | 1.15 | ol | 679 | 0.00403 | HV
490-AL1/64-ST1A 380.0 | 11 | 0.059 | 0.253 | 0.96 | ol | 490 | 0.00403 | HV
679-AL1/86-ST1A 380.0 | 14.6 | 0.042 | 0.25 | 1.15 | ol | 679 | 0.00403 | HV

## trafo_std_types
| i0_percent | pfe_kw | vkr_percent | sn_mva | vn_lv_kv | vn_hv_kv | vk_percent | shift_degree | vector_group | tap_side | tap_neutral | tap_min | tap_max | tap_step_degree | tap_step_percent | tap_phase_shifter
160 MVA 380/110 kV | 0.06 | 60 | 0.25 | 160 | 110 | 380 | 12.2 | 0 | Yy0 | hv | 0 | -9 | 9 | 0 | 1.5 | FALSE
100 MVA 220/110 kV | 0.06 | 55 | 0.26 | 100 | 110 | 220 | 12 | 0 | Yy0 | hv | 0 | -9 | 9 | 0 | 1.5 | FALSE
63 MVA 110/20 kV | 0.04 | 22 | 0.32 | 63 | 20 | 110 | 18 | 150 | YNd5 | hv | 0 | -9 | 9 | 0 | 1.5 | FALSE
40 MVA 110/20 kV | 0.05 | 18 | 0.34 | 40 | 20 | 110 | 16.2 | 150 | YNd5 | hv | 0 | -9 | 9 | 0 | 1.5 | FALSE
25 MVA 110/20 kV | 0.07 | 14 | 0.41 | 25 | 20 | 110 | 12 | 150 | YNd5 | hv | 0 | -9 | 9 | 0 | 1.5 | FALSE
63 MVA 110/10 kV | 0.04 | 22 | 0.32 | 63 | 10 | 110 | 18 | 150 | YNd5 | hv | 0 | -9 | 9 | 0 | 1.5 | FALSE
40 MVA 110/10 kV | 0.05 | 18 | 0.34 | 40 | 10 | 110 | 16.2 | 150 | YNd5 | hv | 0 | -9 | 9 | 0 | 1.5 | FALSE
25 MVA 110/10 kV | 0.07 | 14 | 0.41 | 25 | 10 | 110 | 12 | 150 | YNd5 | hv | 0 | -9 | 9 | 0 | 1.5 | FALSE
0.25 MVA 20/0.4 kV | 0.32 | 0.8 | 1.44 | 0.25 | 0.4 | 20 | 6 | 150 | Yzn5 | hv | 0 | -2 | 2 | 0 | 2.5 | FALSE
0.4 MVA 20/0.4 kV | 0.3375 | 1.35 | 1.425 | 0.4 | 0.4 | 20 | 6 | 150 | Dyn5 | hv | 0 | -2 | 2 | 0 | 2.5 | FALSE
0.63 MVA 20/0.4 kV | 0.2619 | 1.65 | 1.206 | 0.63 | 0.4 | 20 | 6 | 150 | Dyn5 | hv | 0 | -2 | 2 | 0 | 2.5 | FALSE
0.25 MVA 10/0.4 kV | 0.24 | 0.6 | 1.2 | 0.25 | 0.4 | 10 | 4 | 150 | Dyn5 | hv | 0 | -2 | 2 | 0 | 2.5 | FALSE
0.4 MVA 10/0.4 kV | 0.2375 | 0.95 | 1.325 | 0.4 | 0.4 | 10 | 4 | 150 | Dyn5 | hv | 0 | -2 | 2 | 0 | 2.5 | FALSE
0.63 MVA 10/0.4 kV | 0.1873 | 1.18 | 1.0794 | 0.63 | 0.4 | 10 | 4 | 150 | Dyn5 | hv | 0 | -2 | 2 | 0 | 2.5 | FALSE

## trafo3w_std_types
| sn_hv_mva | sn_mv_mva | sn_lv_mva | vn_hv_kv | vn_mv_kv | vn_lv_kv | vk_hv_percent | vk_mv_percent | vk_lv_percent | vkr_hv_percent | vkr_mv_percent | vkr_lv_percent | pfe_kw | i0_percent | shift_mv_degree | shift_lv_degree | vector_group | tap_side | tap_neutral | tap_min | tap_max | tap_step_percent
63/25/38 MVA 110/20/10 kV | 63 | 25 | 38 | 110 | 20 | 10 | 10.4 | 10.4 | 10.4 | 0.28 | 0.32 | 0.35 | 35 | 0.89 | 0 | 0 | YN0yn0yn0 | hv | 0 | -10 | 10 | 1.2
63/25/38 MVA 110/10/10 kV | 63 | 25 | 38 | 110 | 10 | 10 | 10.4 | 10.4 | 10.4 | 0.28 | 0.32 | 0.35 | 35 | 0.89 | 0 | 0 | YN0yn0yn0 | hv | 0 | -10 | 10 | 1.2

## fuse_std_types
| fuse_type | i_rated_a | t_avg | t_min | t_total | x_avg | x_min | x_total
HV 100A | HV 100A | 100 | 0 | [10.0, 3.64, 0.854, 0.281, 0.1, 0.0531, 0.022, 0.01] | [10.0, 4.267, 1.21, 0.403, 0.1, 0.058, 0.022, 0.01] | 0 | [300.0, 350.0, 450.0, 550.0, 700.0, 850.0, 1200.0, 1752.0] | [600.0, 700.0, 900.0, 1150.0, 1665.0, 2000.0, 3000.0, 4313.0]
HV 10A | HV 10A | 10 | 0 | [10.0, 1675.0, 0.344, 0.156, 0.1, 0.0417, 0.0171, 0.01] | [10.0, 1.3, 0.3, 0.155, 0.1, 0.0555, 0.023, 0.01] | 0 | [30.0, 32.0, 35.0, 37.0, 39.0, 50.0, 70.0, 88.0] | [60.0, 70.0, 80.0, 87.0, 94.0, 110.0, 150.0, 216.0]
HV 125A | HV 125A | 125 | 0 | [10.0, 1.82, 0.344, 0.1, 0.0467, 0.0269, 0.01] | [10.0, 2.478, 0.426, 0.1, 0.0427, 0.0211, 0.01] | 0 | [375.0, 500.0, 700.0, 925.0, 1200.0, 1500.0, 2341.0] | [750.0, 1000.0, 1500.0, 2200.0, 3000.0, 4000.0, 5765.0]
HV 160A | HV 160A | 160 | 0 | [10.0, 4.15, 1.03, 0.198, 0.1, 0.051, 0.0172, 0.01] | [10.0, 2.3, 0.734, 0.274, 0.1, 0.046, 0.0177, 0.01] | 0 | [480.0, 550.0, 700.0, 1000.0, 1260.0, 1600.0, 2500.0, 3227.0] | [960.0, 1300.0, 1700.0, 2200.0, 2996.0, 4000.0, 6000.0, 7946.0]
HV 16A | HV 16A | 16 | 0 | [10.0, 0.352, 0.164, 0.1, 0.0649, 0.0342, 0.01] | [10.0, 2.34, 0.722, 0.181, 0.1, 0.055, 0.0296, 0.01] | 0 | [48.0, 60.0, 65.0, 71.0, 80.0, 100.0, 162.0] | [96.0, 110.0, 125.0, 150.0, 168.0, 200.0, 250.0, 398.0]
HV 200A | HV 200A | 200 | 0 | [10.0, 4.267, 1.21, 0.403, 0.1, 0.058, 0.022, 0.01] | [10.0, 3.73, 1.654, 0.328, 0.1, 0.0531, 0.019, 0.01] | 0 | [600.0, 700.0, 900.0, 1150.0, 1665.0, 2000.0, 3000.0, 4313.0] | [1200.0, 1500.0, 1800.0, 2700.0, 3960.0, 5000.0, 7500.0, 10620.0]
HV 20A | HV 20A | 20 | 0 | [10.0, 1.3, 0.3, 0.155, 0.1, 0.0555, 0.023, 0.01] | [10.0, 1.3, 0.161, 0.1, 0.0611, 0.0399, 0.0141, 0.01] | 0 | [60.0, 70.0, 80.0, 87.0, 94.0, 110.0, 150.0, 216.0] | [120.0, 150.0, 200.0, 223.0, 260.0, 300.0, 450.0, 532.0]
HV 25A | HV 25A | 25 | 0 | [10.0, 2.512, 0.833, 0.299, 0.1, 0.0372, 0.0223, 0.01] | [10.0, 3.125, 0.597, 0.198, 0.1, 0.0378, 0.022, 0.01] | 0 | [75.0, 82.0, 90.0, 100.0, 124.0, 170.0, 200.0, 289.0] | [150.0, 170.0, 210.0, 250.0, 294.0, 400.0, 500.0, 711.0]
HV 31.5A | HV 31.5A | 31.5 | 0 | [10.0, 2.34, 0.722, 0.181, 0.1, 0.055, 0.0296, 0.01] | [10.0, 2.84, 0.368, 0.164, 0.1, 0.0621, 0.0378, 0.0195, 0.01] | 0 | [95.0, 110.0, 125.0, 150.0, 165.0, 200.0, 250.0, 390.0] | [189.0, 220.0, 300.0, 350.0, 393.0, 450.0, 530.0, 700.0, 960.0]
HV 40A | HV 40A | 40 | 0 | [10.0, 1.3, 0.161, 0.1, 0.0611, 0.0399, 0.0141, 0.01] | [10.0, 2.05, 0.369, 0.198, 0.1, 0.051, 0.0298, 0.01] | 0 | [120.0, 150.0, 200.0, 223.0, 260.0, 300.0, 450.0, 532.0] | [240.0, 300.0, 400.0, 450.0, 530.0, 650.0, 800.0, 1311.0]
HV 50A | HV 50A | 50 | 0 | [10.0, 3.215, 0.597, 0.198, 0.1, 0.0378, 0.022, 0.01] | [10.0, 3.64, 0.854, 0.281, 0.1, 0.0531, 0.022, 0.01] | 0 | [150.0, 170.0, 210.0, 250.0, 294.0, 400.0, 500.0, 711.0] | [300.0, 350.0, 450.0, 550.0, 700.0, 850.0, 1200.0, 1752.0]
HV 6.3A | HV 6.3A | 6.3 | 0 | [10.0, 1.39, 0.344, 0.168, 0.1, 0.056, 0.0263, 0.01] | [10.0, 1.711, 0.516, 0.198, 0.1, 0.0634, 0.0303, 0.01] | 0 | [19.0, 19.5, 20.4, 20.8, 22.0, 25.0, 32.0, 48.0] | [38.0, 40.0, 43.0, 48.0, 53.0, 60.0, 75.0, 118.0]
HV 63A | HV 63A | 63 | 0 | [10.0, 2.84, 0.368, 0.164, 0.1, 0.0621, 0.0378, 0.0195, 0.01] | [10.0, 1.82, 0.344, 0.1, 0.0467, 0.0269, 0.01] | 0 | [189.0, 220.0, 300.0, 350.0, 393.0, 450.0, 530.0, 700.0, 961.0] | [378.0, 500.0, 700.0, 934.0, 1200.0, 1500.0, 2366.0]
HV 80A | HV 80A | 80 | 0 | [10.0, 2.05, 0.369, 0.198, 0.1, 0.051, 0.0298, 0.01] | [10.0, 4.15, 1.03, 0.198, 0.1, 0.051, 0.0172, 0.01] | 0 | [240.0, 300.0, 400.0, 450.0, 530.0, 650.0, 800.0, 1311.0] | [480.0, 550.0, 700.0, 1000.0, 1260.0, 1600.0, 2500.0, 3227.0]
Siemens NH-1-100 | Siemens NH-1-100 | 100 | [5400.0, 2000.0, 400.0, 20.0, 1.0, 0.2, 0.012, 0.004] | 0 | 0 | [150.0, 190.0, 250.0, 430.0, 900.0, 1250.0, 2700.0, 3600.0] | 0 | 0
Siemens NH-1-125 | Siemens NH-1-125 | 125 | [4800.0, 120.0, 7.0, 0.1, 0.004] | 0 | 0 | [180.0, 400.0, 740.0, 2000.0, 4250.0] | 0 | 0
Siemens NH-1-16 | Siemens NH-1-16 | 16 | [4000.0, 400.0, 2.0, 0.1, 0.04, 0.01] | 0 | 0 | [26.0, 35.0, 75.0, 150.0, 200.0, 300.0] | 0 | 0
Siemens NH-1-160 | Siemens NH-1-160 | 160 | [4800.0, 120.0, 7.0, 0.1, 0.004] | 0 | 0 | [210.0, 500.0, 900.0, 2300.0, 5000.0] | 0 | 0
Siemens NH-1-25 | Siemens NH-1-25 | 25 | [4000.0, 1000.0, 10.0, 0.2, 0.02, 0.01] | 0 | 0 | [40.0, 50.0, 100.0, 210.0, 400.0, 500.0] | 0 | 0
Siemens NH-1-50 | Siemens NH-1-50 | 50 | [4000.0, 40.0, 4.0, 1.0, 0.02, 0.01] | 0 | 0 | [86.0, 200.0, 300.0, 400.0, 1000.0, 1280.0] | 0 | 0
Siemens NH-1-63 | Siemens NH-1-63 | 63 | [4000.0, 100.0, 10.0, 2.0, 0.04, 0.01] | 0 | 0 | [100.0, 200.0, 300.0, 400.0, 1000.0, 1500.0] | 0 | 0
Siemens NH-1-80 | Siemens NH-1-80 | 80 | [4800.0, 120.0, 7.0, 0.1, 0.01] | 0 | 0 | [150.58, 250.0, 450.0, 1150.0, 2470.0] | 0 | 0
Siemens NH-2-1000 | Siemens NH-2-1000 | 1000 | [4800.0, 120.0, 7.0, 0.1, 0.004] | 0 | 0 | [1900.0, 3500.0, 8400.0, 24000.0, 52000.0] | 0 | 0
Siemens NH-2-200 | Siemens NH-2-200 | 200 | [4800.0, 120.0, 7.0, 0.1, 0.004] | 0 | 0 | [280.0, 650.0, 1200.0, 3000.0, 7000.0] | 0 | 0
Siemens NH-2-224 | Siemens NH-2-224 | 224 | [4800.0, 120.0, 7.0, 0.2, 0.04, 0.004] | 0 | 0 | [400.0, 750.0, 1453.0, 3025.0, 4315.0, 7600.0] | 0 | 0
Siemens NH-2-250 | Siemens NH-2-250 | 250 | [4800.0, 120.0, 7.0, 0.1, 0.004] | 0 | 0 | [450.0, 800.0, 1650.0, 4000.0, 8500.0] | 0 | 0
Siemens NH-2-315 | Siemens NH-2-315 | 315 | [4800.0, 120.0, 7.0, 0.1, 0.004] | 0 | 0 | [550.0, 920.0, 1900.0, 5000.0, 11000.0] | 0 | 0
Siemens NH-2-355 | Siemens NH-2-355 | 355 | [4800.0, 120.0, 6.0, 0.1, 0.004] | 0 | 0 | [650.0, 1116.27, 2350.0, 5840.0, 12790.0] | 0 | 0
Siemens NH-2-400 | Siemens NH-2-400 | 400 | [4800.0, 120.0, 7.0, 0.1, 0.004] | 0 | 0 | [720.0, 1350.0, 2800.0, 6500.0, 15000.0] | 0 | 0
Siemens NH-2-425 | Siemens NH-2-425 | 425 | [4800.0, 120.0, 7.0, 0.1, 0.004] | 0 | 0 | [850.0, 1500.0, 3050.0, 7500.0, 16500.0] | 0 | 0
Siemens NH-2-630 | Siemens NH-2-630 | 630 | [4800.0, 120.0, 7.0, 0.1, 0.004] | 0 | 0 | [1200.0, 2000.0, 4800.0, 12000.0, 26000.0] | 0 | 0

## res_bus
| vm_pu | va_degree | p_mw | q_mvar
0 | 0.98063 | -0.37203 | 0.0051967 | 0.0013024
1 | 0.98079 | -0.36889 | 0 | 0
2 | 0.98174 | -0.35031 | 0.0050994 | 0.001278
3 | 0.98006 | -0.3832 | 0.0050985 | 0.0012778
4 | 0.98465 | -0.29456 | 0.0053438 | 0.0013393
5 | 0.98534 | -0.28111 | 0 | 0
6 | 0.9841 | -0.30543 | 0.017283 | 0.0043314
7 | 0.98244 | -0.33662 | 0.0051967 | 0.0013024
8 | 0.9826 | -0.33352 | 0 | 0
9 | 0.97863 | -0.41108 | 0 | 0
10 | 0.98487 | -0.29036 | 0.017135 | 0.0042945
11 | 0.98673 | -0.25413 | 0 | 0
12 | 0.98404 | -0.30655 | 0 | 0
13 | 0.98489 | -0.28912 | 0.002781 | 0.00069699
14 | 0.97854 | -0.41293 | 0.0073677 | 0.0018465
15 | 0.97813 | -0.42097 | 0.0070733 | 0.0017727
16 | 0.98627 | -0.26245 | 0 | 0
17 | 0.98684 | -0.25138 | 0.0011618 | 0.00029118
18 | 0.98625 | -0.26272 | 0 | 0
19 | 0.98889 | -0.21187 | 0.0075476 | 0.0018916
20 | 0.98618 | -0.26407 | 0.0065304 | 0.0016367
21 | 0.99158 | -0.1601 | 0.0090605 | 0.0022708
22 | 0.99228 | -0.14669 | 0 | 0
23 | 0.99377 | -0.11819 | 0 | 0
24 | 0.9918 | -0.15593 | 0.0076285 | 0.0019119
25 | 0.99394 | -0.11507 | 0.0024926 | 0.00062471
26 | 0.99377 | -0.11827 | 0.00022654 | 5.6775e-05
27 | 0.99092 | -0.17299 | 0 | 0
28 | 0.99473 | -0.099853 | 0.003851 | 0.00096515
29 | 0.99049 | -0.18136 | 0 | 0
30 | 0.98827 | -0.22447 | 0.00080177 | 0.00020094
31 | 0.98829 | -0.22412 | 0.0008183 | 0.00020508
32 | 0.98832 | -0.22335 | 0 | 0
33 | 0.98884 | -0.21324 | 0 | 0
34 | 0.98814 | -0.22692 | 0 | 0
35 | 0.9886 | -0.21796 | 0 | 0
36 | 0.98832 | -0.22345 | 0.00043902 | 0.00011003
37 | 0.98766 | -0.2361 | 0.012546 | 0.0031444
38 | 0.988 | -0.22957 | 0.0011714 | 0.00029359
39 | 0.9887 | -0.2161 | 0.00015765 | 3.951e-05
40 | 0.98893 | -0.21155 | 0.0066656 | 0.0016706
41 | 0.98904 | -0.20956 | 0 | 0
42 | 0.98788 | -0.232 | 0.0086187 | 0.00216
43 | 0.98873 | -0.21549 | 0.00041439 | 0.00010386
44 | 0.98919 | -0.20663 | 0.00043261 | 0.00010842
45 | 0.98927 | -0.20501 | 0.000208 | 5.2129e-05
46 | 0.98937 | -0.20302 | 0 | 0
47 | 0.98996 | -0.19166 | 0 | 0
48 | 0.98893 | -0.21163 | 0 | 0
49 | 0.9951 | -0.092827 | 0 | 0
50 | 0.99528 | -0.089363 | 0 | 0
51 | 0.99171 | -0.1579 | 0 | 0
52 | 0.98707 | -0.24763 | 0.017237 | 0.0043201
53 | 0.98884 | -0.21331 | 0.00020416 | 5.1168e-05
54 | 0.99363 | -0.12086 | 0.0060146 | 0.0015074
55 | 0.99365 | -0.12043 | 0 | 0
56 | 0.99658 | -0.064733 | 0 | 0
57 | 0.99517 | -0.091468 | 0.0052272 | 0.0013101
58 | 0.98541 | -0.27987 | 0.003159 | 0.00079172
59 | 0.99356 | -0.12242 | 0.0037238 | 0.00093328
60 | 0.9964 | -0.068179 | 0.0065671 | 0.0016459
61 | 0.97605 | -0.46187 | 0.0076812 | 0.0019251
62 | 0.976 | -0.46281 | 0.005959 | 0.0014935
63 | 0.97637 | -0.45559 | 0 | 0
64 | 0.97672 | -0.44857 | 0.005583 | 0.0013992
65 | 0.97616 | -0.45973 | 0.0039502 | 0.00099002
66 | 0.97737 | -0.43592 | 0 | 0
67 | 0.97615 | -0.45982 | 0.0091522 | 0.0022938
68 | 0.97766 | -0.43016 | 0 | 0
69 | 0.98402 | -0.30685 | 0.0022032 | 0.00055217
70 | 0.98127 | -0.35842 | 0.0021336 | 0.00053473
71 | 0.98131 | -0.35765 | 0 | 0
72 | 0.97897 | -0.40562 | 0.0052624 | 0.0013189
73 | 0.97905 | -0.40402 | 0 | 0
74 | 0.97979 | -0.38949 | 0 | 0
75 | 0.979 | -0.40499 | 0 | 0
76 | 0.981 | -0.36576 | 0 | 0
77 | 0.97887 | -0.40752 | 0.0041907 | 0.0010503
78 | 0.97891 | -0.40662 | 0.0042363 | 0.0010617
79 | 0.9787 | -0.41083 | 0.0044118 | 0.0011057
80 | 0.97881 | -0.40876 | 0.003661 | 0.00091752
81 | 0.98135 | -0.35896 | 0.006369 | 0.0015962
82 | 0.9932 | -0.12896 | 0 | 0
83 | 0.99838 | -0.030654 | 0 | 0
84 | 0.99308 | -0.13119 | 0 | 0
85 | 0.99293 | -0.13419 | 0.0029434 | 0.00073768
86 | 1 | 0 | -0.59331 | -0.15192
87 | 0.99612 | -0.073525 | 0.0030375 | 0.00076126
88 | 0.9915 | -0.16141 | 0 | 0
89 | 0.9897 | -0.19565 | 0 | 0
90 | 0.99149 | -0.16156 | 0.0036943 | 0.00092588
91 | 0.98776 | -0.23291 | 0.0015206 | 0.0003811
92 | 0.99188 | -0.15446 | 0 | 0
93 | 0.99197 | -0.15287 | 0 | 0
94 | 0.99166 | -0.15882 | 0.010458 | 0.002621
95 | 0.99255 | -0.14162 | 0.0032278 | 0.00080897
96 | 0.9952 | -0.091072 | 0 | 0
97 | 0.99852 | -0.027993 | 0.0096796 | 0.0024259
98 | 0.99571 | -0.081201 | 0 | 0
99 | 0.99371 | -0.11929 | 0.01198 | 0.0030026
100 | 0.99136 | -0.1642 | 0 | 0
101 | 0.9904 | -0.1825 | 0 | 0
102 | 0.98579 | -0.27139 | 0.0098118 | 0.0024591
103 | 0.98504 | -0.28699 | 0 | 0
104 | 0.98454 | -0.29675 | 0 | 0
105 | 0.98401 | -0.30698 | 0.01362 | 0.0034134
106 | 0.98327 | -0.32139 | 0 | 0
107 | 0.98143 | -0.35725 | 0 | 0
108 | 0.98285 | -0.32957 | 0.015008 | 0.0037613
109 | 0.99205 | -0.15127 | 0.0010337 | 0.00025906
110 | 0.99221 | -0.14819 | 0.0057139 | 0.001432
111 | 0.98133 | -0.35808 | 0 | 0
112 | 0.97981 | -0.38786 | 0.012208 | 0.0030596
113 | 0.98409 | -0.30444 | 0 | 0
114 | 0.98111 | -0.36247 | 0.010634 | 0.0026652
115 | 0.98272 | -0.33115 | 0.038283 | 0.0095945
116 | 0.98209 | -0.3425 | 0 | 0
117 | 0.97899 | -0.40394 | 0 | 0
118 | 0.9783 | -0.41753 | 0 | 0
119 | 0.97803 | -0.4228 | 0.0096108 | 0.0024087
120 | 0.97859 | -0.41172 | 0 | 0
121 | 0.97783 | -0.42665 | 0.0069367 | 0.0017385
122 | 0.97596 | -0.46353 | 0.015781 | 0.0039551
123 | 0.97658 | -0.4513 | 0 | 0
124 | 0.97725 | -0.438 | 0.023379 | 0.0058593
125 | 0.98113 | -0.36117 | 0.0011798 | 0.00029568
126 | 0.98079 | -0.36796 | 0.0052381 | 0.0013128
127 | 0.98144 | -0.35508 | 0.0011084 | 0.00027778
128 | 0.98159 | -0.35224 | 0 | 0
129 | 0.98202 | -0.3438 | 0 | 0
130 | 0.98198 | -0.34466 | 0.0026005 | 0.00065175
131 | 0.98196 | -0.34498 | 0.0029212 | 0.00073212
132 | 0.98179 | -0.34816 | 0 | 0
133 | 0.97895 | -0.4035 | 0 | 0
134 | 0.98172 | -0.3497 | 0.0025019 | 0.00062703
135 | 0.97605 | -0.4605 | 0 | 0
136 | 0.97888 | -0.40493 | 0.0034736 | 0.00087057
137 | 0.98163 | -0.35142 | 0.0045496 | 0.0011402
138 | 0.97548 | -0.47162 | 0.029583 | 0.0074141
139 | 0.97441 | -0.49261 | 0.038386 | 0.0096204
140 | 0.97289 | -0.52266 | 0.026828 | 0.0067236
141 | 0.99998 | 149.9956 | 0 | 0

## res_line
| p_from_mw | q_from_mvar | p_to_mw | q_to_mvar | pl_mw | ql_mvar | i_from_ka | i_to_ka | i_ka | vm_from_pu | va_from_degree | vm_to_pu | va_to_degree | loading_percent
0 | -0.0051967 | -0.0013024 | 0.0051975 | 0.0013025 | 7.7844e-07 | 7.6962e-08 | 0.0078855 | 0.0078854 | 0.0078855 | 0.98063 | -0.37203 | 0.98079 | -0.36889 | 2.1664
1 | -0.057238 | -0.014411 | 0.057289 | 0.014444 | 5.0896e-05 | 3.2346e-05 | 0.086864 | 0.086864 | 0.086864 | 0.98079 | -0.36889 | 0.98174 | -0.35031 | 23.8636
2 | 0.052041 | 0.013109 | -0.052005 | -0.013086 | 3.5597e-05 | 2.259e-05 | 0.078978 | 0.078978 | 0.078978 | 0.98079 | -0.36889 | 0.98006 | -0.3832 | 21.6973
3 | -0.062389 | -0.015722 | 0.062439 | 0.015754 | 5.0134e-05 | 3.1897e-05 | 0.094593 | 0.094593 | 0.094593 | 0.98174 | -0.35031 | 0.9826 | -0.33352 | 25.987
4 | 0.046907 | 0.011808 | -0.046844 | -0.011769 | 6.242e-05 | 3.9536e-05 | 0.071237 | 0.071237 | 0.071237 | 0.98006 | -0.3832 | 0.97863 | -0.41108 | 19.5707
5 | -0.02484 | -0.0062286 | 0.024856 | 0.0062384 | 1.5924e-05 | 9.8079e-06 | 0.037539 | 0.037539 | 0.037539 | 0.98465 | -0.29456 | 0.98534 | -0.28111 | 10.313
6 | 0.019496 | 0.0048893 | -0.019486 | -0.0048832 | 1.0103e-05 | 6.0713e-06 | 0.029464 | 0.029464 | 0.029464 | 0.98465 | -0.29456 | 0.9841 | -0.30543 | 8.0944
7 | 0.017143 | 0.0042989 | -0.017135 | -0.0042945 | 7.5533e-06 | 4.4515e-06 | 0.025889 | 0.025889 | 0.025889 | 0.98534 | -0.28111 | 0.98487 | -0.29036 | 7.1124
8 | -0.041998 | -0.010537 | 0.042052 | 0.010571 | 5.4109e-05 | 3.4172e-05 | 0.063428 | 0.063428 | 0.063428 | 0.98534 | -0.28111 | 0.98673 | -0.25413 | 17.4252
9 | 0.0022033 | 0.00055181 | -0.0022032 | -0.00055209 | 1.1719e-07 | -2.8273e-07 | 0.0033314 | 0.0033315 | 0.0033315 | 0.9841 | -0.30543 | 0.98404 | -0.30655 | 0.91526
10 | -0.0051967 | -0.0013024 | 0.0051974 | 0.0013025 | 7.6524e-07 | 7.2577e-08 | 0.0078709 | 0.0078708 | 0.0078709 | 0.98244 | -0.33662 | 0.9826 | -0.33352 | 2.1623
11 | -0.067636 | -0.017056 | 0.06778 | 0.017148 | 0.00014408 | 9.1743e-05 | 0.10246 | 0.10246 | 0.10246 | 0.9826 | -0.33352 | 0.98489 | -0.28912 | 28.1493
12 | 0.0073683 | 0.0018468 | -0.0073677 | -0.0018465 | 6.4936e-07 | 2.4227e-07 | 0.011204 | 0.011204 | 0.011204 | 0.97863 | -0.41108 | 0.97854 | -0.41293 | 3.0779
13 | 0.039476 | 0.0099221 | -0.039457 | -0.0099103 | 1.8624e-05 | 1.1746e-05 | 0.060034 | 0.060034 | 0.060034 | 0.97863 | -0.41108 | 0.97813 | -0.42097 | 16.4928
14 | -0.042052 | -0.010571 | 0.042089 | 0.010594 | 3.6241e-05 | 2.2887e-05 | 0.063428 | 0.063428 | 0.063428 | 0.98673 | -0.25413 | 0.98766 | -0.2361 | 17.4252
15 | 0.0022032 | 0.00055209 | -0.0022032 | -0.00055217 | 3.1186e-08 | -7.5226e-08 | 0.0033315 | 0.0033316 | 0.0033316 | 0.98404 | -0.30655 | 0.98402 | -0.30685 | 0.91527
16 | -0.070561 | -0.017845 | 0.070652 | 0.017902 | 9.0396e-05 | 5.7584e-05 | 0.10666 | 0.10666 | 0.10666 | 0.98489 | -0.28912 | 0.98627 | -0.26245 | 29.3035
17 | 0.032384 | 0.0081376 | -0.03237 | -0.0081287 | 1.4202e-05 | 8.8939e-06 | 0.049273 | 0.049273 | 0.049273 | 0.97813 | -0.42097 | 0.97766 | -0.43016 | 13.5367
18 | -0.077183 | -0.019539 | 0.077224 | 0.019565 | 4.1068e-05 | 2.6181e-05 | 0.11652 | 0.11652 | 0.11652 | 0.98627 | -0.26245 | 0.98684 | -0.25138 | 32.0105
19 | 0.0065309 | 0.0016368 | -0.0065308 | -0.0016368 | 8.374e-08 | 2.4243e-08 | 0.0098534 | 0.0098534 | 0.0098534 | 0.98627 | -0.26245 | 0.98625 | -0.26272 | 2.707
20 | -0.078385 | -0.019857 | 0.078535 | 0.019952 | 0.00014906 | 9.5031e-05 | 0.11827 | 0.11827 | 0.11827 | 0.98684 | -0.25138 | 0.98889 | -0.21187 | 32.4917
21 | 0.0065308 | 0.0016368 | -0.0065304 | -0.0016367 | 4.1754e-07 | 1.2089e-07 | 0.0098534 | 0.0098535 | 0.0098535 | 0.98625 | -0.26272 | 0.98618 | -0.26407 | 2.707
22 | -0.086082 | -0.021843 | 0.086297 | 0.02198 | 0.00021491 | 0.0001371 | 0.12963 | 0.12963 | 0.12963 | 0.98889 | -0.21187 | 0.99158 | -0.1601 | 35.6118
23 | -0.095358 | -0.024251 | 0.095419 | 0.02429 | 6.1652e-05 | 3.9354e-05 | 0.14322 | 0.14322 | 0.14322 | 0.99158 | -0.1601 | 0.99228 | -0.14669 | 39.3471
24 | -0.15792 | -0.040092 | 0.15814 | 0.04023 | 0.00021693 | 0.0001383 | 0.237 | 0.237 | 0.237 | 0.99228 | -0.14669 | 0.99377 | -0.11819 | 32.5546
25 | 0.062501 | 0.015802 | -0.062473 | -0.015784 | 2.7665e-05 | 1.7598e-05 | 0.093774 | 0.093774 | 0.093774 | 0.99228 | -0.14669 | 0.9918 | -0.15593 | 25.7622
26 | -0.15836 | -0.040287 | 0.15839 | 0.040302 | 2.3771e-05 | 1.498e-05 | 0.23734 | 0.23734 | 0.23734 | 0.99377 | -0.11819 | 0.99394 | -0.11507 | 16.3006
27 | 0.00022654 | 5.6498e-05 | -0.00022654 | -5.6775e-05 | 9.2452e-10 | -2.7711e-07 | 0.0003391 | 0.0003392 | 0.0003392 | 0.99377 | -0.11819 | 0.99377 | -0.11827 | 0.093187
28 | 0.054845 | 0.013872 | -0.0548 | -0.013844 | 4.4858e-05 | 2.8481e-05 | 0.082329 | 0.082329 | 0.082329 | 0.9918 | -0.15593 | 0.99092 | -0.17299 | 22.618
29 | -0.16088 | -0.040926 | 0.161 | 0.041001 | 0.00011809 | 7.4452e-05 | 0.24107 | 0.24107 | 0.24107 | 0.99394 | -0.11507 | 0.99473 | -0.099853 | 16.5569
30 | 0.0548 | 0.013844 | -0.054778 | -0.01383 | 2.1982e-05 | 1.3957e-05 | 0.082329 | 0.08233 | 0.08233 | 0.99092 | -0.17299 | 0.99049 | -0.18136 | 22.618
31 | -0.16485 | -0.041966 | 0.16491 | 0.042001 | 5.587e-05 | 3.5249e-05 | 0.24683 | 0.24683 | 0.24683 | 0.99473 | -0.099853 | 0.9951 | -0.092827 | 16.9525
32 | 0.054778 | 0.01383 | -0.054695 | -0.013777 | 8.3506e-05 | 5.3022e-05 | 0.08233 | 0.08233 | 0.08233 | 0.99049 | -0.18136 | 0.98884 | -0.21324 | 22.618
33 | -0.00080177 | -0.00020094 | 0.00080178 | 0.00020063 | 1.3559e-08 | -3.0925e-07 | 0.0012072 | 0.0012071 | 0.0012072 | 0.98827 | -0.22447 | 0.98829 | -0.22412 | 0.33165
34 | -0.0016201 | -0.00040572 | 0.0016201 | 0.00040541 | 5.9536e-08 | -3.0386e-07 | 0.0024392 | 0.002439 | 0.0024392 | 0.98829 | -0.22412 | 0.98832 | -0.22335 | 0.6701
35 | 0.009794 | 0.0024555 | -0.0097923 | -0.0024547 | 1.6696e-06 | 8.0621e-07 | 0.014746 | 0.014746 | 0.014746 | 0.98832 | -0.22335 | 0.98814 | -0.22692 | 4.0512
36 | -0.011853 | -0.0029707 | 0.011856 | 0.0029724 | 3.0403e-06 | 1.6195e-06 | 0.017846 | 0.017846 | 0.017846 | 0.98832 | -0.22335 | 0.9886 | -0.21796 | 4.9028
37 | 0.00043902 | 0.00010985 | -0.00043902 | -0.00011003 | 2.2776e-09 | -1.767e-07 | 0.00066093 | 0.00066099 | 0.00066099 | 0.98832 | -0.22335 | 0.98832 | -0.22345 | 0.18159
38 | 0.054695 | 0.013777 | -0.054635 | -0.013739 | 5.9725e-05 | 3.7923e-05 | 0.08233 | 0.08233 | 0.08233 | 0.98884 | -0.21324 | 0.98766 | -0.2361 | 22.6181
39 | 0.0097923 | 0.0024547 | -0.0097911 | -0.0024541 | 1.2339e-06 | 5.9586e-07 | 0.014746 | 0.014746 | 0.014746 | 0.98814 | -0.22692 | 0.988 | -0.22957 | 4.0512
40 | -0.011856 | -0.0029724 | 0.011857 | 0.0029729 | 1.0507e-06 | 5.5966e-07 | 0.017846 | 0.017846 | 0.017846 | 0.9886 | -0.21796 | 0.9887 | -0.2161 | 4.9027
41 | 0.0086197 | 0.0021605 | -0.0086187 | -0.00216 | 9.997e-07 | 4.3726e-07 | 0.012982 | 0.012982 | 0.012982 | 0.988 | -0.22957 | 0.98788 | -0.232 | 3.5665
42 | -0.012015 | -0.0030124 | 0.012015 | 0.0030126 | 3.483e-07 | 1.8649e-07 | 0.018083 | 0.018083 | 0.018083 | 0.9887 | -0.2161 | 0.98873 | -0.21549 | 4.9679
43 | -0.0066656 | -0.0016706 | 0.0066663 | 0.0016708 | 6.3174e-07 | 1.8941e-07 | 0.01003 | 0.010029 | 0.01003 | 0.98893 | -0.21155 | 0.98904 | -0.20956 | 2.7554
44 | -0.0066663 | -0.0016708 | 0.0066672 | 0.001671 | 9.3167e-07 | 2.7925e-07 | 0.010029 | 0.010029 | 0.010029 | 0.98904 | -0.20956 | 0.98919 | -0.20663 | 2.7553
45 | -0.01243 | -0.0031165 | 0.012431 | 0.0031172 | 1.2956e-06 | 7.0255e-07 | 0.018707 | 0.018707 | 0.018707 | 0.98873 | -0.21549 | 0.98884 | -0.21331 | 5.1392
46 | -0.0070998 | -0.0017795 | 0.0071003 | 0.0017796 | 5.47e-07 | 1.859e-07 | 0.01068 | 0.01068 | 0.01068 | 0.98919 | -0.20663 | 0.98927 | -0.20501 | 2.9341
47 | -0.0073083 | -0.0018318 | 0.007309 | 0.001832 | 6.9283e-07 | 2.4709e-07 | 0.010993 | 0.010993 | 0.010993 | 0.98927 | -0.20501 | 0.98937 | -0.20302 | 3.02
48 | -0.097575 | -0.024635 | 0.097628 | 0.024669 | 5.3131e-05 | 3.3919e-05 | 0.14682 | 0.14682 | 0.14682 | 0.98937 | -0.20302 | 0.98996 | -0.19166 | 40.3342
49 | 0.090266 | 0.022803 | -0.090228 | -0.022779 | 3.7254e-05 | 2.3773e-05 | 0.13582 | 0.13582 | 0.13582 | 0.98937 | -0.20302 | 0.98893 | -0.21163 | 37.3142
50 | -0.097628 | -0.024669 | 0.097786 | 0.02477 | 0.00015828 | 0.00010105 | 0.14682 | 0.14682 | 0.14682 | 0.98996 | -0.19166 | 0.99171 | -0.1579 | 40.3342
51 | 0.077592 | 0.019611 | -0.077459 | -0.019525 | 0.00013368 | 8.5221e-05 | 0.11681 | 0.11681 | 0.11681 | 0.98893 | -0.21163 | 0.98707 | -0.24763 | 32.0907
52 | 0.012636 | 0.0031689 | -0.012635 | -0.0031683 | 1.0075e-06 | 5.4945e-07 | 0.019014 | 0.019014 | 0.019014 | 0.98893 | -0.21163 | 0.98884 | -0.21331 | 5.2236
53 | -0.16491 | -0.042001 | 0.16493 | 0.042019 | 2.7553e-05 | 1.7383e-05 | 0.24683 | 0.24683 | 0.24683 | 0.9951 | -0.092827 | 0.99528 | -0.089363 | 16.9525
54 | -0.32758 | -0.083667 | 0.32797 | 0.083917 | 0.00039056 | 0.00024905 | 0.49031 | 0.49031 | 0.49031 | 0.99528 | -0.089363 | 0.99658 | -0.064733 | 33.675
55 | 0.16264 | 0.041649 | -0.16263 | -0.041638 | 1.6581e-05 | 1.0457e-05 | 0.24348 | 0.24348 | 0.24348 | 0.99528 | -0.089363 | 0.99517 | -0.091468 | 16.7225
56 | -0.097786 | -0.02477 | 0.097953 | 0.024877 | 0.00016695 | 0.00010658 | 0.14682 | 0.14682 | 0.14682 | 0.99171 | -0.1579 | 0.99356 | -0.12242 | 40.3342
57 | 0.060221 | 0.015205 | -0.060129 | -0.015146 | 9.2847e-05 | 5.9039e-05 | 0.090825 | 0.090825 | 0.090825 | 0.98707 | -0.24763 | 0.98541 | -0.27987 | 24.9519
58 | -0.0060146 | -0.0015074 | 0.0060148 | 0.0015074 | 1.2136e-07 | 2.6003e-08 | 0.0090073 | 0.0090073 | 0.0090073 | 0.99363 | -0.12086 | 0.99365 | -0.12043 | 2.4745
59 | 0.15117 | 0.038682 | -0.1511 | -0.038643 | 6.2337e-05 | 3.9226e-05 | 0.22666 | 0.22666 | 0.22666 | 0.99365 | -0.12043 | 0.9932 | -0.12896 | 15.5672
60 | -0.15718 | -0.040189 | 0.1574 | 0.040328 | 0.00022061 | 0.00013899 | 0.23567 | 0.23566 | 0.23567 | 0.99365 | -0.12043 | 0.99517 | -0.091468 | 16.1858
61 | -0.33454 | -0.085563 | 0.33509 | 0.085915 | 0.00055272 | 0.00035251 | 0.50011 | 0.50011 | 0.50011 | 0.99658 | -0.064733 | 0.99838 | -0.030654 | 34.3485
62 | 0.0065681 | 0.0016462 | -0.0065671 | -0.0016459 | 1.0784e-06 | 3.0066e-07 | 0.009807 | 0.0098072 | 0.0098072 | 0.99658 | -0.064733 | 0.9964 | -0.068179 | 2.6943
63 | 0.05697 | 0.014355 | -0.05695 | -0.014342 | 1.9408e-05 | 1.2332e-05 | 0.086055 | 0.086055 | 0.086055 | 0.98541 | -0.27987 | 0.98504 | -0.28699 | 23.6414
64 | -0.10168 | -0.02581 | 0.10183 | 0.025908 | 0.0001536 | 9.8076e-05 | 0.15239 | 0.15239 | 0.15239 | 0.99356 | -0.12242 | 0.9952 | -0.091072 | 41.8663
65 | 0.0059593 | 0.0014935 | -0.005959 | -0.0014935 | 2.6561e-07 | 6.2744e-08 | 0.0090851 | 0.0090852 | 0.0090852 | 0.97605 | -0.46187 | 0.976 | -0.46281 | 2.4959
66 | -0.01364 | -0.0034186 | 0.013645 | 0.0034209 | 4.0825e-06 | 2.298e-06 | 0.020795 | 0.020795 | 0.020795 | 0.97605 | -0.46187 | 0.97637 | -0.45559 | 5.713
67 | -0.02675 | -0.0067061 | 0.026759 | 0.0067117 | 8.9461e-06 | 5.546e-06 | 0.040768 | 0.040768 | 0.040768 | 0.97637 | -0.45559 | 0.97672 | -0.44857 | 11.2
68 | 0.013105 | 0.0032852 | -0.013102 | -0.0032838 | 2.583e-06 | 1.4372e-06 | 0.019973 | 0.019973 | 0.019973 | 0.97637 | -0.45559 | 0.97616 | -0.45973 | 5.4871
69 | -0.032342 | -0.0081109 | 0.032361 | 0.0081231 | 1.9511e-05 | 1.2219e-05 | 0.049274 | 0.049273 | 0.049274 | 0.97672 | -0.44857 | 0.97737 | -0.43592 | 13.5367
70 | 0.0091523 | 0.0022938 | -0.0091522 | -0.0022938 | 4.1277e-08 | 1.9348e-08 | 0.013951 | 0.013951 | 0.013951 | 0.97616 | -0.45973 | 0.97615 | -0.45982 | 3.8328
71 | -0.032361 | -0.0081231 | 0.03237 | 0.0081287 | 8.8997e-06 | 5.5733e-06 | 0.049273 | 0.049273 | 0.049273 | 0.97737 | -0.43592 | 0.97766 | -0.43016 | 13.5367
72 | -0.0021336 | -0.00053473 | 0.0021337 | 0.00053453 | 7.8055e-08 | -2.0125e-07 | 0.0032354 | 0.0032354 | 0.0032354 | 0.98127 | -0.35842 | 0.98131 | -0.35765 | 0.88886
73 | -0.0085543 | -0.0021435 | 0.0085554 | 0.002144 | 1.0461e-06 | 4.6003e-07 | 0.012971 | 0.012971 | 0.012971 | 0.98131 | -0.35765 | 0.98144 | -0.35508 | 3.5635
74 | 0.0064206 | 0.001609 | -0.0064196 | -0.0016087 | 1.0766e-06 | 3.0644e-07 | 0.0097359 | 0.009736 | 0.009736 | 0.98131 | -0.35765 | 0.98113 | -0.36117 | 2.6747
75 | -0.0052624 | -0.0013189 | 0.0052628 | 0.0013189 | 3.996e-07 | 4.632e-08 | 0.0079988 | 0.0079988 | 0.0079988 | 0.97897 | -0.40562 | 0.97905 | -0.40402 | 2.1975
76 | -0.021766 | -0.0054551 | 0.021781 | 0.0054643 | 1.5081e-05 | 9.1896e-06 | 0.033081 | 0.033081 | 0.033081 | 0.97905 | -0.40402 | 0.97979 | -0.38949 | 9.0883
77 | 0.016503 | 0.0041361 | -0.016502 | -0.0041357 | 7.578e-07 | 4.446e-07 | 0.025083 | 0.025083 | 0.025083 | 0.97905 | -0.40402 | 0.979 | -0.40499 | 6.8908
78 | -0.021781 | -0.0054643 | 0.021806 | 0.0054793 | 2.4666e-05 | 1.5028e-05 | 0.033081 | 0.033081 | 0.033081 | 0.97979 | -0.38949 | 0.981 | -0.36576 | 9.0882
79 | 0.0086042 | 0.0021564 | -0.0086031 | -0.0021559 | 1.0396e-06 | 4.6155e-07 | 0.013078 | 0.013078 | 0.013078 | 0.979 | -0.40499 | 0.97887 | -0.40752 | 3.5928
80 | 0.0078983 | 0.0019793 | -0.0078976 | -0.0019791 | 6.1349e-07 | 2.4991e-07 | 0.012005 | 0.012005 | 0.012005 | 0.979 | -0.40499 | 0.97891 | -0.40662 | 3.298
81 | -0.021806 | -0.0054793 | 0.021813 | 0.0054836 | 7.0803e-06 | 4.3135e-06 | 0.033081 | 0.033081 | 0.033081 | 0.981 | -0.36576 | 0.98135 | -0.35896 | 9.0882
82 | 0.0044125 | 0.0011056 | -0.0044118 | -0.0011057 | 6.9505e-07 | -7.2943e-08 | 0.0067075 | 0.0067076 | 0.0067076 | 0.97887 | -0.40752 | 0.9787 | -0.41083 | 1.8428
83 | 0.0036613 | 0.00091736 | -0.003661 | -0.00091752 | 3.7452e-07 | -1.6562e-07 | 0.0055654 | 0.0055655 | 0.0055655 | 0.97891 | -0.40662 | 0.97881 | -0.40876 | 1.529
84 | -0.028182 | -0.0070798 | 0.028184 | 0.0070812 | 2.3048e-06 | 1.4325e-06 | 0.042738 | 0.042738 | 0.042738 | 0.98135 | -0.35896 | 0.98143 | -0.35725 | 11.7412
85 | 0.1277 | 0.03277 | -0.12769 | -0.032761 | 1.3818e-05 | 8.6355e-06 | 0.1916 | 0.1916 | 0.1916 | 0.9932 | -0.12896 | 0.99308 | -0.13119 | 13.1592
86 | 0.023401 | 0.0058726 | -0.023395 | -0.005869 | 5.8375e-06 | 3.5722e-06 | 0.035062 | 0.035062 | 0.035062 | 0.9932 | -0.12896 | 0.99293 | -0.13419 | 9.6323
87 | -0.44026 | -0.11278 | 0.44092 | 0.1132 | 0.00065499 | 0.00041834 | 0.65704 | 0.65704 | 0.65704 | 0.99838 | -0.030654 | 1 | 0 | 45.1267
88 | 0.10517 | 0.026863 | -0.10495 | -0.026724 | 0.00021748 | 0.00013888 | 0.15693 | 0.15693 | 0.15693 | 0.99838 | -0.030654 | 0.99612 | -0.073525 | 43.1128
89 | 0.12769 | 0.032761 | -0.1275 | -0.032642 | 0.00018696 | 0.00011896 | 0.1916 | 0.1916 | 0.1916 | 0.99308 | -0.13119 | 0.9915 | -0.16141 | 26.3183
90 | 0.020451 | 0.0051314 | -0.020444 | -0.005127 | 7.2473e-06 | 4.3723e-06 | 0.030651 | 0.030651 | 0.030651 | 0.99293 | -0.13419 | 0.99255 | -0.14162 | 8.4205
91 | 0.15074 | 0.038723 | -0.15054 | -0.038593 | 0.00020462 | 0.00013039 | 0.22464 | 0.22464 | 0.22464 | 1 | 0 | 0.99852 | -0.027993 | 30.8578
92 | 0.10192 | 0.025963 | -0.10183 | -0.025908 | 8.6197e-05 | 5.5037e-05 | 0.15239 | 0.15239 | 0.15239 | 0.99612 | -0.073525 | 0.9952 | -0.091072 | 41.8663
93 | 0.12381 | 0.031717 | -0.1236 | -0.031586 | 0.00020501 | 0.000131 | 0.18605 | 0.18605 | 0.18605 | 0.9915 | -0.16141 | 0.9897 | -0.19565 | 51.1136
94 | 0.0036943 | 0.00092586 | -0.0036943 | -0.00092588 | 2.6265e-08 | -1.2576e-08 | 0.0055443 | 0.0055444 | 0.0055444 | 0.9915 | -0.16141 | 0.99149 | -0.16156 | 1.5232
95 | 0.1236 | 0.031586 | -0.12338 | -0.031443 | 0.0002223 | 0.00014206 | 0.18605 | 0.18605 | 0.18605 | 0.9897 | -0.19565 | 0.98776 | -0.23291 | 51.1136
96 | 0.12186 | 0.031062 | -0.12122 | -0.030653 | 0.00064086 | 0.0004095 | 0.18376 | 0.18376 | 0.18376 | 0.98776 | -0.23291 | 0.98209 | -0.3425 | 50.4843
97 | -0.01046 | -0.0026221 | 0.010461 | 0.0026225 | 7.9165e-07 | 3.9599e-07 | 0.015692 | 0.015692 | 0.015692 | 0.99188 | -0.15446 | 0.99197 | -0.15287 | 4.311
98 | 0.01046 | 0.0026221 | -0.010458 | -0.002621 | 2.1721e-06 | 1.0866e-06 | 0.015692 | 0.015692 | 0.015692 | 0.99188 | -0.15446 | 0.99166 | -0.15882 | 4.3111
99 | -0.010461 | -0.0026225 | 0.010462 | 0.0026229 | 7.9945e-07 | 3.9987e-07 | 0.015692 | 0.015692 | 0.015692 | 0.99197 | -0.15287 | 0.99205 | -0.15127 | 4.311
100 | 0.017216 | 0.004318 | -0.017211 | -0.0043148 | 5.3842e-06 | 3.1675e-06 | 0.025812 | 0.025812 | 0.025812 | 0.99255 | -0.14162 | 0.99221 | -0.14819 | 7.0911
101 | 0.14086 | 0.036167 | -0.1405 | -0.035935 | 0.00036281 | 0.00023191 | 0.21022 | 0.21022 | 0.21022 | 0.99852 | -0.027993 | 0.99571 | -0.081201 | 57.7528
102 | 0.1405 | 0.035935 | -0.14024 | -0.03577 | 0.00025843 | 0.0001652 | 0.21022 | 0.21022 | 0.21022 | 0.99571 | -0.081201 | 0.99371 | -0.11929 | 57.7528
103 | 0.12826 | 0.032767 | -0.12798 | -0.03259 | 0.00027788 | 0.00017759 | 0.19228 | 0.19228 | 0.19228 | 0.99371 | -0.11929 | 0.99136 | -0.1642 | 52.8244
104 | 0.12798 | 0.03259 | -0.12787 | -0.032518 | 0.00011286 | 7.2123e-05 | 0.19228 | 0.19228 | 0.19228 | 0.99136 | -0.1642 | 0.9904 | -0.1825 | 52.8244
105 | 0.12787 | 0.032518 | -0.12732 | -0.032169 | 0.00054505 | 0.00034833 | 0.19228 | 0.19228 | 0.19228 | 0.9904 | -0.1825 | 0.98579 | -0.27139 | 52.8245
106 | 0.11751 | 0.02971 | -0.11732 | -0.029591 | 0.00018595 | 0.00011881 | 0.17747 | 0.17747 | 0.17747 | 0.98579 | -0.27139 | 0.98409 | -0.30444 | 48.7557
107 | 0.05695 | 0.014342 | -0.056924 | -0.014325 | 2.6565e-05 | 1.688e-05 | 0.086055 | 0.086055 | 0.086055 | 0.98504 | -0.28699 | 0.98454 | -0.29675 | 23.6414
108 | 0.013626 | 0.0034172 | -0.01362 | -0.0034134 | 6.6397e-06 | 3.7189e-06 | 0.020596 | 0.020596 | 0.020596 | 0.98454 | -0.29675 | 0.98401 | -0.30698 | 5.6582
109 | 0.043297 | 0.010908 | -0.043246 | -0.010876 | 5.0958e-05 | 3.221e-05 | 0.065459 | 0.065459 | 0.065459 | 0.98454 | -0.29675 | 0.98327 | -0.32139 | 17.9833
110 | 0.015014 | 0.0037647 | -0.015008 | -0.0037613 | 5.8491e-06 | 3.3604e-06 | 0.022721 | 0.022722 | 0.022722 | 0.98327 | -0.32139 | 0.98285 | -0.32957 | 6.2422
111 | 0.028232 | 0.0071113 | -0.028184 | -0.0070812 | 4.8327e-05 | 3.0036e-05 | 0.042738 | 0.042738 | 0.042738 | 0.98327 | -0.32139 | 0.98143 | -0.35725 | 11.7412
112 | -0.011495 | -0.0028819 | 0.011497 | 0.0028828 | 1.6899e-06 | 8.858e-07 | 0.017243 | 0.017243 | 0.017243 | 0.99205 | -0.15127 | 0.99221 | -0.14819 | 4.737
113 | 0.068154 | 0.017171 | -0.068057 | -0.017109 | 9.6932e-05 | 6.1731e-05 | 0.10338 | 0.10338 | 0.10338 | 0.98133 | -0.35808 | 0.97981 | -0.38786 | 28.4
114 | -0.078791 | -0.019837 | 0.078993 | 0.019966 | 0.00020261 | 0.00012919 | 0.1195 | 0.1195 | 0.1195 | 0.98133 | -0.35808 | 0.98409 | -0.30444 | 32.8308
115 | 0.010637 | 0.0026663 | -0.010634 | -0.0026652 | 2.2246e-06 | 1.1357e-06 | 0.016129 | 0.016129 | 0.016129 | 0.98133 | -0.35808 | 0.98111 | -0.36247 | 4.431
116 | 0.055849 | 0.014049 | -0.055807 | -0.014022 | 4.2847e-05 | 2.7223e-05 | 0.084836 | 0.084836 | 0.084836 | 0.97981 | -0.38786 | 0.97899 | -0.40394 | 23.3066
117 | 0.038331 | 0.0096253 | -0.038283 | -0.0095945 | 4.8783e-05 | 3.073e-05 | 0.057967 | 0.057967 | 0.057967 | 0.98409 | -0.30444 | 0.98272 | -0.33115 | 15.9249
118 | 0.10603 | 0.026845 | -0.106 | -0.026826 | 2.8846e-05 | 1.8424e-05 | 0.16074 | 0.16074 | 0.16074 | 0.98209 | -0.3425 | 0.98179 | -0.34816 | 44.1606
119 | 0.015192 | 0.0038083 | -0.015191 | -0.0038078 | 9.4657e-07 | 5.4553e-07 | 0.023018 | 0.023018 | 0.023018 | 0.98209 | -0.3425 | 0.98202 | -0.3438 | 6.3237
120 | 0.039243 | 0.0098658 | -0.039228 | -0.0098566 | 1.4576e-05 | 9.1913e-06 | 0.059658 | 0.059658 | 0.059658 | 0.97899 | -0.40394 | 0.97859 | -0.41172 | 16.3897
121 | 0.016564 | 0.0041564 | -0.016553 | -0.0041501 | 1.073e-05 | 6.3002e-06 | 0.025178 | 0.025178 | 0.025178 | 0.97899 | -0.40394 | 0.9783 | -0.41753 | 6.917
122 | 0.016553 | 0.0041501 | -0.016549 | -0.0041476 | 4.1543e-06 | 2.4394e-06 | 0.025178 | 0.025178 | 0.025178 | 0.9783 | -0.41753 | 0.97803 | -0.4228 | 6.9171
123 | 0.006938 | 0.0017389 | -0.0069367 | -0.0017385 | 1.2732e-06 | 4.3256e-07 | 0.010556 | 0.010556 | 0.010556 | 0.97803 | -0.4228 | 0.97783 | -0.42665 | 2.9
124 | 0.039228 | 0.0098566 | -0.039179 | -0.0098256 | 4.9141e-05 | 3.0988e-05 | 0.059658 | 0.059659 | 0.059659 | 0.97859 | -0.41172 | 0.97725 | -0.438 | 16.3897
125 | -0.015781 | -0.0039551 | 0.01579 | 0.0039605 | 9.199e-06 | 5.3575e-06 | 0.024061 | 0.024061 | 0.024061 | 0.97596 | -0.46353 | 0.97658 | -0.4513 | 6.6101
126 | -0.01579 | -0.0039605 | 0.0158 | 0.0039663 | 1.0021e-05 | 5.8353e-06 | 0.024061 | 0.024061 | 0.024061 | 0.97658 | -0.4513 | 0.97725 | -0.438 | 6.6101
127 | 0.0052398 | 0.001313 | -0.0052381 | -0.0013128 | 1.6953e-06 | 1.8128e-07 | 0.0079467 | 0.0079471 | 0.0079471 | 0.98113 | -0.36117 | 0.98079 | -0.36796 | 2.1833
128 | -0.0096637 | -0.0024217 | 0.0096651 | 0.0024224 | 1.3094e-06 | 6.3243e-07 | 0.014652 | 0.014652 | 0.014652 | 0.98144 | -0.35508 | 0.98159 | -0.35224 | 4.0252
129 | -0.0096651 | -0.0024224 | 0.0096689 | 0.0024242 | 3.8843e-06 | 1.8757e-06 | 0.014652 | 0.014651 | 0.014652 | 0.98159 | -0.35224 | 0.98202 | -0.3438 | 4.0251
130 | 0.0029213 | 0.00073194 | -0.0029212 | -0.00073212 | 1.6434e-07 | -1.7776e-07 | 0.0044265 | 0.0044266 | 0.0044266 | 0.98202 | -0.3438 | 0.98196 | -0.34498 | 1.2161
131 | 0.0026006 | 0.00065158 | -0.0026005 | -0.00065175 | 1.0636e-07 | -1.6301e-07 | 0.0039405 | 0.0039406 | 0.0039406 | 0.98202 | -0.3438 | 0.98198 | -0.34466 | 1.0826
132 | 0.098945 | 0.025059 | -0.098683 | -0.024891 | 0.00026216 | 0.00016739 | 0.15006 | 0.15006 | 0.15006 | 0.98179 | -0.34816 | 0.97895 | -0.4035 | 41.2243
133 | 0.0070523 | 0.0017674 | -0.0070518 | -0.0017672 | 5.145e-07 | 1.7742e-07 | 0.010689 | 0.010689 | 0.010689 | 0.98179 | -0.34816 | 0.98172 | -0.3497 | 2.9364
134 | 0.095209 | 0.024021 | -0.09495 | -0.023856 | 0.00025908 | 0.0001654 | 0.14478 | 0.14478 | 0.14478 | 0.97895 | -0.4035 | 0.97605 | -0.4605 | 39.7737
135 | 0.0034739 | 0.00087044 | -0.0034736 | -0.00087057 | 2.3797e-07 | -1.3384e-07 | 0.0052802 | 0.0052803 | 0.0052803 | 0.97895 | -0.4035 | 0.97888 | -0.40493 | 1.4506
136 | 0.00455 | 0.0011402 | -0.0045496 | -0.0011402 | 3.7375e-07 | -2.5733e-08 | 0.0068965 | 0.0068965 | 0.0068965 | 0.98172 | -0.3497 | 0.98163 | -0.35142 | 1.8947
137 | 0.029598 | 0.0074239 | -0.029583 | -0.0074141 | 1.5688e-05 | 9.7837e-06 | 0.045126 | 0.045126 | 0.045126 | 0.97605 | -0.4605 | 0.97548 | -0.47162 | 12.3972
138 | 0.065352 | 0.016432 | -0.065252 | -0.016368 | 0.00010006 | 6.3702e-05 | 0.09965 | 0.099651 | 0.099651 | 0.97605 | -0.4605 | 0.97441 | -0.49261 | 27.3765
139 | 0.026866 | 0.0067475 | -0.026828 | -0.0067236 | 3.8467e-05 | 2.3861e-05 | 0.041032 | 0.041032 | 0.041032 | 0.97441 | -0.49261 | 0.97289 | -0.52266 | 11.2726

## res_trafo
| p_hv_mw | q_hv_mvar | p_lv_mw | q_lv_mvar | pl_mw | ql_mvar | i_hv_ka | i_lv_ka | vm_hv_pu | va_hv_degree | vm_lv_pu | va_lv_degree | loading_percent
0 | -1.2729e-15 | -1.3162e-15 | 0.00165 | 1.2699e-07 | 0.00165 | 1.2699e-07 | 5.2857e-17 | 0.0023815 | 0.99998 | 149.9956 | 1 | 0 | 0.2619

## res_ext_grid
| p_mw | q_mvar
0 | 0.59714 | 0.15288

## res_load
| p_mw | q_mvar
0 | 0.0051967 | 0.0013024
1 | 0.0050994 | 0.001278
2 | 0.0050985 | 0.0012778
3 | 0.0053438 | 0.0013393
4 | 0.017283 | 0.0043314
5 | 0.0051967 | 0.0013024
6 | 0.017135 | 0.0042945
7 | 0.002781 | 0.00069699
8 | 0.0073677 | 0.0018465
9 | 0.0070733 | 0.0017727
10 | 0.0011618 | 0.00029118
11 | 0.0075476 | 0.0018916
12 | 0.0065304 | 0.0016367
13 | 0.0090605 | 0.0022708
14 | 0.0076285 | 0.0019119
15 | 0.0024926 | 0.00062471
16 | 0.00022654 | 5.6775e-05
17 | 0.003851 | 0.00096515
18 | 0.00080177 | 0.00020094
19 | 0.0008183 | 0.00020508
20 | 0.00043902 | 0.00011003
21 | 0.012546 | 0.0031444
22 | 0.0011714 | 0.00029359
23 | 0.00015765 | 3.951e-05
24 | 0.0066656 | 0.0016706
25 | 0.0086187 | 0.00216
26 | 0.00041439 | 0.00010386
27 | 0.00043261 | 0.00010842
28 | 0.000208 | 5.2129e-05
29 | 0.017237 | 0.0043201
30 | 0.00020416 | 5.1168e-05
31 | 0.0060146 | 0.0015074
32 | 0.0052272 | 0.0013101
33 | 0.003159 | 0.00079172
34 | 0.0037238 | 0.00093328
35 | 0.0065671 | 0.0016459
36 | 0.0076812 | 0.0019251
37 | 0.005959 | 0.0014935
38 | 0.005583 | 0.0013992
39 | 0.0039502 | 0.00099002
40 | 0.0091522 | 0.0022938
41 | 0.0022032 | 0.00055217
42 | 0.0021336 | 0.00053473
43 | 0.0052624 | 0.0013189
44 | 0.0041907 | 0.0010503
45 | 0.0042363 | 0.0010617
46 | 0.0044118 | 0.0011057
47 | 0.003661 | 0.00091752
48 | 0.006369 | 0.0015962
49 | 0.0029434 | 0.00073768
50 | 0.003829 | 0.00095963
51 | 0.0030375 | 0.00076126
52 | 0.0036943 | 0.00092588
53 | 0.0015206 | 0.0003811
54 | 0.010458 | 0.002621
55 | 0.0032278 | 0.00080897
56 | 0.0096796 | 0.0024259
57 | 0.01198 | 0.0030026
58 | 0.0098118 | 0.0024591
59 | 0.01362 | 0.0034134
60 | 0.015008 | 0.0037613
61 | 0.0010337 | 0.00025906
62 | 0.0057139 | 0.001432
63 | 0.012208 | 0.0030596
64 | 0.010634 | 0.0026652
65 | 0.038283 | 0.0095945
66 | 0.0096108 | 0.0024087
67 | 0.0069367 | 0.0017385
68 | 0.015781 | 0.0039551
69 | 0.023379 | 0.0058593
70 | 0.0011798 | 0.00029568
71 | 0.0052381 | 0.0013128
72 | 0.0011084 | 0.00027778
73 | 0.0026005 | 0.00065175
74 | 0.0029212 | 0.00073212
75 | 0.0025019 | 0.00062703
76 | 0.0034736 | 0.00087057
77 | 0.0045496 | 0.0011402
78 | 0.029583 | 0.0074141
79 | 0.038386 | 0.0096204
80 | 0.026828 | 0.0067236

## dtypes
| element | column | dtype
0 | bus | name | object
1 | bus | vn_kv | float64
2 | bus | type | object
3 | bus | zone | object
4 | bus | in_service | bool
5 | load | name | object
6 | load | bus | uint32
7 | load | p_mw | float64
8 | load | q_mvar | float64
9 | load | const_z_percent | float64
10 | load | const_i_percent | float64
11 | load | sn_mva | float64
12 | load | scaling | float64
13 | load | in_service | bool
14 | load | type | object
15 | ext_grid | name | object
16 | ext_grid | bus | uint32
17 | ext_grid | vm_pu | float64
18 | ext_grid | va_degree | float64
19 | ext_grid | slack_weight | float64
20 | ext_grid | in_service | bool
21 | line | name | object
22 | line | std_type | object
23 | line | from_bus | uint32
24 | line | to_bus | uint32
25 | line | length_km | float64
26 | line | r_ohm_per_km | float64
27 | line | x_ohm_per_km | float64
28 | line | c_nf_per_km | float64
29 | line | g_us_per_km | float64
30 | line | max_i_ka | float64
31 | line | df | float64
32 | line | parallel | uint32
33 | line | type | object
34 | line | in_service | bool
35 | trafo | name | object
36 | trafo | std_type | object
37 | trafo | hv_bus | uint32
38 | trafo | lv_bus | uint32
39 | trafo | sn_mva | float64
40 | trafo | vn_hv_kv | float64
41 | trafo | vn_lv_kv | float64
42 | trafo | vk_percent | float64
43 | trafo | vkr_percent | float64
44 | trafo | pfe_kw | float64
45 | trafo | i0_percent | float64
46 | trafo | shift_degree | float64
47 | trafo | tap_side | object
48 | trafo | tap_neutral | int32
49 | trafo | tap_min | int32
50 | trafo | tap_max | int32
51 | trafo | tap_step_percent | float64
52 | trafo | tap_step_degree | float64
53 | trafo | tap_pos | int32
54 | trafo | tap_phase_shifter | bool
55 | trafo | parallel | uint32
56 | trafo | df | float64
57 | trafo | in_service | bool
58 | line_geodata | coords | object
59 | bus_geodata | x | float64
60 | bus_geodata | y | float64
61 | bus_geodata | coords | object
62 | res_bus | vm_pu | float64
63 | res_bus | va_degree | float64
64 | res_bus | p_mw | float64
65 | res_bus | q_mvar | float64
66 | res_line | p_from_mw | float64
67 | res_line | q_from_mvar | float64
68 | res_line | p_to_mw | float64
69 | res_line | q_to_mvar | float64
70 | res_line | pl_mw | float64
71 | res_line | ql_mvar | float64
72 | res_line | i_from_ka | float64
73 | res_line | i_to_ka | float64
74 | res_line | i_ka | float64
75 | res_line | vm_from_pu | float64
76 | res_line | va_from_degree | float64
77 | res_line | vm_to_pu | float64
78 | res_line | va_to_degree | float64
79 | res_line | loading_percent | float64
80 | res_trafo | p_hv_mw | float64
81 | res_trafo | q_hv_mvar | float64
82 | res_trafo | p_lv_mw | float64
83 | res_trafo | q_lv_mvar | float64
84 | res_trafo | pl_mw | float64
85 | res_trafo | ql_mvar | float64
86 | res_trafo | i_hv_ka | float64
87 | res_trafo | i_lv_ka | float64
88 | res_trafo | vm_hv_pu | float64
89 | res_trafo | va_hv_degree | float64
90 | res_trafo | vm_lv_pu | float64
91 | res_trafo | va_lv_degree | float64
92 | res_trafo | loading_percent | float64
93 | res_ext_grid | p_mw | float64
94 | res_ext_grid | q_mvar | float64
95 | res_load | p_mw | float64
96 | res_load | q_mvar | float64

## parameters
| version | format_version | converged | OPF_converged | name | f_hz | sn_mva
0 | 2.14.6 | 2.14.0 | TRUE | FALSE |  | 50 | 1