## bus
| name | vn_kv | type | zone | in_service
0 | bus_LV_2173-1_0_5_node_0 | 0.4 | n |  | TRUE
1 | bus_LV_2173-1_0_5_node_1 | 0.4 | n |  | TRUE
2 | bus_LV_2173-1_0_5_node_2 | 0.4 | n |  | TRUE
3 | bus_LV_2173-1_0_5_node_3 | 0.4 | n |  | TRUE
4 | bus_LV_2173-1_0_5_node_4 | 0.4 | n |  | TRUE
5 | bus_LV_2173-1_0_5_node_96 | 0.4 | n |  | TRUE
6 | bus_LV_2173-1_0_5_node_99 | 0.4 | n |  | TRUE
7 | bus_LV_2173-1_0_5_node_94 | 0.4 | n |  | TRUE
8 | bus_LV_2173-1_0_5_node_5 | 0.4 | n |  | TRUE
9 | bus_LV_2173-1_0_5_node_6 | 0.4 | n |  | TRUE
10 | bus_LV_2173-1_0_5_node_7 | 0.4 | n |  | TRUE
11 | bus_LV_2173-1_0_5_node_8 | 0.4 | n |  | TRUE
12 | bus_LV_2173-1_0_5_node_100 | 0.4 | n |  | TRUE
13 | bus_LV_2173-1_0_5_node_101 | 0.4 | n |  | TRUE
14 | bus_LV_2173-1_0_5_node_114 | 0.4 | n |  | TRUE
15 | bus_LV_2173-1_0_5_node_102 | 0.4 | n |  | TRUE
16 | bus_LV_2173-1_0_5_node_25 | 0.4 | n |  | TRUE
17 | bus_LV_2173-1_0_5_node_26 | 0.4 | n |  | TRUE
18 | bus_LV_2173-1_0_5_node_27 | 0.4 | n |  | TRUE
19 | bus_LV_2173-1_0_5_node_28 | 0.4 | n |  | TRUE
20 | bus_LV_2173-1_0_5_node_29 | 0.4 | n |  | TRUE
21 | bus_LV_2173-1_0_5_node_30 | 0.4 | n |  | TRUE
22 | bus_LV_2173-1_0_5_node_35 | 0.4 | n |  | TRUE
23 | bus_LV_2173-1_0_5_node_34 | 0.4 | n |  | TRUE
24 | bus_LV_2173-1_0_5_node_31 | 0.4 | n |  | TRUE
25 | bus_LV_2173-1_0_5_node_64 | 0.4 | n |  | TRUE
26 | bus_LV_2173-1_0_5_node_32 | 0.4 | n |  | TRUE
27 | bus_LV_2173-1_0_5_node_39 | 0.4 | n |  | TRUE
28 | bus_LV_2173-1_0_5_node_47 | 0.4 | n |  | TRUE
29 | bus_LV_2173-1_0_5_node_37 | 0.4 | n |  | TRUE
30 | bus_LV_2173-1_0_5_node_33 | 0.4 | n |  | TRUE
31 | bus_LV_2173-1_0_5_node_48 | 0.4 | n |  | TRUE
32 | bus_LV_2173-1_0_5_node_49 | 0.4 | n |  | TRUE
33 | bus_LV_2173-1_0_5_node_50 | 0.4 | n |  | TRUE
34 | bus_LV_2173-1_0_5_node_51 | 0.4 | n |  | TRUE
35 | bus_LV_2173-1_0_5_node_52 | 0.4 | n |  | TRUE
36 | bus_LV_2173-1_0_5_node_36 | 0.4 | n |  | TRUE
37 | bus_LV_2173-1_0_5_node_38 | 0.4 | n |  | TRUE
38 | bus_LV_2173-1_0_5_node_40 | 0.4 | n |  | TRUE
39 | bus_LV_2173-1_0_5_node_45 | 0.4 | n |  | TRUE
40 | bus_LV_2173-1_0_5_node_46 | 0.4 | n |  | TRUE
41 | bus_LV_2173-1_0_5_node_43 | 0.4 | n |  | TRUE
42 | bus_LV_2173-1_0_5_node_41 | 0.4 | n |  | TRUE
43 | bus_LV_2173-1_0_5_node_42 | 0.4 | n |  | TRUE
44 | bus_LV_2173-1_0_5_node_44 | 0.4 | n |  | TRUE
45 | bus_LV_2173-1_0_5_node_57 | 0.4 | n |  | TRUE
46 | bus_LV_2173-1_0_5_node_58 | 0.4 | n |  | TRUE
47 | bus_LV_2173-1_0_5_node_56 | 0.4 | n |  | TRUE
48 | bus_LV_2173-1_0_5_node_59 | 0.4 | n |  | TRUE
49 | bus_LV_2173-1_0_5_node_60 | 0.4 | n |  | TRUE
50 | bus_LV_2173-1_0_5_node_95 | 0.4 | n |  | TRUE
51 | bus_LV_2173-1_0_5_node_65 | 0.4 | n |  | TRUE
52 | bus_LV_2173-1_0_5_node_55 | 0.4 | n |  | TRUE
53 | bus_LV_2173-1_0_5_node_89 | 0.4 | n |  | TRUE
54 | bus_LV_2173-1_0_5_node_90 | 0.4 | n |  | TRUE
55 | bus_LV_2173-1_0_5_node_61 | 0.4 | n |  | TRUE
56 | bus_LV_2173-1_0_5_node_62 | 0.4 | n |  | TRUE
57 | bus_LV_2173-1_0_5_node_63 | 0.4 | n |  | TRUE
58 | bus_LV_2173-1_0_5_node_147 | 0.4 | n |  | TRUE
59 | bus_LV_2173-1_0_5_node_148 | 0.4 | n |  | TRUE
60 | bus_LV_2173-1_0_5_node_66 | 0.4 | n |  | TRUE
61 | bus_LV_2173-1_0_5_node_67 | 0.4 | n |  | TRUE
62 | bus_LV_2173-1_0_5_node_68 | 0.4 | n |  | TRUE
63 | bus_LV_2173-1_0_5_node_69 | 0.4 | n |  | TRUE
64 | bus_LV_2173-1_0_5_node_70 | 0.4 | n |  | TRUE
65 | bus_LV_2173-1_0_5_node_98 | 0.4 | n |  | TRUE
66 | bus_LV_2173-1_0_5_node_72 | 0.4 | n |  | TRUE
67 | bus_LV_2173-1_0_5_node_71 | 0.4 | n |  | TRUE
68 | bus_LV_2173-1_0_5_node_78 | 0.4 | n |  | TRUE
69 | bus_LV_2173-1_0_5_node_97 | 0.4 | n |  | TRUE
70 | bus_LV_2173-1_0_5_node_103 | 0.4 | n |  | TRUE
71 | bus_LV_2173-1_0_5_node_79 | 0.4 | n |  | TRUE
72 | bus_LV_2173-1_0_5_node_76 | 0.4 | n |  | TRUE
73 | bus_LV_2173-1_0_5_node_73 | 0.4 | n |  | TRUE
74 | bus_LV_2173-1_0_5_node_74 | 0.4 | n |  | TRUE
75 | bus_LV_2173-1_0_5_node_75 | 0.4 | n |  | TRUE
76 | bus_LV_2173-1_0_5_node_77 | 0.4 | n |  | TRUE
77 | bus_LV_2173-1_0_5_node_104 | 0.4 | n |  | TRUE
78 | bus_LV_2173-1_0_5_node_105 | 0.4 | n |  | TRUE
79 | bus_LV_2173-1_0_5_node_106 | 0.4 | n |  | TRUE
80 | bus_LV_2173-1_0_5_node_107 | 0.4 | n |  | TRUE
81 | bus_LV_2173-1_0_5_node_83 | 0.4 | n |  | TRUE
82 | bus_LV_2173-1_0_5_node_80 | 0.4 | n |  | TRUE
83 | bus_LV_2173-1_0_5_node_86 | 0.4 | n |  | TRUE
84 | bus_LV_2173-1_0_5_node_81 | 0.4 | n |  | TRUE
85 | bus_LV_2173-1_0_5_node_82 | 0.4 | n |  | TRUE
86 | bus_LV_2173-1_0_5_node_84 | 0.4 | n |  | TRUE
87 | bus_LV_2173-1_0_5_node_85 | 0.4 | n |  | TRUE
88 | bus_LV_2173-1_0_5_node_91 | 0.4 | n |  | TRUE
89 | bus_LV_2173-1_0_5_node_87 | 0.4 | n |  | TRUE
90 | bus_LV_2173-1_0_5_node_88 | 0.4 | n |  | TRUE
91 | bus_LV_2173-1_0_5_node_92 | 0.4 | n |  | TRUE
92 | bus_LV_2173-1_0_5_node_93 | 0.4 | n |  | TRUE
93 | bus_LV_2173-1_0_5_node_110 | 0.4 | n |  | TRUE
94 | bus_LV_2173-1_0_5_node_108 | 0.4 | n |  | TRUE
95 | bus_LV_2173-1_0_5_node_109 | 0.4 | n |  | TRUE
96 | bus_LV_2173-1_0_5_node_111 | 0.4 | n |  | TRUE
97 | bus_LV_2173-1_0_5_node_115 | 0.4 | n |  | TRUE
98 | bus_LV_2173-1_0_5_node_116 | 0.4 | n |  | TRUE
99 | bus_LV_2173-1_0_5_node_117 | 0.4 | n |  | TRUE
100 | bus_LV_2173-1_0_5_node_139 | 0.4 | n |  | TRUE
101 | bus_LV_2173-1_0_5_node_112 | 0.4 | n |  | TRUE
102 | bus_LV_2173-1_0_5_node_113 | 0.4 | n |  | TRUE
103 | bus_LV_2173-1_0_5_node_132 | 0.4 | n |  | TRUE
104 | bus_LV_2173-1_0_5_node_136 | 0.4 | n |  | TRUE
105 | bus_LV_2173-1_0_5_node_131 | 0.4 | n |  | TRUE
106 | bus_LV_2173-1_0_5_node_120 | 0.4 | n |  | TRUE
107 | bus_LV_2173-1_0_5_node_121 | 0.4 | n |  | TRUE
108 | bus_LV_2173-1_0_5_node_123 | 0.4 | n |  | TRUE
109 | bus_LV_2173-1_0_5_node_124 | 0.4 | n |  | TRUE
110 | bus_LV_2173-1_0_5_node_125 | 0.4 | n |  | TRUE
111 | bus_LV_2173-1_0_5_node_126 | 0.4 | n |  | TRUE
112 | bus_LV_2173-1_0_5_node_127 | 0.4 | n |  | TRUE
113 | bus_LV_2173-1_0_5_node_128 | 0.4 | n |  | TRUE
114 | bus_LV_2173-1_0_5_node_130 | 0.4 | n |  | TRUE
115 | bus_LV_2173-1_0_5_node_129 | 0.4 | n |  | TRUE
116 | bus_LV_2173-1_0_5_node_133 | 0.4 | n |  | TRUE
117 | bus_LV_2173-1_0_5_node_134 | 0.4 | n |  | TRUE
118 | bus_LV_2173-1_0_5_node_135 | 0.4 | n |  | TRUE
119 | bus_LV_2173-1_0_5_node_141 | 0.4 | n |  | TRUE
120 | bus_LV_2173-1_0_5_node_142 | 0.4 | n |  | TRUE
121 | bus_LV_2173-1_0_5_node_143 | 0.4 | n |  | TRUE
122 | bus_LV_2173-1_0_5_node_144 | 0.4 | n |  | TRUE
123 | bus_LV_2173-1_0_5_node_145 | 0.4 | n |  | TRUE
124 | bus_LV_2173-1_0_5_node_146 | 0.4 | n |  | TRUE
125 | bus_MV_27_2_node_232 | 20 | n |  | TRUE

## load
| name | bus | p_mw | q_mvar | const_z_percent | const_i_percent | sn_mva | scaling | in_service | type
0 | LV_2173-1_0_5_load_0 | 0 | 0.016773 | 0.0042037 | 0 | 0 |  | 1 | TRUE | wye
1 | LV_2173-1_0_5_load_1 | 1 | 0.0055314 | 0.0013863 | 0 | 0 |  | 1 | TRUE | wye
2 | LV_2173-1_0_5_load_3 | 3 | 0.012507 | 0.0031345 | 0 | 0 |  | 1 | TRUE | wye
3 | LV_2173-1_0_5_load_4 | 4 | 0.0042227 | 0.0010583 | 0 | 0 |  | 1 | TRUE | wye
4 | LV_2173-1_0_5_load_96 | 5 | 0.0014396 | 0.00036079 | 0 | 0 |  | 1 | TRUE | wye
5 | LV_2173-1_0_5_load_94 | 7 | 0.0016254 | 0.00040736 | 0 | 0 |  | 1 | TRUE | wye
6 | LV_2173-1_0_5_load_5 | 8 | 0.016541 | 0.0041457 | 0 | 0 |  | 1 | TRUE | wye
7 | LV_2173-1_0_5_load_8 | 11 | 0.0013469 | 0.00033758 | 0 | 0 |  | 1 | TRUE | wye
8 | LV_2173-1_0_5_load_100 | 12 | 0.0034949 | 0.00087591 | 0 | 0 |  | 1 | TRUE | wye
9 | LV_2173-1_0_5_load_101 | 13 | 0.0035945 | 0.00090087 | 0 | 0 |  | 1 | TRUE | wye
10 | LV_2173-1_0_5_load_114 | 14 | 0.0031764 | 0.00079607 | 0 | 0 |  | 1 | TRUE | wye
11 | LV_2173-1_0_5_load_102 | 15 | 0.00097084 | 0.00024332 | 0 | 0 |  | 1 | TRUE | wye
12 | LV_2173-1_0_5_load_25 | 16 | 0.0074468 | 0.0018664 | 0 | 0 |  | 1 | TRUE | wye
13 | LV_2173-1_0_5_load_26 | 17 | 0.0050021 | 0.0012537 | 0 | 0 |  | 1 | TRUE | wye
14 | LV_2173-1_0_5_load_30 | 21 | 0.00068439 | 0.00017152 | 0 | 0 |  | 1 | TRUE | wye
15 | LV_2173-1_0_5_load_35 | 22 | 0.0049007 | 0.0012282 | 0 | 0 |  | 1 | TRUE | wye
16 | LV_2173-1_0_5_load_34 | 23 | 0.0018314 | 0.00045898 | 0 | 0 |  | 1 | TRUE | wye
17 | LV_2173-1_0_5_load_31 | 24 | 0.0050985 | 0.0012778 | 0 | 0 |  | 1 | TRUE | wye
18 | LV_2173-1_0_5_load_64 | 25 | 0.0049582 | 0.0012426 | 0 | 0 |  | 1 | TRUE | wye
19 | LV_2173-1_0_5_load_32 | 26 | 0.0077321 | 0.0019379 | 0 | 0 |  | 1 | TRUE | wye
20 | LV_2173-1_0_5_load_47 | 28 | 0.0019938 | 0.0004997 | 0 | 0 |  | 1 | TRUE | wye
21 | LV_2173-1_0_5_load_37 | 29 | 0.0020735 | 0.00051966 | 0 | 0 |  | 1 | TRUE | wye
22 | LV_2173-1_0_5_load_33 | 30 | 0.0018754 | 0.00047001 | 0 | 0 |  | 1 | TRUE | wye
23 | LV_2173-1_0_5_load_50 | 33 | 0.0022932 | 0.00057474 | 0 | 0 |  | 1 | TRUE | wye
24 | LV_2173-1_0_5_load_51 | 34 | 0.0023588 | 0.00059118 | 0 | 0 |  | 1 | TRUE | wye
25 | LV_2173-1_0_5_load_52 | 35 | 0.0034435 | 0.00086302 | 0 | 0 |  | 1 | TRUE | wye
26 | LV_2173-1_0_5_load_36 | 36 | 0.0056402 | 0.0014136 | 0 | 0 |  | 1 | TRUE | wye
27 | LV_2173-1_0_5_load_38 | 37 | 0.0012558 | 0.00031472 | 0 | 0 |  | 1 | TRUE | wye
28 | LV_2173-1_0_5_load_40 | 38 | 0.00085271 | 0.00021371 | 0 | 0 |  | 1 | TRUE | wye
29 | LV_2173-1_0_5_load_46 | 40 | 0.0010096 | 0.00025302 | 0 | 0 |  | 1 | TRUE | wye
30 | LV_2173-1_0_5_load_43 | 41 | 0.0037489 | 0.00093957 | 0 | 0 |  | 1 | TRUE | wye
31 | LV_2173-1_0_5_load_41 | 42 | 0.0014379 | 0.00036038 | 0 | 0 |  | 1 | TRUE | wye
32 | LV_2173-1_0_5_load_44 | 44 | 0.0018545 | 0.00046479 | 0 | 0 |  | 1 | TRUE | wye
33 | LV_2173-1_0_5_load_58 | 46 | 0.0020129 | 0.00050447 | 0 | 0 |  | 1 | TRUE | wye
34 | LV_2173-1_0_5_load_56 | 47 | 0.0048378 | 0.0012125 | 0 | 0 |  | 1 | TRUE | wye
35 | LV_2173-1_0_5_load_59 | 48 | 0.0010191 | 0.00025541 | 0 | 0 |  | 1 | TRUE | wye
36 | LV_2173-1_0_5_load_60 | 49 | 0.0014064 | 0.00035248 | 0 | 0 |  | 1 | TRUE | wye
37 | LV_2173-1_0_5_load_95 | 50 | 0.0026508 | 0.00066436 | 0 | 0 |  | 1 | TRUE | wye
38 | LV_2173-1_0_5_load_65 | 51 | 0.00075826 | 0.00019004 | 0 | 0 |  | 1 | TRUE | wye
39 | LV_2173-1_0_5_load_55 | 52 | 0.0021705 | 0.00054398 | 0 | 0 |  | 1 | TRUE | wye
40 | LV_2173-1_0_5_load_89 | 53 | 0.00059234 | 0.00014846 | 0 | 0 |  | 1 | TRUE | wye
41 | LV_2173-1_0_5_load_90 | 54 | 0.00081657 | 0.00020465 | 0 | 0 |  | 1 | TRUE | wye
42 | LV_2173-1_0_5_load_61 | 55 | 0.0047871 | 0.0011998 | 0 | 0 |  | 1 | TRUE | wye
43 | LV_2173-1_0_5_load_62 | 56 | 0.0010045 | 0.00025175 | 0 | 0 |  | 1 | TRUE | wye
44 | LV_2173-1_0_5_load_148 | 59 | 0.0014534 | 0.00036426 | 0 | 0 |  | 1 | TRUE | wye
45 | LV_2173-1_0_5_load_66 | 60 | 0.0012001 | 0.00030078 | 0 | 0 |  | 1 | TRUE | wye
46 | LV_2173-1_0_5_load_67 | 61 | 0.0027626 | 0.00069237 | 0 | 0 |  | 1 | TRUE | wye
47 | LV_2173-1_0_5_load_68 | 62 | 0.0033054 | 0.00082841 | 0 | 0 |  | 1 | TRUE | wye
48 | LV_2173-1_0_5_load_69 | 63 | 0.00087738 | 0.00021989 | 0 | 0 |  | 1 | TRUE | wye
49 | LV_2173-1_0_5_load_70 | 64 | 0.00085253 | 0.00021367 | 0 | 0 |  | 1 | TRUE | wye
50 | LV_2173-1_0_5_load_98 | 65 | 0.00087039 | 0.00021814 | 0 | 0 |  | 1 | TRUE | wye
51 | LV_2173-1_0_5_load_72 | 66 | 0.0038396 | 0.00096231 | 0 | 0 |  | 1 | TRUE | wye
52 | LV_2173-1_0_5_load_71 | 67 | 0.0035916 | 0.00090013 | 0 | 0 |  | 1 | TRUE | wye
53 | LV_2173-1_0_5_load_97 | 69 | 0.0015849 | 0.00039721 | 0 | 0 |  | 1 | TRUE | wye
54 | LV_2173-1_0_5_load_103 | 70 | 0.00090505 | 0.00022683 | 0 | 0 |  | 1 | TRUE | wye
55 | LV_2173-1_0_5_load_79 | 71 | 0.0011665 | 0.00029234 | 0 | 0 |  | 1 | TRUE | wye
56 | LV_2173-1_0_5_load_73 | 73 | 0.00038147 | 9.5606e-05 | 0 | 0 |  | 1 | TRUE | wye
57 | LV_2173-1_0_5_load_74 | 74 | 0.00020006 | 5.0139e-05 | 0 | 0 |  | 1 | TRUE | wye
58 | LV_2173-1_0_5_load_75 | 75 | 0.0034277 | 0.00085907 | 0 | 0 |  | 1 | TRUE | wye
59 | LV_2173-1_0_5_load_104 | 77 | 0.0032165 | 0.00080614 | 0 | 0 |  | 1 | TRUE | wye
60 | LV_2173-1_0_5_load_105 | 78 | 0.0062923 | 0.001577 | 0 | 0 |  | 1 | TRUE | wye
61 | LV_2173-1_0_5_load_106 | 79 | 0.0057366 | 0.0014377 | 0 | 0 |  | 1 | TRUE | wye
62 | LV_2173-1_0_5_load_107 | 80 | 0.0041439 | 0.0010386 | 0 | 0 |  | 1 | TRUE | wye
63 | LV_2173-1_0_5_load_83 | 81 | 0.0074473 | 0.0018665 | 0 | 0 |  | 1 | TRUE | wye
64 | LV_2173-1_0_5_load_80 | 82 | 0.00030796 | 7.7183e-05 | 0 | 0 |  | 1 | TRUE | wye
65 | LV_2173-1_0_5_load_81 | 84 | 0.00026758 | 6.7062e-05 | 0 | 0 |  | 1 | TRUE | wye
66 | LV_2173-1_0_5_load_84 | 86 | 0.00049923 | 0.00012512 | 0 | 0 |  | 1 | TRUE | wye
67 | LV_2173-1_0_5_load_85 | 87 | 0.00054935 | 0.00013768 | 0 | 0 |  | 1 | TRUE | wye
68 | LV_2173-1_0_5_load_91 | 88 | 0.0012039 | 0.00030172 | 0 | 0 |  | 1 | TRUE | wye
69 | LV_2173-1_0_5_load_87 | 89 | 0.0037186 | 0.00093198 | 0 | 0 |  | 1 | TRUE | wye
70 | LV_2173-1_0_5_load_88 | 90 | 0.0024532 | 0.00061483 | 0 | 0 |  | 1 | TRUE | wye
71 | LV_2173-1_0_5_load_110 | 93 | 0.002191 | 0.00054911 | 0 | 0 |  | 1 | TRUE | wye
72 | LV_2173-1_0_5_load_108 | 94 | 0.00024769 | 6.2077e-05 | 0 | 0 |  | 1 | TRUE | wye
73 | LV_2173-1_0_5_load_109 | 95 | 0.00015848 | 3.9718e-05 | 0 | 0 |  | 1 | TRUE | wye
74 | LV_2173-1_0_5_load_111 | 96 | 0.0040206 | 0.0010076 | 0 | 0 |  | 1 | TRUE | wye
75 | LV_2173-1_0_5_load_115 | 97 | 0.0030547 | 0.00076557 | 0 | 0 |  | 1 | TRUE | wye
76 | LV_2173-1_0_5_load_116 | 98 | 0.0011136 | 0.00027911 | 0 | 0 |  | 1 | TRUE | wye
77 | LV_2173-1_0_5_load_117 | 99 | 0.0011134 | 0.00027904 | 0 | 0 |  | 1 | TRUE | wye
78 | LV_2173-1_0_5_load_139 | 100 | 0.0011135 | 0.00027906 | 0 | 0 |  | 1 | TRUE | wye
79 | LV_2173-1_0_5_load_112 | 101 | 0.0010836 | 0.00027158 | 0 | 0 |  | 1 | TRUE | wye
80 | LV_2173-1_0_5_load_113 | 102 | 0.00069065 | 0.00017309 | 0 | 0 |  | 1 | TRUE | wye
81 | LV_2173-1_0_5_load_136 | 104 | 0.0014962 | 0.00037498 | 0 | 0 |  | 1 | TRUE | wye
82 | LV_2173-1_0_5_load_120 | 106 | 0.011208 | 0.0028091 | 0 | 0 |  | 1 | TRUE | wye
83 | LV_2173-1_0_5_load_121 | 107 | 0.002489 | 0.00062379 | 0 | 0 |  | 1 | TRUE | wye
84 | LV_2173-1_0_5_load_123 | 108 | 0.0013219 | 0.00033129 | 0 | 0 |  | 1 | TRUE | wye
85 | LV_2173-1_0_5_load_124 | 109 | 0.0024349 | 0.00061025 | 0 | 0 |  | 1 | TRUE | wye
86 | LV_2173-1_0_5_load_126 | 111 | 0.0035225 | 0.00088282 | 0 | 0 |  | 1 | TRUE | wye
87 | LV_2173-1_0_5_load_127 | 112 | 0.00065073 | 0.00016309 | 0 | 0 |  | 1 | TRUE | wye
88 | LV_2173-1_0_5_load_128 | 113 | 0.0016105 | 0.00040363 | 0 | 0 |  | 1 | TRUE | wye
89 | LV_2173-1_0_5_load_130 | 114 | 0.0030898 | 0.00077438 | 0 | 0 |  | 1 | TRUE | wye
90 | LV_2173-1_0_5_load_129 | 115 | 0.0032901 | 0.00082458 | 0 | 0 |  | 1 | TRUE | wye
91 | LV_2173-1_0_5_load_133 | 116 | 0.0017952 | 0.00044993 | 0 | 0 |  | 1 | TRUE | wye
92 | LV_2173-1_0_5_load_134 | 117 | 0.00030142 | 7.5544e-05 | 0 | 0 |  | 1 | TRUE | wye
93 | LV_2173-1_0_5_load_135 | 118 | 0.003058 | 0.00076641 | 0 | 0 |  | 1 | TRUE | wye
94 | LV_2173-1_0_5_load_141 | 119 | 0.0011729 | 0.00029395 | 0 | 0 |  | 1 | TRUE | wye
95 | LV_2173-1_0_5_load_142 | 120 | 0.0024356 | 0.00061041 | 0 | 0 |  | 1 | TRUE | wye
96 | LV_2173-1_0_5_load_145 | 123 | 0.0089574 | 0.0022449 | 0 | 0 |  | 1 | TRUE | wye
97 | LV_2173-1_0_5_load_146 | 124 | 0.0022053 | 0.00055271 | 0 | 0 |  | 1 | TRUE | wye

## ext_grid
| name | bus | vm_pu | va_degree | slack_weight | in_service
0 |  | 75 | 1 | 0 | 1 | TRUE

## line
| name | std_type | from_bus | to_bus | length_km | r_ohm_per_km | x_ohm_per_km | c_nf_per_km | g_us_per_km | max_i_ka | df | parallel | type | in_service
0 | LV_2173-1_0_5_line_0 |  | 0 | 1 | 0.030413 | 0.125 | 0.08 | 261 | 0 | 0.364 | 1 | 1 | cs | TRUE
1 | LV_2173-1_0_5_line_1 |  | 0 | 2 | 0.015817 | 0.125 | 0.08 | 261 | 0 | 0.364 | 1 | 1 | cs | TRUE
2 | LV_2173-1_0_5_line_2 |  | 1 | 3 | 0.005665 | 0.125 | 0.08 | 261 | 0 | 0.364 | 1 | 1 | cs | TRUE
3 | LV_2173-1_0_5_line_3 |  | 2 | 4 | 0.033745 | 0.125 | 0.08 | 261 | 0 | 0.364 | 1 | 1 | cs | TRUE
4 | LV_2173-1_0_5_line_4 |  | 3 | 8 | 0.018218 | 0.125 | 0.08 | 261 | 0 | 0.364 | 1 | 1 | cs | TRUE
5 | LV_2173-1_0_5_line_5 |  | 4 | 9 | 0.063497 | 0.125 | 0.08 | 261 | 0 | 0.364 | 1 | 3 | cs | TRUE
6 | LV_2173-1_0_5_line_6 |  | 5 | 6 | 0.050703 | 0.125 | 0.08 | 261 | 0 | 0.364 | 1 | 5 | cs | TRUE
7 | LV_2173-1_0_5_line_7 |  | 5 | 7 | 0.033988 | 0.125 | 0.08 | 261 | 0 | 0.364 | 1 | 5 | cs | TRUE
8 | LV_2173-1_0_5_line_8 |  | 6 | 12 | 0.018277 | 0.125 | 0.08 | 261 | 0 | 0.364 | 1 | 5 | cs | TRUE
9 | LV_2173-1_0_5_line_9 |  | 6 | 69 | 0.018909 | 0.125 | 0.08 | 261 | 0 | 0.364 | 1 | 1 | cs | TRUE
10 | LV_2173-1_0_5_line_10 |  | 7 | 97 | 0.074614 | 0.125 | 0.08 | 261 | 0 | 0.364 | 1 | 1 | cs | TRUE
11 | LV_2173-1_0_5_line_11 |  | 7 | 50 | 0.019455 | 0.125 | 0.08 | 261 | 0 | 0.364 | 1 | 5 | cs | TRUE
12 | LV_2173-1_0_5_line_12 |  | 9 | 10 | 0.010562 | 0.125 | 0.08 | 261 | 0 | 0.364 | 1 | 5 | cs | TRUE
13 | LV_2173-1_0_5_line_13 |  | 9 | 11 | 0.048903 | 0.125 | 0.08 | 261 | 0 | 0.364 | 1 | 1 | cs | TRUE
14 | LV_2173-1_0_5_line_14 |  | 10 | 12 | 0.025866 | 0.125 | 0.08 | 261 | 0 | 0.364 | 1 | 5 | cs | TRUE
15 | LV_2173-1_0_5_line_15 |  | 10 | 13 | 0.033882 | 0.125 | 0.08 | 261 | 0 | 0.364 | 1 | 1 | cs | TRUE
16 | LV_2173-1_0_5_line_16 |  | 11 | 14 | 0.023572 | 0.125 | 0.08 | 261 | 0 | 0.364 | 1 | 1 | cs | TRUE
17 | LV_2173-1_0_5_line_17 |  | 13 | 15 | 0.017329 | 0.125 | 0.08 | 261 | 0 | 0.364 | 1 | 1 | cs | TRUE
18 | LV_2173-1_0_5_line_18 |  | 15 | 70 | 0.033366 | 0.125 | 0.08 | 261 | 0 | 0.364 | 1 | 1 | cs | TRUE
19 | LV_2173-1_0_5_line_19 |  | 16 | 17 | 0.011676 | 0.125 | 0.08 | 261 | 0 | 0.364 | 1 | 5 | cs | TRUE
20 | LV_2173-1_0_5_line_20 |  | 16 | 18 | 0.02506 | 0.125 | 0.08 | 261 | 0 | 0.364 | 1 | 5 | cs | TRUE
21 | LV_2173-1_0_5_line_21 |  | 17 | 19 | 0.031132 | 0.125 | 0.08 | 261 | 0 | 0.364 | 1 | 5 | cs | TRUE
22 | LV_2173-1_0_5_line_22 |  | 18 | 20 | 0.012533 | 0.125 | 0.08 | 261 | 0 | 0.364 | 1 | 5 | cs | TRUE
23 | LV_2173-1_0_5_line_23 |  | 18 | 21 | 0.013512 | 0.125 | 0.08 | 261 | 0 | 0.364 | 1 | 1 | cs | TRUE
24 | LV_2173-1_0_5_line_24 |  | 19 | 22 | 0.0017124 | 0.125 | 0.08 | 261 | 0 | 0.364 | 1 | 5 | cs | TRUE
25 | LV_2173-1_0_5_line_25 |  | 20 | 23 | 0.019356 | 0.125 | 0.08 | 261 | 0 | 0.364 | 1 | 1 | cs | TRUE
26 | LV_2173-1_0_5_line_26 |  | 20 | 24 | 0.0034567 | 0.125 | 0.08 | 261 | 0 | 0.364 | 1 | 5 | cs | TRUE
27 | LV_2173-1_0_5_line_27 |  | 22 | 25 | 0.022498 | 0.125 | 0.08 | 261 | 0 | 0.364 | 1 | 5 | cs | TRUE
28 | LV_2173-1_0_5_line_28 |  | 24 | 26 | 0.023316 | 0.125 | 0.08 | 261 | 0 | 0.364 | 1 | 5 | cs | TRUE
29 | LV_2173-1_0_5_line_29 |  | 25 | 28 | 0.003696 | 0.125 | 0.08 | 261 | 0 | 0.364 | 1 | 5 | cs | TRUE
30 | LV_2173-1_0_5_line_30 |  | 26 | 30 | 0.030925 | 0.125 | 0.08 | 261 | 0 | 0.364 | 1 | 5 | cs | TRUE
31 | LV_2173-1_0_5_line_31 |  | 27 | 28 | 0.01742 | 0.125 | 0.08 | 261 | 0 | 0.364 | 1 | 5 | cs | TRUE
32 | LV_2173-1_0_5_line_32 |  | 27 | 29 | 0.0068772 | 0.125 | 0.08 | 261 | 0 | 0.364 | 1 | 5 | cs | TRUE
33 | LV_2173-1_0_5_line_33 |  | 29 | 36 | 0.016237 | 0.125 | 0.08 | 261 | 0 | 0.364 | 1 | 5 | cs | TRUE
34 | LV_2173-1_0_5_line_34 |  | 30 | 31 | 0.059975 | 0.125 | 0.08 | 261 | 0 | 0.364 | 1 | 5 | cs | TRUE
35 | LV_2173-1_0_5_line_35 |  | 31 | 32 | 0.059198 | 0.125 | 0.08 | 261 | 0 | 0.364 | 1 | 5 | cs | TRUE
36 | LV_2173-1_0_5_line_36 |  | 31 | 33 | 0.086815 | 0.125 | 0.08 | 261 | 0 | 0.364 | 1 | 1 | cs | TRUE
37 | LV_2173-1_0_5_line_37 |  | 31 | 34 | 0.019357 | 0.125 | 0.08 | 261 | 0 | 0.364 | 1 | 1 | cs | TRUE
38 | LV_2173-1_0_5_line_38 |  | 31 | 35 | 0.025284 | 0.125 | 0.08 | 261 | 0 | 0.364 | 1 | 1 | cs | TRUE
39 | LV_2173-1_0_5_line_39 |  | 32 | 50 | 0.020197 | 0.125 | 0.08 | 261 | 0 | 0.364 | 1 | 5 | cs | TRUE
40 | LV_2173-1_0_5_line_40 |  | 35 | 51 | 0.01578 | 0.125 | 0.08 | 261 | 0 | 0.364 | 1 | 1 | cs | TRUE
41 | LV_2173-1_0_5_line_41 |  | 36 | 37 | 0.0056424 | 0.125 | 0.08 | 261 | 0 | 0.364 | 1 | 5 | cs | TRUE
42 | LV_2173-1_0_5_line_42 |  | 37 | 38 | 0.008446 | 0.125 | 0.08 | 261 | 0 | 0.364 | 1 | 5 | cs | TRUE
43 | LV_2173-1_0_5_line_43 |  | 38 | 39 | 0.024862 | 0.125 | 0.08 | 261 | 0 | 0.364 | 1 | 5 | cs | TRUE
44 | LV_2173-1_0_5_line_44 |  | 39 | 40 | 0.037728 | 0.125 | 0.08 | 261 | 0 | 0.364 | 1 | 1 | cs | TRUE
45 | LV_2173-1_0_5_line_45 |  | 39 | 41 | 0.026524 | 0.125 | 0.08 | 261 | 0 | 0.364 | 1 | 5 | cs | TRUE
46 | LV_2173-1_0_5_line_46 |  | 40 | 48 | 0.014125 | 0.125 | 0.08 | 261 | 0 | 0.364 | 1 | 1 | cs | TRUE
47 | LV_2173-1_0_5_line_47 |  | 41 | 43 | 0.010684 | 0.125 | 0.08 | 261 | 0 | 0.364 | 1 | 5 | cs | TRUE
48 | LV_2173-1_0_5_line_48 |  | 42 | 43 | 0.052321 | 0.125 | 0.08 | 261 | 0 | 0.364 | 1 | 1 | cs | TRUE
49 | LV_2173-1_0_5_line_49 |  | 43 | 44 | 0.034527 | 0.125 | 0.08 | 261 | 0 | 0.364 | 1 | 5 | cs | TRUE
50 | LV_2173-1_0_5_line_50 |  | 44 | 45 | 0.01318 | 0.125 | 0.08 | 261 | 0 | 0.364 | 1 | 5 | cs | TRUE
51 | LV_2173-1_0_5_line_51 |  | 45 | 46 | 0.017307 | 0.125 | 0.08 | 261 | 0 | 0.364 | 1 | 5 | cs | TRUE
52 | LV_2173-1_0_5_line_52 |  | 45 | 47 | 0.012477 | 0.125 | 0.08 | 261 | 0 | 0.364 | 1 | 1 | cs | TRUE
53 | LV_2173-1_0_5_line_53 |  | 46 | 53 | 0.010686 | 0.125 | 0.08 | 261 | 0 | 0.364 | 1 | 5 | cs | TRUE
54 | LV_2173-1_0_5_line_54 |  | 47 | 52 | 0.013259 | 0.125 | 0.08 | 261 | 0 | 0.364 | 1 | 1 | cs | TRUE
55 | LV_2173-1_0_5_line_55 |  | 48 | 49 | 0.029112 | 0.125 | 0.08 | 261 | 0 | 0.364 | 1 | 1 | cs | TRUE
56 | LV_2173-1_0_5_line_56 |  | 49 | 55 | 0.010161 | 0.125 | 0.08 | 261 | 0 | 0.364 | 1 | 1 | cs | TRUE
57 | LV_2173-1_0_5_line_57 |  | 53 | 54 | 0.011852 | 0.125 | 0.08 | 261 | 0 | 0.364 | 1 | 5 | cs | TRUE
58 | LV_2173-1_0_5_line_58 |  | 54 | 71 | 0.0083105 | 0.125 | 0.08 | 261 | 0 | 0.364 | 1 | 5 | cs | TRUE
59 | LV_2173-1_0_5_line_59 |  | 55 | 56 | 0.060987 | 0.125 | 0.08 | 261 | 0 | 0.364 | 1 | 1 | cs | TRUE
60 | LV_2173-1_0_5_line_60 |  | 56 | 57 | 0.085956 | 0.125 | 0.08 | 261 | 0 | 0.364 | 1 | 1 | cs | TRUE
61 | LV_2173-1_0_5_line_61 |  | 57 | 58 | 0.017246 | 0.125 | 0.08 | 261 | 0 | 0.364 | 1 | 1 | cs | TRUE
62 | LV_2173-1_0_5_line_62 |  | 58 | 59 | 0.038208 | 0.125 | 0.08 | 261 | 0 | 0.364 | 1 | 1 | cs | TRUE
63 | LV_2173-1_0_5_line_63 |  | 59 | 123 | 0.11833 | 0.125 | 0.08 | 261 | 0 | 0.364 | 1 | 1 | cs | TRUE
64 | LV_2173-1_0_5_line_64 |  | 60 | 61 | 0.017643 | 0.125 | 0.08 | 261 | 0 | 0.364 | 1 | 1 | cs | TRUE
65 | LV_2173-1_0_5_line_65 |  | 60 | 62 | 0.005679 | 0.125 | 0.08 | 261 | 0 | 0.364 | 1 | 1 | cs | TRUE
66 | LV_2173-1_0_5_line_66 |  | 61 | 63 | 0.0079778 | 0.125 | 0.08 | 261 | 0 | 0.364 | 1 | 1 | cs | TRUE
67 | LV_2173-1_0_5_line_67 |  | 62 | 64 | 0.01685 | 0.125 | 0.08 | 261 | 0 | 0.364 | 1 | 1 | cs | TRUE
68 | LV_2173-1_0_5_line_68 |  | 63 | 65 | 0.060368 | 0.125 | 0.08 | 261 | 0 | 0.364 | 1 | 1 | cs | TRUE
69 | LV_2173-1_0_5_line_69 |  | 64 | 66 | 0.0034151 | 0.125 | 0.08 | 261 | 0 | 0.364 | 1 | 1 | cs | TRUE
70 | LV_2173-1_0_5_line_70 |  | 65 | 69 | 0.020469 | 0.125 | 0.08 | 261 | 0 | 0.364 | 1 | 1 | cs | TRUE
71 | LV_2173-1_0_5_line_71 |  | 67 | 68 | 0.045093 | 0.125 | 0.08 | 261 | 0 | 0.364 | 1 | 1 | cs | TRUE
72 | LV_2173-1_0_5_line_72 |  | 68 | 71 | 0.047418 | 0.125 | 0.08 | 261 | 0 | 0.364 | 1 | 5 | cs | TRUE
73 | LV_2173-1_0_5_line_73 |  | 68 | 72 | 0.020781 | 0.125 | 0.08 | 261 | 0 | 0.364 | 1 | 5 | cs | TRUE
74 | LV_2173-1_0_5_line_74 |  | 70 | 77 | 0.040776 | 0.125 | 0.08 | 261 | 0 | 0.364 | 1 | 1 | cs | TRUE
75 | LV_2173-1_0_5_line_75 |  | 72 | 76 | 0.008909 | 0.125 | 0.08 | 261 | 0 | 0.364 | 1 | 5 | cs | TRUE
76 | LV_2173-1_0_5_line_76 |  | 72 | 74 | 0.01367 | 0.125 | 0.08 | 261 | 0 | 0.364 | 1 | 5 | cs | TRUE
77 | LV_2173-1_0_5_line_77 |  | 73 | 74 | 0.020826 | 0.125 | 0.08 | 261 | 0 | 0.364 | 1 | 5 | cs | TRUE
78 | LV_2173-1_0_5_line_78 |  | 73 | 75 | 0.039143 | 0.125 | 0.08 | 261 | 0 | 0.364 | 1 | 5 | cs | TRUE
79 | LV_2173-1_0_5_line_79 |  | 76 | 81 | 0.051651 | 0.125 | 0.08 | 261 | 0 | 0.364 | 1 | 1 | cs | TRUE
80 | LV_2173-1_0_5_line_80 |  | 76 | 82 | 0.026473 | 0.125 | 0.08 | 261 | 0 | 0.364 | 1 | 5 | cs | TRUE
81 | LV_2173-1_0_5_line_81 |  | 77 | 78 | 0.051865 | 0.125 | 0.08 | 261 | 0 | 0.364 | 1 | 1 | cs | TRUE
82 | LV_2173-1_0_5_line_82 |  | 78 | 79 | 0.0033815 | 0.125 | 0.08 | 261 | 0 | 0.364 | 1 | 1 | cs | TRUE
83 | LV_2173-1_0_5_line_83 |  | 79 | 80 | 0.071167 | 0.125 | 0.08 | 261 | 0 | 0.364 | 1 | 1 | cs | TRUE
84 | LV_2173-1_0_5_line_84 |  | 81 | 83 | 0.027608 | 0.125 | 0.08 | 261 | 0 | 0.364 | 1 | 1 | cs | TRUE
85 | LV_2173-1_0_5_line_85 |  | 82 | 84 | 0.033313 | 0.125 | 0.08 | 261 | 0 | 0.364 | 1 | 5 | cs | TRUE
86 | LV_2173-1_0_5_line_86 |  | 83 | 89 | 0.021556 | 0.125 | 0.08 | 261 | 0 | 0.364 | 1 | 1 | cs | TRUE
87 | LV_2173-1_0_5_line_87 |  | 83 | 90 | 0.019779 | 0.125 | 0.08 | 261 | 0 | 0.364 | 1 | 1 | cs | TRUE
88 | LV_2173-1_0_5_line_88 |  | 84 | 85 | 0.019054 | 0.125 | 0.08 | 261 | 0 | 0.364 | 1 | 5 | cs | TRUE
89 | LV_2173-1_0_5_line_89 |  | 85 | 86 | 0.028132 | 0.125 | 0.08 | 261 | 0 | 0.364 | 1 | 1 | cs | TRUE
90 | LV_2173-1_0_5_line_90 |  | 85 | 87 | 0.028138 | 0.125 | 0.08 | 261 | 0 | 0.364 | 1 | 5 | cs | TRUE
91 | LV_2173-1_0_5_line_91 |  | 87 | 88 | 0.068734 | 0.125 | 0.08 | 261 | 0 | 0.364 | 1 | 5 | cs | TRUE
92 | LV_2173-1_0_5_line_92 |  | 88 | 91 | 0.11666 | 0.125 | 0.08 | 261 | 0 | 0.364 | 1 | 2 | cs | TRUE
93 | LV_2173-1_0_5_line_93 |  | 91 | 92 | 0.048223 | 0.125 | 0.08 | 261 | 0 | 0.364 | 1 | 1 | cs | TRUE
94 | LV_2173-1_0_5_line_94 |  | 92 | 93 | 0.043803 | 0.125 | 0.08 | 261 | 0 | 0.364 | 1 | 1 | cs | TRUE
95 | LV_2173-1_0_5_line_95 |  | 92 | 94 | 0.041918 | 0.125 | 0.08 | 261 | 0 | 0.364 | 1 | 1 | cs | TRUE
96 | LV_2173-1_0_5_line_96 |  | 93 | 96 | 0.03522 | 0.125 | 0.08 | 261 | 0 | 0.364 | 1 | 1 | cs | TRUE
97 | LV_2173-1_0_5_line_97 |  | 94 | 95 | 0.010504 | 0.125 | 0.08 | 261 | 0 | 0.364 | 1 | 1 | cs | TRUE
98 | LV_2173-1_0_5_line_98 |  | 96 | 101 | 0.20406 | 0.125 | 0.08 | 261 | 0 | 0.364 | 1 | 1 | cs | TRUE
99 | LV_2173-1_0_5_line_99 |  | 97 | 98 | 0.031631 | 0.125 | 0.08 | 261 | 0 | 0.364 | 1 | 1 | cs | TRUE
100 | LV_2173-1_0_5_line_100 |  | 98 | 99 | 0.017665 | 0.125 | 0.08 | 261 | 0 | 0.364 | 1 | 1 | cs | TRUE
101 | LV_2173-1_0_5_line_101 |  | 99 | 100 | 0.015019 | 0.125 | 0.08 | 261 | 0 | 0.364 | 1 | 1 | cs | TRUE
102 | LV_2173-1_0_5_line_102 |  | 101 | 102 | 0.033206 | 0.125 | 0.08 | 261 | 0 | 0.364 | 1 | 1 | cs | TRUE
103 | LV_2173-1_0_5_line_103 |  | 102 | 103 | 0.012622 | 0.125 | 0.08 | 261 | 0 | 0.364 | 1 | 1 | cs | TRUE
104 | LV_2173-1_0_5_line_104 |  | 103 | 104 | 0.027645 | 0.125 | 0.08 | 261 | 0 | 0.364 | 1 | 1 | cs | TRUE
105 | LV_2173-1_0_5_line_105 |  | 103 | 105 | 0.007239 | 0.125 | 0.08 | 261 | 0 | 0.364 | 1 | 1 | cs | TRUE
106 | LV_2173-1_0_5_line_106 |  | 105 | 116 | 0.0035551 | 0.125 | 0.08 | 261 | 0 | 0.364 | 1 | 1 | cs | TRUE
107 | LV_2173-1_0_5_line_107 |  | 105 | 114 | 0.10446 | 0.125 | 0.08 | 261 | 0 | 0.364 | 1 | 1 | cs | TRUE
108 | LV_2173-1_0_5_line_108 |  | 106 | 107 | 0.052715 | 0.125 | 0.08 | 261 | 0 | 0.364 | 1 | 1 | cs | TRUE
109 | LV_2173-1_0_5_line_109 |  | 107 | 108 | 0.0029151 | 0.125 | 0.08 | 261 | 0 | 0.364 | 1 | 1 | cs | TRUE
110 | LV_2173-1_0_5_line_110 |  | 108 | 109 | 0.016081 | 0.125 | 0.08 | 261 | 0 | 0.364 | 1 | 1 | cs | TRUE
111 | LV_2173-1_0_5_line_111 |  | 109 | 110 | 0.02598 | 0.125 | 0.08 | 261 | 0 | 0.364 | 1 | 1 | cs | TRUE
112 | LV_2173-1_0_5_line_112 |  | 110 | 111 | 0.024083 | 0.125 | 0.08 | 261 | 0 | 0.364 | 1 | 1 | cs | TRUE
113 | LV_2173-1_0_5_line_113 |  | 110 | 112 | 0.065296 | 0.125 | 0.08 | 261 | 0 | 0.364 | 1 | 1 | cs | TRUE
114 | LV_2173-1_0_5_line_114 |  | 111 | 113 | 0.023983 | 0.125 | 0.08 | 261 | 0 | 0.364 | 1 | 1 | cs | TRUE
115 | LV_2173-1_0_5_line_115 |  | 112 | 114 | 0.010697 | 0.125 | 0.08 | 261 | 0 | 0.364 | 1 | 1 | cs | TRUE
116 | LV_2173-1_0_5_line_116 |  | 113 | 115 | 0.086396 | 0.125 | 0.08 | 261 | 0 | 0.364 | 1 | 1 | cs | TRUE
117 | LV_2173-1_0_5_line_117 |  | 116 | 117 | 0.0074802 | 0.125 | 0.08 | 261 | 0 | 0.364 | 1 | 1 | cs | TRUE
118 | LV_2173-1_0_5_line_118 |  | 117 | 118 | 0.030391 | 0.125 | 0.08 | 261 | 0 | 0.364 | 1 | 1 | cs | TRUE
119 | LV_2173-1_0_5_line_119 |  | 119 | 120 | 0.0064102 | 0.125 | 0.08 | 261 | 0 | 0.364 | 1 | 1 | cs | TRUE
120 | LV_2173-1_0_5_line_120 |  | 119 | 121 | 0.040833 | 0.125 | 0.08 | 261 | 0 | 0.364 | 1 | 1 | cs | TRUE
121 | LV_2173-1_0_5_line_121 |  | 121 | 122 | 0.099367 | 0.125 | 0.08 | 261 | 0 | 0.364 | 1 | 1 | cs | TRUE
122 | LV_2173-1_0_5_line_122 |  | 122 | 124 | 0.044073 | 0.125 | 0.08 | 261 | 0 | 0.364 | 1 | 1 | cs | TRUE
123 | LV_2173-1_0_5_line_123 |  | 123 | 124 | 0.047931 | 0.125 | 0.08 | 261 | 0 | 0.364 | 1 | 1 | cs | TRUE

## trafo
| name | std_type | hv_bus | lv_bus | sn_mva | vn_hv_kv | vn_lv_kv | vk_percent | vkr_percent | pfe_kw | i0_percent | shift_degree | tap_side | tap_neutral | tap_min | tap_max | tap_step_percent | tap_step_degree | tap_pos | tap_phase_shifter | parallel | df | in_service
0 | LV_2173-1_0_5_trafo_75 | 0.63 MVA 20/0.4 kV | 125 | 75 | 0.63 | 20 | 0.4 | 6 | 1.206 | 1.65 | 0.2619 | 150 | hv | 0 | -2 | 2 | 2.5 | 0 | 0 | FALSE | 1 | 1 | TRUE

## line_geodata
| x0 | y0 | x1 | y1 | x2 | y2 | x3 | y3 | x4 | y4 | x5 | y5 | x6 | y6 | x7 | y7 | x8 | y8 | x9 | y9 | x10 | y10
0 | 2568360.6927 | 1176614.6409 | 2568330.636 | 1176609.9995
1 | 2568376.0537 | 1176612.2368 | 2568369.0652 | 1176614.5416 | 2568364.2461 | 1176615.1896 | 2568360.6927 | 1176614.6409
2 | 2568330.636 | 1176609.9995 | 2568325.0374 | 1176609.1349
3 | 2568376.0537 | 1176612.2368 | 2568359.1798 | 1176583.0138
4 | 2568307.0324 | 1176606.3546 | 2568325.0374 | 1176609.1349
5 | 2568327.4055 | 1176528.0392 | 2568342.2768 | 1176553.7406 | 2568359.1798 | 1176583.0138
6 | 2568246.5958 | 1176478.8954 | 2568297.1379 | 1176482.9317
7 | 2568218.7573 | 1176459.3965 | 2568246.5958 | 1176478.8954
8 | 2568297.1379 | 1176482.9317 | 2568300.5963 | 1176485.0923 | 2568308.2062 | 1176497.0806
9 | 2568297.1379 | 1176482.9317 | 2568305.6882 | 1176466.0665
10 | 2568218.7573 | 1176459.3965 | 2568181.714 | 1176524.166
11 | 2568218.7573 | 1176459.3965 | 2568209.0461 | 1176452.5946 | 2568205.4946 | 1176445.8766
12 | 2568322.0684 | 1176518.9183 | 2568327.4055 | 1176528.0392
13 | 2568327.4055 | 1176528.0392 | 2568286.8962 | 1176536.1803 | 2568279.3307 | 1176535.6515
14 | 2568322.0684 | 1176518.9183 | 2568308.2062 | 1176497.0806
15 | 2568322.0684 | 1176518.9183 | 2568336.5464 | 1176507.8804 | 2568346.3293 | 1176502.1367 | 2568350.3984 | 1176500.6517
16 | 2568255.8161 | 1176534.0076 | 2568279.3307 | 1176535.6515
17 | 2568367.3027 | 1176499.4257 | 2568363.0859 | 1176498.4906 | 2568355.2313 | 1176498.8879 | 2568350.3984 | 1176500.6517
18 | 2568367.3027 | 1176499.4257 | 2568373.2704 | 1176500.749 | 2568399.5465 | 1176507.9819
19 | 2568174.7972 | 1176236.4204 | 2568163.5422 | 1176233.3114
20 | 2568194.8143 | 1176249.8759 | 2568185.3665 | 1176246.8245 | 2568180.8308 | 1176241.8905 | 2568176.769 | 1176236.9651 | 2568174.7972 | 1176236.4204
21 | 2568163.0052 | 1176202.7873 | 2568161.6625 | 1176230.5311 | 2568163.5422 | 1176233.3114 | 2568163.5422 | 1176233.3114
22 | 2568190.574 | 1176261.6712 | 2568194.8143 | 1176249.8759
23 | 2568194.8143 | 1176249.8759 | 2568199.3878 | 1176237.1613
24 | 2568163.0052 | 1176202.7873 | 2568164.7072 | 1176202.5993
25 | 2568190.574 | 1176261.6712 | 2568209.3561 | 1176266.5628
26 | 2568190.574 | 1176261.6712 | 2568188.5569 | 1176264.4784
27 | 2568187.0695 | 1176200.1297 | 2568164.7072 | 1176202.5993
28 | 2568188.5569 | 1176264.4784 | 2568187.3344 | 1176266.1797 | 2568182.8729 | 1176275.1859 | 2568181.2212 | 1176285.0998 | 2568181.1223 | 1176286.2152
29 | 2568187.0695 | 1176200.1297 | 2568190.7432 | 1176199.7239
30 | 2568181.1223 | 1176286.2152 | 2568179.9018 | 1176299.9812 | 2568178.7653 | 1176317.0479
31 | 2568208.0581 | 1176197.8117 | 2568190.7432 | 1176199.7239
32 | 2568208.0581 | 1176197.8117 | 2568214.8939 | 1176197.058
33 | 2568231.0333 | 1176195.2786 | 2568214.8939 | 1176197.058
34 | 2568175.5345 | 1176376.9334 | 2568177.6016 | 1176334.5226 | 2568178.7653 | 1176317.0479
35 | 2568175.5345 | 1176376.9334 | 2568184.8697 | 1176397.6278 | 2568190.846 | 1176409.0353 | 2568198.5769 | 1176418.3991 | 2568207.2764 | 1176425.9457
36 | 2568175.5345 | 1176376.9334 | 2568173.222 | 1176371.8208 | 2568158.153 | 1176346.5212 | 2568129.8938 | 1176303.16
37 | 2568175.5345 | 1176376.9334 | 2568169.4284 | 1176375.6096 | 2568160.7992 | 1176365.7408
38 | 2568175.5345 | 1176376.9334 | 2568180.8303 | 1176372.4918 | 2568183.7941 | 1176370.7307 | 2568198.7157 | 1176370.4514
39 | 2568207.2764 | 1176425.9457 | 2568205.0351 | 1176435.6293 | 2568205.4946 | 1176445.8766 | 2568205.4946 | 1176445.8766
40 | 2568214.4928 | 1176370.1561 | 2568198.7157 | 1176370.4514
41 | 2568231.0333 | 1176195.2786 | 2568236.6417 | 1176194.6602
42 | 2568245.0369 | 1176193.7346 | 2568236.6417 | 1176194.6602
43 | 2568269.7482 | 1176191.0029 | 2568260.177 | 1176192.0653 | 2568245.0369 | 1176193.7346
44 | 2568269.7482 | 1176191.0029 | 2568293.1532 | 1176188.4219 | 2568307.2793 | 1176187.1765
45 | 2568269.7482 | 1176191.0029 | 2568283.1157 | 1176213.9118
46 | 2568307.2793 | 1176187.1765 | 2568308.1804 | 1176187.0971 | 2568319.5504 | 1176183.6462 | 2568320.7408 | 1176183.0341
47 | 2568289.1309 | 1176222.6165 | 2568287.2343 | 1176220.9702 | 2568283.1157 | 1176213.9118
48 | 2568289.1309 | 1176222.6165 | 2568274.5446 | 1176246.5063 | 2568271.7638 | 1176249.6226 | 2568266.4874 | 1176250.5734 | 2568252.1668 | 1176246.8693
49 | 2568289.1309 | 1176222.6165 | 2568315.2213 | 1176245.2312
50 | 2568325.181 | 1176253.864 | 2568315.2213 | 1176245.2312
51 | 2568325.181 | 1176253.864 | 2568340.2497 | 1176262.3761
52 | 2568325.181 | 1176253.864 | 2568316.2234 | 1176262.5493
53 | 2568340.2497 | 1176262.3761 | 2568349.554 | 1176267.632
54 | 2568304.2892 | 1176268.326 | 2568316.2234 | 1176262.5493 | 2568316.2234 | 1176262.5493
55 | 2568320.7408 | 1176183.0341 | 2568330.4734 | 1176178.0299 | 2568344.6102 | 1176166.617
56 | 2568352.5163 | 1176160.2342 | 2568344.6102 | 1176166.617
57 | 2568359.8732 | 1176273.4611 | 2568349.554 | 1176267.632
58 | 2568367.109 | 1176277.5486 | 2568359.8732 | 1176273.4611
59 | 2568398.488 | 1176120.1929 | 2568397.1894 | 1176121.3698 | 2568368.9378 | 1176146.9769 | 2568352.5163 | 1176160.2342
60 | 2568425.0154 | 1176045.5167 | 2568429.2319 | 1176062.381 | 2568428.1972 | 1176077.7723 | 2568423.3079 | 1176094.151 | 2568413.6536 | 1176105.5635 | 2568410.4786 | 1176109.3267 | 2568398.488 | 1176120.1929
61 | 2568425.0154 | 1176045.5167 | 2568423.3259 | 1176042.5686 | 2568416.4217 | 1176030.5543
62 | 2568416.4217 | 1176030.5543 | 2568424.0335 | 1175993.1126
63 | 2568424.0335 | 1175993.1126 | 2568452.1482 | 1175878.1682
64 | 2568337.1541 | 1176367.7886 | 2568329.5355 | 1176383.7015
65 | 2568339.6064 | 1176362.6664 | 2568337.1541 | 1176367.7886
66 | 2568326.0904 | 1176390.8971 | 2568329.5355 | 1176383.7015
67 | 2568339.6064 | 1176362.6664 | 2568355.8731 | 1176367.0634
68 | 2568326.0904 | 1176390.8971 | 2568307.7601 | 1176448.415
69 | 2568359.1698 | 1176367.9545 | 2568355.8731 | 1176367.0634
70 | 2568305.6882 | 1176466.0665 | 2568309.0281 | 1176459.4787 | 2568311.2899 | 1176452.1851 | 2568310.3301 | 1176449.9001 | 2568307.7601 | 1176448.415
71 | 2568408.3952 | 1176300.8706 | 2568405.2722 | 1176313.0156 | 2568402.4829 | 1176320.3119 | 2568400.3956 | 1176325.9592 | 2568397.8159 | 1176328.0851 | 2568394.0541 | 1176329.2722 | 2568386.7603 | 1176330.2557 | 2568382.7471 | 1176329.5589
72 | 2568408.3952 | 1176300.8706 | 2568367.109 | 1176277.5486
73 | 2568408.3952 | 1176300.8706 | 2568428.1266 | 1176307.5588
74 | 2568399.5465 | 1176507.9819 | 2568399.8984 | 1176508.0788 | 2568439.3645 | 1176516.7673
75 | 2568428.1266 | 1176307.5588 | 2568435.4694 | 1176310.0435 | 2568436.6322 | 1176310.2486
76 | 2568428.1266 | 1176307.5588 | 2568424.1609 | 1176320.6408
77 | 2568418.119 | 1176340.5711 | 2568424.1609 | 1176320.6408
78 | 2568410.7852 | 1176378.5539 | 2568414.3786 | 1176367.2068 | 2568414.6048 | 1176359.3904 | 2568414.1691 | 1176353.6008 | 2568418.119 | 1176340.5711
79 | 2568436.6322 | 1176310.2486 | 2568440.8295 | 1176306.1354 | 2568443.3681 | 1176299.1073 | 2568445.4826 | 1176289.9247 | 2568445.0476 | 1176284.2685 | 2568441.6434 | 1176280.7846 | 2568437.9871 | 1176278.7807 | 2568433.3768 | 1176277.0485 | 2568430.9309 | 1176275.5829 | 2568429.4353 | 1176273.1562 | 2568428.3323 | 1176269.7936
80 | 2568436.6322 | 1176310.2486 | 2568462.7173 | 1176314.7628
81 | 2568477.2753 | 1176537.229 | 2568467.7637 | 1176535.1236 | 2568461.796 | 1176532.4648 | 2568463.8587 | 1176522.1596 | 2568439.3645 | 1176516.7673
82 | 2568477.2753 | 1176537.229 | 2568480.5769 | 1176537.9599
83 | 2568480.5769 | 1176537.9599 | 2568534.379 | 1176549.8693 | 2568550.2755 | 1176552.1719
84 | 2568431.5735 | 1176242.4067 | 2568431.1879 | 1176247.5336 | 2568428.4485 | 1176265.7464 | 2568428.3323 | 1176269.7936
85 | 2568462.7173 | 1176314.7628 | 2568495.5423 | 1176320.4434
86 | 2568431.5735 | 1176242.4067 | 2568429.6624 | 1176239.4486 | 2568426.3871 | 1176234.341 | 2568425.2939 | 1176231.3897 | 2568425.401 | 1176227.0758 | 2568426.0577 | 1176222.6144
87 | 2568431.5735 | 1176242.4067 | 2568411.9462 | 1176239.5422
88 | 2568514.3697 | 1176323.368 | 2568497.7863 | 1176320.8317 | 2568495.5423 | 1176320.4434
89 | 2568514.3697 | 1176323.368 | 2568510.2592 | 1176351.1929
90 | 2568514.3697 | 1176323.368 | 2568542.1844 | 1176327.6215
91 | 2568542.1844 | 1176327.6215 | 2568610.128 | 1176338.0118
92 | 2568610.128 | 1176338.0118 | 2568714.371 | 1176390.3756
93 | 2568714.371 | 1176390.3756 | 2568752.495 | 1176409.5863 | 2568757.4376 | 1176412.0729
94 | 2568757.4376 | 1176412.0729 | 2568796.5478 | 1176431.798
95 | 2568757.4376 | 1176412.0729 | 2568744.7268 | 1176452.0172
96 | 2568796.5478 | 1176431.798 | 2568802.9026 | 1176435.003 | 2568820.4057 | 1176448.3854 | 2568825.1528 | 1176452.1679
97 | 2568741.5418 | 1176462.0263 | 2568744.7268 | 1176452.0172
98 | 2568999.8792 | 1176557.5717 | 2568825.1528 | 1176452.1679
99 | 2568153.8387 | 1176509.2174 | 2568181.714 | 1176524.166 | 2568181.714 | 1176524.166
100 | 2568138.1988 | 1176501.0228 | 2568139.635 | 1176501.6005 | 2568153.8387 | 1176509.2174
101 | 2568124.2652 | 1176495.4178 | 2568138.1988 | 1176501.0228
102 | 2568999.8792 | 1176557.5717 | 2569010.2282 | 1176559.879 | 2569032.8313 | 1176559.8547
103 | 2569045.4532 | 1176559.841 | 2569032.8313 | 1176559.8547
104 | 2569045.4532 | 1176559.841 | 2569041.2197 | 1176570.2795 | 2569032.0118 | 1176583.8453
105 | 2569052.7137 | 1176559.8368 | 2569045.4532 | 1176559.841
106 | 2569052.7137 | 1176559.8368 | 2569056.2688 | 1176559.8325
107 | 2569052.7137 | 1176559.8368 | 2569066.6558 | 1176598.5848 | 2569073.1742 | 1176619.1062 | 2569072.8012 | 1176634.1715 | 2569066.6906 | 1176660.1414
108 | 2569102.6795 | 1176802.1887 | 2569086.6524 | 1176795.795 | 2569069.8892 | 1176780.3626 | 2569062.122 | 1176770.3464
109 | 2569060.3355 | 1176768.0427 | 2569062.122 | 1176770.3464
110 | 2569060.3355 | 1176768.0427 | 2569050.4811 | 1176755.335
111 | 2569040.7169 | 1176731.4436 | 2569048.0542 | 1176752.2053 | 2569050.4811 | 1176755.335
112 | 2569040.7169 | 1176731.4436 | 2569024.282 | 1176713.8408
113 | 2569040.7169 | 1176731.4436 | 2569051.1207 | 1176700.9073 | 2569063.9019 | 1176670.4437
114 | 2569024.282 | 1176713.8408 | 2569021.1429 | 1176710.4785 | 2569009.787 | 1176694.77
115 | 2569066.6906 | 1176660.1414 | 2569064.7323 | 1176668.4644 | 2569063.9019 | 1176670.4437
116 | 2568932.1746 | 1176661.6035 | 2568997.0729 | 1176681.7772 | 2569003.7768 | 1176686.456 | 2569009.787 | 1176694.77
117 | 2569063.749 | 1176559.8236 | 2569056.2688 | 1176559.8325
118 | 2569063.749 | 1176559.8236 | 2569072.2866 | 1176559.8133 | 2569094.1382 | 1176559.5274
119 | 2568444.8555 | 1175726.513 | 2568444.8555 | 1175726.513 | 2568441.3668 | 1175721.1353
120 | 2568473.216 | 1175755.8898 | 2568444.8555 | 1175726.513
121 | 2568473.216 | 1175755.8898 | 2568492.8589 | 1175774.4627 | 2568519.931 | 1175804.6025 | 2568525.8437 | 1175811.1859 | 2568530.4159 | 1175823.0458 | 2568529.6366 | 1175833.2774
122 | 2568529.6366 | 1175833.2774 | 2568524.6433 | 1175843.0754 | 2568507.9151 | 1175855.3698 | 2568496.5143 | 1175860.0294
123 | 2568452.1482 | 1175878.1682 | 2568474.6835 | 1175868.9519 | 2568496.5143 | 1175860.0294

## bus_geodata
| x | y | coords
0 | 2568360.6927 | 1176614.6409
1 | 2568330.636 | 1176609.9995
2 | 2568376.0537 | 1176612.2368
3 | 2568325.0374 | 1176609.1349
4 | 2568359.1798 | 1176583.0138
5 | 2568246.5958 | 1176478.8954
6 | 2568297.1379 | 1176482.9317
7 | 2568218.7573 | 1176459.3965
8 | 2568307.0324 | 1176606.3546
9 | 2568327.4055 | 1176528.0392
10 | 2568322.0684 | 1176518.9183
11 | 2568279.3307 | 1176535.6515
12 | 2568308.2062 | 1176497.0806
13 | 2568350.3984 | 1176500.6517
14 | 2568255.8161 | 1176534.0076
15 | 2568367.3027 | 1176499.4257
16 | 2568174.7972 | 1176236.4204
17 | 2568163.5422 | 1176233.3114
18 | 2568194.8143 | 1176249.8759
19 | 2568163.0052 | 1176202.7873
20 | 2568190.574 | 1176261.6712
21 | 2568199.3878 | 1176237.1613
22 | 2568164.7072 | 1176202.5993
23 | 2568209.3561 | 1176266.5628
24 | 2568188.5569 | 1176264.4784
25 | 2568187.0695 | 1176200.1297
26 | 2568181.1224 | 1176286.2152
27 | 2568208.0581 | 1176197.8117
28 | 2568190.7432 | 1176199.7239
29 | 2568214.8939 | 1176197.058
30 | 2568178.7653 | 1176317.0479
31 | 2568175.5345 | 1176376.9334
32 | 2568207.2764 | 1176425.9457
33 | 2568129.8938 | 1176303.16
34 | 2568160.7992 | 1176365.7408
35 | 2568198.7157 | 1176370.4514
36 | 2568231.0333 | 1176195.2786
37 | 2568236.6417 | 1176194.6602
38 | 2568245.0369 | 1176193.7346
39 | 2568269.7482 | 1176191.0029
40 | 2568307.2793 | 1176187.1765
41 | 2568283.1157 | 1176213.9118
42 | 2568252.1668 | 1176246.8693
43 | 2568289.1309 | 1176222.6165
44 | 2568315.2213 | 1176245.2312
45 | 2568325.181 | 1176253.864
46 | 2568340.2497 | 1176262.3761
47 | 2568316.2234 | 1176262.5493
48 | 2568320.7408 | 1176183.0341
49 | 2568344.6102 | 1176166.617
50 | 2568205.4946 | 1176445.8766
51 | 2568214.4928 | 1176370.1561
52 | 2568304.2892 | 1176268.326
53 | 2568349.554 | 1176267.632
54 | 2568359.8732 | 1176273.4611
55 | 2568352.5163 | 1176160.2342
56 | 2568398.488 | 1176120.1929
57 | 2568425.0154 | 1176045.5167
58 | 2568416.4217 | 1176030.5543
59 | 2568424.0335 | 1175993.1126
60 | 2568337.1541 | 1176367.7886
61 | 2568329.5355 | 1176383.7015
62 | 2568339.6064 | 1176362.6664
63 | 2568326.0904 | 1176390.8971
64 | 2568355.8731 | 1176367.0634
65 | 2568307.7601 | 1176448.415
66 | 2568359.1698 | 1176367.9545
67 | 2568382.7471 | 1176329.5589
68 | 2568408.3952 | 1176300.8706
69 | 2568305.6882 | 1176466.0665
70 | 2568399.5465 | 1176507.9819
71 | 2568367.109 | 1176277.5486
72 | 2568428.1266 | 1176307.5588
73 | 2568418.119 | 1176340.5711
74 | 2568424.1609 | 1176320.6408
75 | 2568410.7852 | 1176378.5539
76 | 2568436.6322 | 1176310.2486
77 | 2568439.3645 | 1176516.7673
78 | 2568477.2753 | 1176537.229
79 | 2568480.5769 | 1176537.9599
80 | 2568550.2755 | 1176552.1719
81 | 2568428.3323 | 1176269.7936
82 | 2568462.7173 | 1176314.7628
83 | 2568431.5735 | 1176242.4067
84 | 2568495.5423 | 1176320.4434
85 | 2568514.3697 | 1176323.368
86 | 2568510.2592 | 1176351.1929
87 | 2568542.1844 | 1176327.6215
88 | 2568610.128 | 1176338.0118
89 | 2568426.0577 | 1176222.6144
90 | 2568411.9462 | 1176239.5422
91 | 2568714.371 | 1176390.3756
92 | 2568757.4376 | 1176412.0729
93 | 2568796.5478 | 1176431.798
94 | 2568744.7268 | 1176452.0172
95 | 2568741.5418 | 1176462.0263
96 | 2568825.1528 | 1176452.1679
97 | 2568181.714 | 1176524.166
98 | 2568153.8387 | 1176509.2174
99 | 2568138.1988 | 1176501.0228
100 | 2568124.2652 | 1176495.4178
101 | 2568999.8792 | 1176557.5717
102 | 2569032.8313 | 1176559.8547
103 | 2569045.4532 | 1176559.841
104 | 2569032.0117 | 1176583.8453
105 | 2569052.7137 | 1176559.8368
106 | 2569102.6794 | 1176802.1887
107 | 2569062.122 | 1176770.3464
108 | 2569060.3355 | 1176768.0427
109 | 2569050.4811 | 1176755.335
110 | 2569040.7169 | 1176731.4436
111 | 2569024.282 | 1176713.8408
112 | 2569063.9019 | 1176670.4437
113 | 2569009.787 | 1176694.77
114 | 2569066.6906 | 1176660.1414
115 | 2568932.1746 | 1176661.6035
116 | 2569056.2688 | 1176559.8325
117 | 2569063.749 | 1176559.8236
118 | 2569094.1382 | 1176559.5274
119 | 2568444.8555 | 1175726.513
120 | 2568441.3668 | 1175721.1353
121 | 2568473.216 | 1175755.8898
122 | 2568529.6366 | 1175833.2774
123 | 2568452.1482 | 1175878.1682
124 | 2568496.5143 | 1175860.0294
125 | 2568428.1266 | 1176307.5588

## line_std_types
| c_nf_per_km | r_ohm_per_km | x_ohm_per_km | max_i_ka | type | q_mm2 | alpha | voltage_rating
NAYY 4x50 SE | 210 | 0.642 | 0.083 | 0.142 | cs | 50 | 0.00403 | LV
NAYY 4x120 SE | 264 | 0.225 | 0.08 | 0.242 | cs | 120 | 0.00403 | LV
NAYY 4x150 SE | 261 | 0.208 | 0.08 | 0.27 | cs | 150 | 0.00403 | LV
NA2XS2Y 1x95 RM/25 12/20 kV | 216 | 0.313 | 0.132 | 0.252 | cs | 95 | 0.00403 | MV
NA2XS2Y 1x185 RM/25 12/20 kV | 273 | 0.161 | 0.117 | 0.362 | cs | 185 | 0.00403 | MV
NA2XS2Y 1x240 RM/25 12/20 kV | 304 | 0.122 | 0.112 | 0.421 | cs | 240 | 0.00403 | MV
NA2XS2Y 1x95 RM/25 6/10 kV | 315 | 0.313 | 0.123 | 0.249 | cs | 95 | 0.00403 | MV
NA2XS2Y 1x185 RM/25 6/10 kV | 406 | 0.161 | 0.11 | 0.358 | cs | 185 | 0.00403 | MV
NA2XS2Y 1x240 RM/25 6/10 kV | 456 | 0.122 | 0.105 | 0.416 | cs | 240 | 0.00403 | MV
NA2XS2Y 1x150 RM/25 12/20 kV | 250 | 0.206 | 0.116 | 0.319 | cs | 150 | 0.00403 | MV
NA2XS2Y 1x120 RM/25 12/20 kV | 230 | 0.253 | 0.119 | 0.283 | cs | 120 | 0.00403 | MV
NA2XS2Y 1x70 RM/25 12/20 kV | 190 | 0.443 | 0.132 | 0.22 | cs | 70 | 0.00403 | MV
NA2XS2Y 1x150 RM/25 6/10 kV | 360 | 0.206 | 0.11 | 0.315 | cs | 150 | 0.00403 | MV
NA2XS2Y 1x120 RM/25 6/10 kV | 340 | 0.253 | 0.113 | 0.28 | cs | 120 | 0.00403 | MV
NA2XS2Y 1x70 RM/25 6/10 kV | 280 | 0.443 | 0.123 | 0.217 | cs | 70 | 0.00403 | MV
N2XS(FL)2Y 1x120 RM/35 64/110 kV | 112 | 0.153 | 0.166 | 0.366 | cs | 120 | 0.00393 | HV
N2XS(FL)2Y 1x185 RM/35 64/110 kV | 125 | 0.099 | 0.156 | 0.457 | cs | 185 | 0.00393 | HV
N2XS(FL)2Y 1x240 RM/35 64/110 kV | 135 | 0.075 | 0.149 | 0.526 | cs | 240 | 0.00393 | HV
N2XS(FL)2Y 1x300 RM/35 64/110 kV | 144 | 0.06 | 0.144 | 0.588 | cs | 300 | 0.00393 | HV
15-AL1/3-ST1A 0.4 | 11 | 1.8769 | 0.35 | 0.105 | ol | 16 | 0.00403 | LV
24-AL1/4-ST1A 0.4 | 11.25 | 1.2012 | 0.335 | 0.14 | ol | 24 | 0.00403 | LV
48-AL1/8-ST1A 0.4 | 12.2 | 0.5939 | 0.3 | 0.21 | ol | 48 | 0.00403 | LV
94-AL1/15-ST1A 0.4 | 13.2 | 0.306 | 0.29 | 0.35 | ol | 94 | 0.00403 | LV
34-AL1/6-ST1A 10.0 | 9.7 | 0.8342 | 0.36 | 0.17 | ol | 34 | 0.00403 | MV
48-AL1/8-ST1A 10.0 | 10.1 | 0.5939 | 0.35 | 0.21 | ol | 48 | 0.00403 | MV
70-AL1/11-ST1A 10.0 | 10.4 | 0.4132 | 0.339 | 0.29 | ol | 70 | 0.00403 | MV
94-AL1/15-ST1A 10.0 | 10.75 | 0.306 | 0.33 | 0.35 | ol | 94 | 0.00403 | MV
122-AL1/20-ST1A 10.0 | 11.1 | 0.2376 | 0.323 | 0.41 | ol | 122 | 0.00403 | MV
149-AL1/24-ST1A 10.0 | 11.25 | 0.194 | 0.315 | 0.47 | ol | 149 | 0.00403 | MV
34-AL1/6-ST1A 20.0 | 9.15 | 0.8342 | 0.382 | 0.17 | ol | 34 | 0.00403 | MV
48-AL1/8-ST1A 20.0 | 9.5 | 0.5939 | 0.372 | 0.21 | ol | 48 | 0.00403 | MV
70-AL1/11-ST1A 20.0 | 9.7 | 0.4132 | 0.36 | 0.29 | ol | 70 | 0.00403 | MV
94-AL1/15-ST1A 20.0 | 10 | 0.306 | 0.35 | 0.35 | ol | 94 | 0.00403 | MV
122-AL1/20-ST1A 20.0 | 10.3 | 0.2376 | 0.344 | 0.41 | ol | 122 | 0.00403 | MV
149-AL1/24-ST1A 20.0 | 10.5 | 0.194 | 0.337 | 0.47 | ol | 149 | 0.00403 | MV
184-AL1/30-ST1A 20.0 | 10.75 | 0.1571 | 0.33 | 0.535 | ol | 184 | 0.00403 | MV
243-AL1/39-ST1A 20.0 | 11 | 0.1188 | 0.32 | 0.645 | ol | 243 | 0.00403 | MV
48-AL1/8-ST1A 110.0 | 8 | 0.5939 | 0.46 | 0.21 | ol | 48 | 0.00403 | HV
70-AL1/11-ST1A 110.0 | 8.4 | 0.4132 | 0.45 | 0.29 | ol | 70 | 0.00403 | HV
94-AL1/15-ST1A 110.0 | 8.65 | 0.306 | 0.44 | 0.35 | ol | 94 | 0.00403 | HV
122-AL1/20-ST1A 110.0 | 8.5 | 0.2376 | 0.43 | 0.41 | ol | 122 | 0.00403 | HV
149-AL1/24-ST1A 110.0 | 8.75 | 0.194 | 0.41 | 0.47 | ol | 149 | 0.00403 | HV
184-AL1/30-ST1A 110.0 | 8.8 | 0.1571 | 0.4 | 0.535 | ol | 184 | 0.00403 | HV
243-AL1/39-ST1A 110.0 | 9 | 0.1188 | 0.39 | 0.645 | ol | 243 | 0.00403 | HV
305-AL1/39-ST1A 110.0 | 9.2 | 0.0949 | 0.38 | 0.74 | ol | 305 | 0.00403 | HV
490-AL1/64-ST1A 110.0 | 9.75 | 0.059 | 0.37 | 0.96 | ol | 490 | 0.00403 | HV
679-AL1/86-ST1A 110.0 | 9.95 | 0.042 | 0.36 | 1.15 | ol | 679 | 0.00403 | HV
490-AL1/64-ST1A 220.0 | 10 | 0.059 | 0.285 | 0.96 | ol | 490 | 0.00403 | HV
679-AL1/86-ST1A 220.0 | 11.7 | 0.042 | 0.275 | 1.15 | ol | 679 | 0.00403 | HV
490-AL1/64-ST1A 380.0 | 11 | 0.059 | 0.253 | 0.96 | ol | 490 | 0.00403 | HV
679-AL1/86-ST1A 380.0 | 14.6 | 0.042 | 0.25 | 1.15 | ol | 679 | 0.00403 | HV

## trafo_std_types
| i0_percent | pfe_kw | vkr_percent | sn_mva | vn_lv_kv | vn_hv_kv | vk_percent | shift_degree | vector_group | tap_side | tap_neutral | tap_min | tap_max | tap_step_degree | tap_step_percent | tap_phase_shifter
160 MVA 380/110 kV | 0.06 | 60 | 0.25 | 160 | 110 | 380 | 12.2 | 0 | Yy0 | hv | 0 | -9 | 9 | 0 | 1.5 | FALSE
100 MVA 220/110 kV | 0.06 | 55 | 0.26 | 100 | 110 | 220 | 12 | 0 | Yy0 | hv | 0 | -9 | 9 | 0 | 1.5 | FALSE
63 MVA 110/20 kV | 0.04 | 22 | 0.32 | 63 | 20 | 110 | 18 | 150 | YNd5 | hv | 0 | -9 | 9 | 0 | 1.5 | FALSE
40 MVA 110/20 kV | 0.05 | 18 | 0.34 | 40 | 20 | 110 | 16.2 | 150 | YNd5 | hv | 0 | -9 | 9 | 0 | 1.5 | FALSE
25 MVA 110/20 kV | 0.07 | 14 | 0.41 | 25 | 20 | 110 | 12 | 150 | YNd5 | hv | 0 | -9 | 9 | 0 | 1.5 | FALSE
63 MVA 110/10 kV | 0.04 | 22 | 0.32 | 63 | 10 | 110 | 18 | 150 | YNd5 | hv | 0 | -9 | 9 | 0 | 1.5 | FALSE
40 MVA 110/10 kV | 0.05 | 18 | 0.34 | 40 | 10 | 110 | 16.2 | 150 | YNd5 | hv | 0 | -9 | 9 | 0 | 1.5 | FALSE
25 MVA 110/10 kV | 0.07 | 14 | 0.41 | 25 | 10 | 110 | 12 | 150 | YNd5 | hv | 0 | -9 | 9 | 0 | 1.5 | FALSE
0.25 MVA 20/0.4 kV | 0.32 | 0.8 | 1.44 | 0.25 | 0.4 | 20 | 6 | 150 | Yzn5 | hv | 0 | -2 | 2 | 0 | 2.5 | FALSE
0.4 MVA 20/0.4 kV | 0.3375 | 1.35 | 1.425 | 0.4 | 0.4 | 20 | 6 | 150 | Dyn5 | hv | 0 | -2 | 2 | 0 | 2.5 | FALSE
0.63 MVA 20/0.4 kV | 0.2619 | 1.65 | 1.206 | 0.63 | 0.4 | 20 | 6 | 150 | Dyn5 | hv | 0 | -2 | 2 | 0 | 2.5 | FALSE
0.25 MVA 10/0.4 kV | 0.24 | 0.6 | 1.2 | 0.25 | 0.4 | 10 | 4 | 150 | Dyn5 | hv | 0 | -2 | 2 | 0 | 2.5 | FALSE
0.4 MVA 10/0.4 kV | 0.2375 | 0.95 | 1.325 | 0.4 | 0.4 | 10 | 4 | 150 | Dyn5 | hv | 0 | -2 | 2 | 0 | 2.5 | FALSE
0.63 MVA 10/0.4 kV | 0.1873 | 1.18 | 1.0794 | 0.63 | 0.4 | 10 | 4 | 150 | Dyn5 | hv | 0 | -2 | 2 | 0 | 2.5 | FALSE

## trafo3w_std_types
| sn_hv_mva | sn_mv_mva | sn_lv_mva | vn_hv_kv | vn_mv_kv | vn_lv_kv | vk_hv_percent | vk_mv_percent | vk_lv_percent | vkr_hv_percent | vkr_mv_percent | vkr_lv_percent | pfe_kw | i0_percent | shift_mv_degree | shift_lv_degree | vector_group | tap_side | tap_neutral | tap_min | tap_max | tap_step_percent
63/25/38 MVA 110/20/10 kV | 63 | 25 | 38 | 110 | 20 | 10 | 10.4 | 10.4 | 10.4 | 0.28 | 0.32 | 0.35 | 35 | 0.89 | 0 | 0 | YN0yn0yn0 | hv | 0 | -10 | 10 | 1.2
63/25/38 MVA 110/10/10 kV | 63 | 25 | 38 | 110 | 10 | 10 | 10.4 | 10.4 | 10.4 | 0.28 | 0.32 | 0.35 | 35 | 0.89 | 0 | 0 | YN0yn0yn0 | hv | 0 | -10 | 10 | 1.2

## fuse_std_types
| fuse_type | i_rated_a | t_avg | t_min | t_total | x_avg | x_min | x_total
HV 100A | HV 100A | 100 | 0 | [10.0, 3.64, 0.854, 0.281, 0.1, 0.0531, 0.022, 0.01] | [10.0, 4.267, 1.21, 0.403, 0.1, 0.058, 0.022, 0.01] | 0 | [300.0, 350.0, 450.0, 550.0, 700.0, 850.0, 1200.0, 1752.0] | [600.0, 700.0, 900.0, 1150.0, 1665.0, 2000.0, 3000.0, 4313.0]
HV 10A | HV 10A | 10 | 0 | [10.0, 1675.0, 0.344, 0.156, 0.1, 0.0417, 0.0171, 0.01] | [10.0, 1.3, 0.3, 0.155, 0.1, 0.0555, 0.023, 0.01] | 0 | [30.0, 32.0, 35.0, 37.0, 39.0, 50.0, 70.0, 88.0] | [60.0, 70.0, 80.0, 87.0, 94.0, 110.0, 150.0, 216.0]
HV 125A | HV 125A | 125 | 0 | [10.0, 1.82, 0.344, 0.1, 0.0467, 0.0269, 0.01] | [10.0, 2.478, 0.426, 0.1, 0.0427, 0.0211, 0.01] | 0 | [375.0, 500.0, 700.0, 925.0, 1200.0, 1500.0, 2341.0] | [750.0, 1000.0, 1500.0, 2200.0, 3000.0, 4000.0, 5765.0]
HV 160A | HV 160A | 160 | 0 | [10.0, 4.15, 1.03, 0.198, 0.1, 0.051, 0.0172, 0.01] | [10.0, 2.3, 0.734, 0.274, 0.1, 0.046, 0.0177, 0.01] | 0 | [480.0, 550.0, 700.0, 1000.0, 1260.0, 1600.0, 2500.0, 3227.0] | [960.0, 1300.0, 1700.0, 2200.0, 2996.0, 4000.0, 6000.0, 7946.0]
HV 16A | HV 16A | 16 | 0 | [10.0, 0.352, 0.164, 0.1, 0.0649, 0.0342, 0.01] | [10.0, 2.34, 0.722, 0.181, 0.1, 0.055, 0.0296, 0.01] | 0 | [48.0, 60.0, 65.0, 71.0, 80.0, 100.0, 162.0] | [96.0, 110.0, 125.0, 150.0, 168.0, 200.0, 250.0, 398.0]
HV 200A | HV 200A | 200 | 0 | [10.0, 4.267, 1.21, 0.403, 0.1, 0.058, 0.022, 0.01] | [10.0, 3.73, 1.654, 0.328, 0.1, 0.0531, 0.019, 0.01] | 0 | [600.0, 700.0, 900.0, 1150.0, 1665.0, 2000.0, 3000.0, 4313.0] | [1200.0, 1500.0, 1800.0, 2700.0, 3960.0, 5000.0, 7500.0, 10620.0]
HV 20A | HV 20A | 20 | 0 | [10.0, 1.3, 0.3, 0.155, 0.1, 0.0555, 0.023, 0.01] | [10.0, 1.3, 0.161, 0.1, 0.0611, 0.0399, 0.0141, 0.01] | 0 | [60.0, 70.0, 80.0, 87.0, 94.0, 110.0, 150.0, 216.0] | [120.0, 150.0, 200.0, 223.0, 260.0, 300.0, 450.0, 532.0]
HV 25A | HV 25A | 25 | 0 | [10.0, 2.512, 0.833, 0.299, 0.1, 0.0372, 0.0223, 0.01] | [10.0, 3.125, 0.597, 0.198, 0.1, 0.0378, 0.022, 0.01] | 0 | [75.0, 82.0, 90.0, 100.0, 124.0, 170.0, 200.0, 289.0] | [150.0, 170.0, 210.0, 250.0, 294.0, 400.0, 500.0, 711.0]
HV 31.5A | HV 31.5A | 31.5 | 0 | [10.0, 2.34, 0.722, 0.181, 0.1, 0.055, 0.0296, 0.01] | [10.0, 2.84, 0.368, 0.164, 0.1, 0.0621, 0.0378, 0.0195, 0.01] | 0 | [95.0, 110.0, 125.0, 150.0, 165.0, 200.0, 250.0, 390.0] | [189.0, 220.0, 300.0, 350.0, 393.0, 450.0, 530.0, 700.0, 960.0]
HV 40A | HV 40A | 40 | 0 | [10.0, 1.3, 0.161, 0.1, 0.0611, 0.0399, 0.0141, 0.01] | [10.0, 2.05, 0.369, 0.198, 0.1, 0.051, 0.0298, 0.01] | 0 | [120.0, 150.0, 200.0, 223.0, 260.0, 300.0, 450.0, 532.0] | [240.0, 300.0, 400.0, 450.0, 530.0, 650.0, 800.0, 1311.0]
HV 50A | HV 50A | 50 | 0 | [10.0, 3.215, 0.597, 0.198, 0.1, 0.0378, 0.022, 0.01] | [10.0, 3.64, 0.854, 0.281, 0.1, 0.0531, 0.022, 0.01] | 0 | [150.0, 170.0, 210.0, 250.0, 294.0, 400.0, 500.0, 711.0] | [300.0, 350.0, 450.0, 550.0, 700.0, 850.0, 1200.0, 1752.0]
HV 6.3A | HV 6.3A | 6.3 | 0 | [10.0, 1.39, 0.344, 0.168, 0.1, 0.056, 0.0263, 0.01] | [10.0, 1.711, 0.516, 0.198, 0.1, 0.0634, 0.0303, 0.01] | 0 | [19.0, 19.5, 20.4, 20.8, 22.0, 25.0, 32.0, 48.0] | [38.0, 40.0, 43.0, 48.0, 53.0, 60.0, 75.0, 118.0]
HV 63A | HV 63A | 63 | 0 | [10.0, 2.84, 0.368, 0.164, 0.1, 0.0621, 0.0378, 0.0195, 0.01] | [10.0, 1.82, 0.344, 0.1, 0.0467, 0.0269, 0.01] | 0 | [189.0, 220.0, 300.0, 350.0, 393.0, 450.0, 530.0, 700.0, 961.0] | [378.0, 500.0, 700.0, 934.0, 1200.0, 1500.0, 2366.0]
HV 80A | HV 80A | 80 | 0 | [10.0, 2.05, 0.369, 0.198, 0.1, 0.051, 0.0298, 0.01] | [10.0, 4.15, 1.03, 0.198, 0.1, 0.051, 0.0172, 0.01] | 0 | [240.0, 300.0, 400.0, 450.0, 530.0, 650.0, 800.0, 1311.0] | [480.0, 550.0, 700.0, 1000.0, 1260.0, 1600.0, 2500.0, 3227.0]
Siemens NH-1-100 | Siemens NH-1-100 | 100 | [5400.0, 2000.0, 400.0, 20.0, 1.0, 0.2, 0.012, 0.004] | 0 | 0 | [150.0, 190.0, 250.0, 430.0, 900.0, 1250.0, 2700.0, 3600.0] | 0 | 0
Siemens NH-1-125 | Siemens NH-1-125 | 125 | [4800.0, 120.0, 7.0, 0.1, 0.004] | 0 | 0 | [180.0, 400.0, 740.0, 2000.0, 4250.0] | 0 | 0
Siemens NH-1-16 | Siemens NH-1-16 | 16 | [4000.0, 400.0, 2.0, 0.1, 0.04, 0.01] | 0 | 0 | [26.0, 35.0, 75.0, 150.0, 200.0, 300.0] | 0 | 0
Siemens NH-1-160 | Siemens NH-1-160 | 160 | [4800.0, 120.0, 7.0, 0.1, 0.004] | 0 | 0 | [210.0, 500.0, 900.0, 2300.0, 5000.0] | 0 | 0
Siemens NH-1-25 | Siemens NH-1-25 | 25 | [4000.0, 1000.0, 10.0, 0.2, 0.02, 0.01] | 0 | 0 | [40.0, 50.0, 100.0, 210.0, 400.0, 500.0] | 0 | 0
Siemens NH-1-50 | Siemens NH-1-50 | 50 | [4000.0, 40.0, 4.0, 1.0, 0.02, 0.01] | 0 | 0 | [86.0, 200.0, 300.0, 400.0, 1000.0, 1280.0] | 0 | 0
Siemens NH-1-63 | Siemens NH-1-63 | 63 | [4000.0, 100.0, 10.0, 2.0, 0.04, 0.01] | 0 | 0 | [100.0, 200.0, 300.0, 400.0, 1000.0, 1500.0] | 0 | 0
Siemens NH-1-80 | Siemens NH-1-80 | 80 | [4800.0, 120.0, 7.0, 0.1, 0.01] | 0 | 0 | [150.58, 250.0, 450.0, 1150.0, 2470.0] | 0 | 0
Siemens NH-2-1000 | Siemens NH-2-1000 | 1000 | [4800.0, 120.0, 7.0, 0.1, 0.004] | 0 | 0 | [1900.0, 3500.0, 8400.0, 24000.0, 52000.0] | 0 | 0
Siemens NH-2-200 | Siemens NH-2-200 | 200 | [4800.0, 120.0, 7.0, 0.1, 0.004] | 0 | 0 | [280.0, 650.0, 1200.0, 3000.0, 7000.0] | 0 | 0
Siemens NH-2-224 | Siemens NH-2-224 | 224 | [4800.0, 120.0, 7.0, 0.2, 0.04, 0.004] | 0 | 0 | [400.0, 750.0, 1453.0, 3025.0, 4315.0, 7600.0] | 0 | 0
Siemens NH-2-250 | Siemens NH-2-250 | 250 | [4800.0, 120.0, 7.0, 0.1, 0.004] | 0 | 0 | [450.0, 800.0, 1650.0, 4000.0, 8500.0] | 0 | 0
Siemens NH-2-315 | Siemens NH-2-315 | 315 | [4800.0, 120.0, 7.0, 0.1, 0.004] | 0 | 0 | [550.0, 920.0, 1900.0, 5000.0, 11000.0] | 0 | 0
Siemens NH-2-355 | Siemens NH-2-355 | 355 | [4800.0, 120.0, 6.0, 0.1, 0.004] | 0 | 0 | [650.0, 1116.27, 2350.0, 5840.0, 12790.0] | 0 | 0
Siemens NH-2-400 | Siemens NH-2-400 | 400 | [4800.0, 120.0, 7.0, 0.1, 0.004] | 0 | 0 | [720.0, 1350.0, 2800.0, 6500.0, 15000.0] | 0 | 0
Siemens NH-2-425 | Siemens NH-2-425 | 425 | [4800.0, 120.0, 7.0, 0.1, 0.004] | 0 | 0 | [850.0, 1500.0, 3050.0, 7500.0, 16500.0] | 0 | 0
Siemens NH-2-630 | Siemens NH-2-630 | 630 | [4800.0, 120.0, 7.0, 0.1, 0.004] | 0 | 0 | [1200.0, 2000.0, 4800.0, 12000.0, 26000.0] | 0 | 0

## res_bus
| vm_pu | va_degree | p_mw | q_mvar
0 | 0.97168 | -0.54639 | 0.016773 | 0.0042037
1 | 0.97069 | -0.56583 | 0.0055314 | 0.0013863
2 | 0.97244 | -0.53141 | 0 | 0
3 | 0.97054 | -0.56887 | 0.012507 | 0.0031345
4 | 0.97405 | -0.49952 | 0.0042227 | 0.0010583
5 | 0.97696 | -0.4424 | 0.0014396 | 0.00036079
6 | 0.97598 | -0.46163 | 0 | 0
7 | 0.97763 | -0.42934 | 0.0016254 | 0.00040736
8 | 0.97026 | -0.57445 | 0.016541 | 0.0041457
9 | 0.97515 | -0.47793 | 0 | 0
10 | 0.97527 | -0.47561 | 0 | 0
11 | 0.97495 | -0.48199 | 0.0013469 | 0.00033758
12 | 0.97568 | -0.46755 | 0.0034949 | 0.00087591
13 | 0.97449 | -0.49106 | 0.0035945 | 0.00090087
14 | 0.97488 | -0.48336 | 0.0031764 | 0.00079607
15 | 0.97414 | -0.49783 | 0.00097084 | 0.00024332
16 | 0.98355 | -0.31422 | 0.0074468 | 0.0018664
17 | 0.98387 | -0.30794 | 0.0050021 | 0.0012537
18 | 0.98288 | -0.32706 | 0 | 0
19 | 0.98477 | -0.29063 | 0 | 0
20 | 0.98255 | -0.33345 | 0 | 0
21 | 0.98288 | -0.32722 | 0.00068439 | 0.00017152
22 | 0.98482 | -0.28968 | 0.0049007 | 0.0012282
23 | 0.98252 | -0.33409 | 0.0018314 | 0.00045898
24 | 0.98246 | -0.33519 | 0.0050985 | 0.0012778
25 | 0.98548 | -0.2768 | 0.0049582 | 0.0012426
26 | 0.98188 | -0.34652 | 0.0077321 | 0.0019379
27 | 0.98613 | -0.26423 | 0 | 0
28 | 0.98559 | -0.27462 | 0.0019938 | 0.0004997
29 | 0.98635 | -0.26013 | 0.0020735 | 0.00051966
30 | 0.98115 | -0.36069 | 0.0018754 | 0.00047001
31 | 0.97976 | -0.38783 | 0 | 0
32 | 0.97848 | -0.41278 | 0 | 0
33 | 0.97957 | -0.39145 | 0.0022932 | 0.00057474
34 | 0.97971 | -0.38866 | 0.0023588 | 0.00059118
35 | 0.97966 | -0.38976 | 0.0034435 | 0.00086302
36 | 0.98685 | -0.25033 | 0.0056402 | 0.0014136
37 | 0.98704 | -0.24682 | 0.0012558 | 0.00031472
38 | 0.98731 | -0.24152 | 0.00085271 | 0.00021371
39 | 0.98813 | -0.22587 | 0 | 0
40 | 0.98724 | -0.24304 | 0.0010096 | 0.00025302
41 | 0.98912 | -0.2068 | 0.0037489 | 0.00093957
42 | 0.98946 | -0.20032 | 0.0014379 | 0.00036038
43 | 0.98953 | -0.19898 | 0 | 0
44 | 0.99085 | -0.17359 | 0.0018545 | 0.00046479
45 | 0.99136 | -0.16383 | 0 | 0
46 | 0.99205 | -0.15059 | 0.0020129 | 0.00050447
47 | 0.99128 | -0.16538 | 0.0048378 | 0.0012125
48 | 0.98692 | -0.24922 | 0.0010191 | 0.00025541
49 | 0.98629 | -0.26144 | 0.0014064 | 0.00035248
50 | 0.97804 | -0.42131 | 0.0026508 | 0.00066436
51 | 0.97965 | -0.38998 | 0.00075826 | 0.00019004
52 | 0.99126 | -0.16589 | 0.0021705 | 0.00054398
53 | 0.99249 | -0.14236 | 0.00059234 | 0.00014846
54 | 0.99297 | -0.1332 | 0.00081657 | 0.00020465
55 | 0.98609 | -0.26545 | 0.0047871 | 0.0011998
56 | 0.98511 | -0.28433 | 0.0010045 | 0.00025175
57 | 0.98383 | -0.30943 | 0 | 0
58 | 0.98357 | -0.31447 | 0 | 0
59 | 0.98299 | -0.32566 | 0.0014534 | 0.00036426
60 | 0.97449 | -0.49101 | 0.0012001 | 0.00030078
61 | 0.97464 | -0.48803 | 0.0027626 | 0.00069237
62 | 0.97445 | -0.49184 | 0.0033054 | 0.00082841
63 | 0.97473 | -0.48628 | 0.00087738 | 0.00021989
64 | 0.97438 | -0.49329 | 0.00085253 | 0.00021367
65 | 0.97545 | -0.47207 | 0.00087039 | 0.00021814
66 | 0.97436 | -0.49353 | 0.0038396 | 0.00096231
67 | 0.99509 | -0.092779 | 0.0035916 | 0.00090013
68 | 0.99524 | -0.089928 | 0 | 0
69 | 0.97571 | -0.46693 | 0.0015849 | 0.00039721
70 | 0.97351 | -0.51028 | 0.00090505 | 0.00022683
71 | 0.9933 | -0.12677 | 0.0011665 | 0.00029234
72 | 0.9961 | -0.073567 | 0 | 0
73 | 0.99793 | -0.039063 | 0.00038147 | 9.5606e-05
74 | 0.99683 | -0.059884 | 0.00020006 | 5.0139e-05
75 | 1 | 0 | -0.29262 | -0.07498
76 | 0.996 | -0.075482 | 0 | 0
77 | 0.97277 | -0.52483 | 0.0032165 | 0.00080614
78 | 0.97199 | -0.5403 | 0.0062923 | 0.001577
79 | 0.97196 | -0.54091 | 0.0057366 | 0.0014377
80 | 0.97168 | -0.54636 | 0.0041439 | 0.0010386
81 | 0.99536 | -0.087852 | 0.0074473 | 0.0018665
82 | 0.99577 | -0.079906 | 0.00030796 | 7.7183e-05
83 | 0.99521 | -0.090851 | 0 | 0
84 | 0.99548 | -0.085441 | 0.00026758 | 6.7062e-05
85 | 0.99531 | -0.088589 | 0 | 0
86 | 0.9953 | -0.088836 | 0.00049923 | 0.00012512
87 | 0.99507 | -0.093191 | 0.00054935 | 0.00013768
88 | 0.99448 | -0.10431 | 0.0012039 | 0.00030172
89 | 0.99513 | -0.092262 | 0.0037186 | 0.00093198
90 | 0.99516 | -0.091705 | 0.0024532 | 0.00061483
91 | 0.99206 | -0.15036 | 0 | 0
92 | 0.99005 | -0.1886 | 0 | 0
93 | 0.98825 | -0.22316 | 0.002191 | 0.00054911
94 | 0.99004 | -0.18891 | 0.00024769 | 6.2077e-05
95 | 0.99004 | -0.18894 | 0.00015848 | 3.9718e-05
96 | 0.98687 | -0.24965 | 0.0040206 | 0.0010076
97 | 0.97719 | -0.43805 | 0.0030547 | 0.00076557
98 | 0.97709 | -0.43998 | 0.0011136 | 0.00027911
99 | 0.97705 | -0.4407 | 0.0011134 | 0.00027904
100 | 0.97704 | -0.44101 | 0.0011135 | 0.00027906
101 | 0.97964 | -0.38968 | 0.0010836 | 0.00027158
102 | 0.97849 | -0.412 | 0.00069065 | 0.00017309
103 | 0.97807 | -0.42034 | 0 | 0
104 | 0.97803 | -0.4211 | 0.0014962 | 0.00037498
105 | 0.97783 | -0.42493 | 0 | 0
106 | 0.97187 | -0.54222 | 0.011208 | 0.0028091
107 | 0.97242 | -0.53132 | 0.002489 | 0.00062379
108 | 0.97246 | -0.53059 | 0.0013219 | 0.00033129
109 | 0.97268 | -0.52614 | 0.0024349 | 0.00061025
110 | 0.97311 | -0.51778 | 0 | 0
111 | 0.97292 | -0.52152 | 0.0035225 | 0.00088282
112 | 0.97468 | -0.48672 | 0.00065073 | 0.00016309
113 | 0.97281 | -0.52369 | 0.0016105 | 0.00040363
114 | 0.97495 | -0.48152 | 0.0030898 | 0.00077438
115 | 0.97254 | -0.52892 | 0.0032901 | 0.00082458
116 | 0.97782 | -0.42526 | 0.0017952 | 0.00044993
117 | 0.97779 | -0.42572 | 0.00030142 | 7.5544e-05
118 | 0.97771 | -0.42742 | 0.003058 | 0.00076641
119 | 0.98051 | -0.37437 | 0.0011729 | 0.00029395
120 | 0.98049 | -0.37465 | 0.0024356 | 0.00061041
121 | 0.98064 | -0.37169 | 0 | 0
122 | 0.98098 | -0.36519 | 0 | 0
123 | 0.98138 | -0.35726 | 0.0089574 | 0.0022449
124 | 0.98112 | -0.36231 | 0.0022053 | 0.00055271
125 | 0.99998 | 149.9956 | 0 | 0

## res_line
| p_from_mw | q_from_mvar | p_to_mw | q_to_mvar | pl_mw | ql_mvar | i_from_ka | i_to_ka | i_ka | vm_from_pu | va_from_degree | vm_to_pu | va_to_degree | loading_percent
0 | 0.03462 | 0.0086918 | -0.034588 | -0.0086717 | 3.2064e-05 | 2.0144e-05 | 0.053023 | 0.053023 | 0.053023 | 0.97168 | -0.54639 | 0.97069 | -0.56583 | 14.5667
1 | -0.051393 | -0.012896 | 0.05143 | 0.012919 | 3.6745e-05 | 2.332e-05 | 0.078709 | 0.078709 | 0.078709 | 0.97168 | -0.54639 | 0.97244 | -0.53141 | 21.6232
2 | 0.029057 | 0.0072854 | -0.029052 | -0.0072827 | 4.215e-06 | 2.6276e-06 | 0.044543 | 0.044543 | 0.044543 | 0.97069 | -0.56583 | 0.97054 | -0.56887 | 12.2372
3 | -0.05143 | -0.012919 | 0.051508 | 0.012969 | 7.8394e-05 | 4.9753e-05 | 0.078709 | 0.078708 | 0.078709 | 0.97244 | -0.53141 | 0.97405 | -0.49952 | 21.6232
4 | 0.016546 | 0.0041483 | -0.016541 | -0.0041457 | 4.3967e-06 | 2.5888e-06 | 0.025368 | 0.025368 | 0.025368 | 0.97054 | -0.56887 | 0.97026 | -0.57445 | 6.9694
5 | -0.055731 | -0.014027 | 0.055789 | 0.014061 | 5.756e-05 | 3.4464e-05 | 0.085159 | 0.085158 | 0.085159 | 0.97405 | -0.49952 | 0.97515 | -0.47793 | 7.7985
6 | 0.1042 | 0.026278 | -0.10411 | -0.02622 | 9.5862e-05 | 5.818e-05 | 0.15877 | 0.15877 | 0.15877 | 0.97696 | -0.4424 | 0.97598 | -0.46163 | 8.7238
7 | -0.10564 | -0.026639 | 0.10571 | 0.026679 | 6.6046e-05 | 4.014e-05 | 0.16096 | 0.16096 | 0.16096 | 0.97696 | -0.4424 | 0.97763 | -0.42934 | 8.8442
8 | 0.088796 | 0.022377 | -0.088771 | -0.022362 | 2.5141e-05 | 1.4949e-05 | 0.13543 | 0.13543 | 0.13543 | 0.97598 | -0.46163 | 0.97568 | -0.46755 | 7.441
9 | 0.015312 | 0.003843 | -0.015308 | -0.0038408 | 3.8651e-06 | 2.2374e-06 | 0.023347 | 0.023347 | 0.023347 | 0.97598 | -0.46163 | 0.97571 | -0.46693 | 6.414
10 | 0.0063982 | 0.001603 | -0.0063955 | -0.0016022 | 2.6536e-06 | 7.6312e-07 | 0.0097382 | 0.0097386 | 0.0097386 | 0.97763 | -0.42934 | 0.97719 | -0.43805 | 2.6754
11 | -0.11373 | -0.028689 | 0.11378 | 0.028716 | 4.376e-05 | 2.6786e-05 | 0.17318 | 0.17318 | 0.17318 | 0.97763 | -0.42934 | 0.97804 | -0.42131 | 9.5152
12 | -0.060313 | -0.015195 | 0.06032 | 0.015198 | 6.7138e-06 | 3.6379e-06 | 0.092062 | 0.092062 | 0.092062 | 0.97515 | -0.47793 | 0.97527 | -0.47561 | 5.0584
13 | 0.0045244 | 0.0011334 | -0.0045235 | -0.0011335 | 8.7408e-07 | -5.0546e-08 | 0.0069038 | 0.006904 | 0.006904 | 0.97515 | -0.47793 | 0.97495 | -0.48199 | 1.8967
14 | -0.085243 | -0.021467 | 0.085276 | 0.021486 | 3.2834e-05 | 1.9399e-05 | 0.1301 | 0.1301 | 0.1301 | 0.97527 | -0.47561 | 0.97568 | -0.46755 | 7.1482
15 | 0.024924 | 0.0062683 | -0.024905 | -0.006257 | 1.8381e-05 | 1.1341e-05 | 0.038035 | 0.038035 | 0.038035 | 0.97527 | -0.47561 | 0.97449 | -0.49106 | 10.4493
16 | 0.0031766 | 0.00079591 | -0.0031764 | -0.00079607 | 2.0778e-07 | -1.6095e-07 | 0.0048482 | 0.0048483 | 0.0048483 | 0.97495 | -0.48199 | 0.97488 | -0.48336 | 1.332
17 | 0.021311 | 0.0053561 | -0.021304 | -0.0053519 | 6.8835e-06 | 4.1896e-06 | 0.032547 | 0.032547 | 0.032547 | 0.97449 | -0.49106 | 0.97414 | -0.49783 | 8.9414
18 | 0.020333 | 0.0051086 | -0.020321 | -0.0051013 | 1.2074e-05 | 7.3121e-06 | 0.031064 | 0.031064 | 0.031064 | 0.97414 | -0.49783 | 0.97351 | -0.51028 | 8.534
19 | -0.15061 | -0.038185 | 0.15065 | 0.038213 | 4.5529e-05 | 2.8397e-05 | 0.22801 | 0.22801 | 0.22801 | 0.98355 | -0.31422 | 0.98387 | -0.30794 | 12.5281
20 | 0.14316 | 0.036318 | -0.14307 | -0.036263 | 8.8296e-05 | 5.492e-05 | 0.21674 | 0.21675 | 0.21675 | 0.98355 | -0.31422 | 0.98288 | -0.32706 | 11.9091
21 | -0.15565 | -0.039467 | 0.15578 | 0.039548 | 0.00012958 | 8.0952e-05 | 0.23558 | 0.23558 | 0.23558 | 0.98387 | -0.30794 | 0.98477 | -0.29063 | 12.9437
22 | 0.14239 | 0.036092 | -0.14234 | -0.036065 | 4.3737e-05 | 2.7198e-05 | 0.21571 | 0.21571 | 0.21571 | 0.98288 | -0.32706 | 0.98255 | -0.33345 | 11.8522
23 | 0.00068439 | 0.00017136 | -0.00068439 | -0.00017152 | 5.4394e-09 | -1.6777e-07 | 0.0010361 | 0.0010361 | 0.0010361 | 0.98288 | -0.32706 | 0.98288 | -0.32722 | 0.28465
24 | -0.15578 | -0.039548 | 0.15579 | 0.039552 | 7.1271e-06 | 4.4524e-06 | 0.23558 | 0.23558 | 0.23558 | 0.98477 | -0.29063 | 0.98482 | -0.28968 | 12.9437
25 | 0.0018314 | 0.00045877 | -0.0018314 | -0.00045898 | 5.5836e-08 | -2.0941e-07 | 0.0027735 | 0.0027736 | 0.0027736 | 0.98255 | -0.33345 | 0.98252 | -0.33409 | 0.76197
26 | 0.14051 | 0.035606 | -0.1405 | -0.035599 | 1.1755e-05 | 7.3043e-06 | 0.21294 | 0.21294 | 0.21294 | 0.98255 | -0.33345 | 0.98246 | -0.33519 | 11.6998
27 | -0.16069 | -0.04078 | 0.16079 | 0.040843 | 9.9621e-05 | 6.2325e-05 | 0.24298 | 0.24298 | 0.24298 | 0.98482 | -0.28968 | 0.98548 | -0.2768 | 13.3505
28 | 0.1354 | 0.034321 | -0.13533 | -0.034275 | 7.3643e-05 | 4.5656e-05 | 0.20521 | 0.20521 | 0.20521 | 0.98246 | -0.33519 | 0.98188 | -0.34652 | 11.2755
29 | -0.16575 | -0.042085 | 0.16577 | 0.042096 | 1.739e-05 | 1.0894e-05 | 0.25047 | 0.25047 | 0.25047 | 0.98548 | -0.2768 | 0.98559 | -0.27462 | 13.7619
30 | 0.1276 | 0.032337 | -0.12751 | -0.032284 | 8.6838e-05 | 5.3622e-05 | 0.1935 | 0.1935 | 0.1935 | 0.98188 | -0.34652 | 0.98115 | -0.36069 | 10.6317
31 | 0.16784 | 0.042649 | -0.16776 | -0.042596 | 8.3944e-05 | 5.2613e-05 | 0.25348 | 0.25348 | 0.25348 | 0.98613 | -0.26423 | 0.98559 | -0.27462 | 13.9272
32 | -0.16784 | -0.042649 | 0.16788 | 0.042669 | 3.314e-05 | 2.0771e-05 | 0.25348 | 0.25348 | 0.25348 | 0.98613 | -0.26423 | 0.98635 | -0.26013 | 13.9272
33 | -0.16995 | -0.043189 | 0.17003 | 0.043239 | 8.0186e-05 | 5.0282e-05 | 0.2566 | 0.2566 | 0.2566 | 0.98635 | -0.26013 | 0.98685 | -0.25033 | 14.0991
34 | 0.12563 | 0.031814 | -0.12547 | -0.031713 | 0.0001635 | 0.00010086 | 0.19065 | 0.19065 | 0.19065 | 0.98115 | -0.36069 | 0.97976 | -0.38783 | 10.4755
35 | 0.11661 | 0.029495 | -0.11648 | -0.02941 | 0.00013942 | 8.5508e-05 | 0.17721 | 0.17721 | 0.17721 | 0.97976 | -0.38783 | 0.97848 | -0.41278 | 9.7367
36 | 0.0022936 | 0.0005739 | -0.0022932 | -0.00057474 | 3.9502e-07 | -8.4029e-07 | 0.0034832 | 0.0034835 | 0.0034835 | 0.97976 | -0.38783 | 0.97957 | -0.39145 | 0.95702
37 | 0.0023589 | 0.000591 | -0.0023588 | -0.00059118 | 9.3171e-08 | -1.8414e-07 | 0.0035826 | 0.0035827 | 0.0035827 | 0.97976 | -0.38783 | 0.97971 | -0.38866 | 0.98425
38 | 0.0042022 | 0.0010528 | -0.0042018 | -0.0010529 | 3.8618e-07 | -7.1226e-08 | 0.0063819 | 0.0063821 | 0.0063821 | 0.97976 | -0.38783 | 0.97966 | -0.38976 | 1.7533
39 | 0.11648 | 0.02941 | -0.11643 | -0.029381 | 4.7569e-05 | 2.9176e-05 | 0.17721 | 0.17721 | 0.17721 | 0.97848 | -0.41278 | 0.97804 | -0.42131 | 9.7367
40 | 0.00075827 | 0.00018985 | -0.00075826 | -0.00019004 | 7.8491e-09 | -1.9366e-07 | 0.0011517 | 0.0011517 | 0.0011517 | 0.97966 | -0.38976 | 0.97965 | -0.38998 | 0.31641
41 | -0.17567 | -0.044653 | 0.1757 | 0.044672 | 2.9742e-05 | 1.8674e-05 | 0.26511 | 0.26511 | 0.26511 | 0.98685 | -0.25033 | 0.98704 | -0.24682 | 14.5663
42 | -0.17696 | -0.044986 | 0.177 | 0.045015 | 4.5158e-05 | 2.8361e-05 | 0.267 | 0.267 | 0.267 | 0.98704 | -0.24682 | 0.98731 | -0.24152 | 14.6704
43 | -0.17785 | -0.045228 | 0.17799 | 0.045313 | 0.00013421 | 8.4304e-05 | 0.26829 | 0.26828 | 0.26829 | 0.98731 | -0.24152 | 0.98813 | -0.22587 | 14.741
44 | 0.025571 | 0.006447 | -0.02555 | -0.0064341 | 2.0994e-05 | 1.2953e-05 | 0.038521 | 0.038521 | 0.038521 | 0.98813 | -0.22587 | 0.98724 | -0.24304 | 10.5827
45 | -0.20356 | -0.05176 | 0.20375 | 0.051878 | 0.00018725 | 0.00011814 | 0.30681 | 0.3068 | 0.30681 | 0.98813 | -0.22587 | 0.98912 | -0.2068 | 16.8575
46 | 0.02454 | 0.0061811 | -0.024533 | -0.0061766 | 7.2513e-06 | 4.4603e-06 | 0.036999 | 0.036999 | 0.036999 | 0.98724 | -0.24304 | 0.98692 | -0.24922 | 10.1647
47 | -0.2075 | -0.052817 | 0.20757 | 0.052867 | 7.8221e-05 | 4.9376e-05 | 0.31244 | 0.31244 | 0.31244 | 0.98912 | -0.2068 | 0.98953 | -0.19898 | 17.1673
48 | -0.0014379 | -0.00036038 | 0.001438 | 0.00035977 | 9.1739e-08 | -6.1334e-07 | 0.0021625 | 0.0021622 | 0.0021625 | 0.98946 | -0.20032 | 0.98953 | -0.19898 | 0.59408
49 | -0.20901 | -0.053227 | 0.20927 | 0.053388 | 0.00025631 | 0.00016182 | 0.31461 | 0.31461 | 0.31461 | 0.98953 | -0.19898 | 0.99085 | -0.17359 | 17.2861
50 | -0.21112 | -0.053853 | 0.21122 | 0.053916 | 9.958e-05 | 6.2882e-05 | 0.31739 | 0.31739 | 0.31739 | 0.99085 | -0.17359 | 0.99136 | -0.16383 | 17.4391
51 | -0.21823 | -0.055672 | 0.21837 | 0.055761 | 0.00013957 | 8.8207e-05 | 0.32791 | 0.32791 | 0.32791 | 0.99136 | -0.16383 | 0.99205 | -0.15059 | 18.0171
52 | 0.0070089 | 0.0017565 | -0.0070083 | -0.0017563 | 5.1782e-07 | 1.7055e-07 | 0.01052 | 0.01052 | 0.01052 | 0.99136 | -0.16383 | 0.99128 | -0.16538 | 2.8902
53 | -0.22038 | -0.056265 | 0.22047 | 0.056321 | 8.7772e-05 | 5.5484e-05 | 0.33093 | 0.33093 | 0.33093 | 0.99205 | -0.15059 | 0.99249 | -0.14236 | 18.1829
54 | 0.0021706 | 0.00054385 | -0.0021705 | -0.00054398 | 5.2784e-08 | -1.3714e-07 | 0.0032582 | 0.0032583 | 0.0032583 | 0.99128 | -0.16538 | 0.99126 | -0.16589 | 0.89513
55 | 0.023514 | 0.0059212 | -0.0235 | -0.0059128 | 1.373e-05 | 8.4152e-06 | 0.035463 | 0.035463 | 0.035463 | 0.98692 | -0.24922 | 0.98629 | -0.26144 | 9.7426
56 | 0.022094 | 0.0055603 | -0.02209 | -0.0055577 | 4.2358e-06 | 2.5813e-06 | 0.033341 | 0.033341 | 0.033341 | 0.98629 | -0.26144 | 0.98609 | -0.26545 | 9.1597
57 | -0.22106 | -0.056469 | 0.22116 | 0.056531 | 9.7868e-05 | 6.1869e-05 | 0.33182 | 0.33182 | 0.33182 | 0.99249 | -0.14236 | 0.99297 | -0.1332 | 18.2317
58 | -0.22198 | -0.056736 | 0.22205 | 0.056779 | 6.9133e-05 | 4.3707e-05 | 0.33304 | 0.33304 | 0.33304 | 0.99297 | -0.1332 | 0.9933 | -0.12677 | 18.2989
59 | 0.017303 | 0.004358 | -0.017287 | -0.0043487 | 1.56e-05 | 9.207e-06 | 0.026117 | 0.026118 | 0.026118 | 0.98609 | -0.26545 | 0.98511 | -0.28433 | 7.1752
60 | 0.016282 | 0.004097 | -0.016263 | -0.0040856 | 1.9507e-05 | 1.1392e-05 | 0.0246 | 0.024601 | 0.024601 | 0.98511 | -0.28433 | 0.98383 | -0.30943 | 6.7585
61 | 0.016263 | 0.0040856 | -0.016259 | -0.0040833 | 3.914e-06 | 2.286e-06 | 0.024601 | 0.024601 | 0.024601 | 0.98383 | -0.30943 | 0.98357 | -0.31447 | 6.7585
62 | 0.016259 | 0.0040833 | -0.01625 | -0.0040782 | 8.6713e-06 | 5.065e-06 | 0.024601 | 0.024601 | 0.024601 | 0.98357 | -0.31447 | 0.98299 | -0.32566 | 6.7585
63 | 0.014797 | 0.003714 | -0.014775 | -0.0037012 | 2.2268e-05 | 1.2754e-05 | 0.022401 | 0.022401 | 0.022401 | 0.98299 | -0.32566 | 0.98138 | -0.35726 | 6.1543
64 | -0.0091984 | -0.0023053 | 0.0091997 | 0.0023059 | 1.3052e-06 | 6.1549e-07 | 0.014046 | 0.014046 | 0.014046 | 0.97449 | -0.49101 | 0.97464 | -0.48803 | 3.8587
65 | 0.0079983 | 0.0020045 | -0.007998 | -0.0020044 | 3.1765e-07 | 1.3255e-07 | 0.012213 | 0.012213 | 0.012213 | 0.97449 | -0.49101 | 0.97445 | -0.49184 | 3.3552
66 | -0.011962 | -0.0029983 | 0.011963 | 0.0029988 | 9.9787e-07 | 5.392e-07 | 0.018263 | 0.018263 | 0.018263 | 0.97464 | -0.48803 | 0.97473 | -0.48628 | 5.0174
67 | 0.0046925 | 0.001176 | -0.0046922 | -0.001176 | 3.2446e-07 | -2.2456e-09 | 0.0071656 | 0.0071657 | 0.0071657 | 0.97445 | -0.49184 | 0.97438 | -0.49329 | 1.9686
68 | -0.012841 | -0.0032187 | 0.012849 | 0.0032235 | 8.6989e-06 | 4.8142e-06 | 0.019603 | 0.019602 | 0.019603 | 0.97473 | -0.48628 | 0.97545 | -0.47207 | 5.3853
69 | 0.0038397 | 0.00096229 | -0.0038396 | -0.00096231 | 4.4034e-08 | -1.4355e-08 | 0.0058638 | 0.0058638 | 0.0058638 | 0.97438 | -0.49329 | 0.97436 | -0.49353 | 1.6109
70 | -0.01372 | -0.0034417 | 0.013723 | 0.0034435 | 3.3626e-06 | 1.8964e-06 | 0.02093 | 0.02093 | 0.02093 | 0.97545 | -0.47207 | 0.97571 | -0.46693 | 5.75
71 | -0.0035916 | -0.00090013 | 0.0035921 | 0.00089986 | 4.8773e-07 | -2.7373e-07 | 0.0053707 | 0.0053705 | 0.0053707 | 0.99509 | -0.092779 | 0.99524 | -0.089928 | 1.4755
72 | 0.22361 | 0.057324 | -0.22321 | -0.057072 | 0.0003986 | 0.00025203 | 0.33479 | 0.33479 | 0.33479 | 0.99524 | -0.089928 | 0.9933 | -0.12677 | 18.3949
73 | -0.2272 | -0.058224 | 0.22738 | 0.058338 | 0.00018034 | 0.00011406 | 0.34016 | 0.34016 | 0.34016 | 0.99524 | -0.089928 | 0.9961 | -0.073567 | 18.69
74 | 0.019416 | 0.0048745 | -0.019403 | -0.0048663 | 1.3471e-05 | 8.1145e-06 | 0.029681 | 0.029681 | 0.029681 | 0.97351 | -0.51028 | 0.97277 | -0.52483 | 8.154
75 | 0.061969 | 0.015838 | -0.061964 | -0.015835 | 5.7395e-06 | 3.0935e-06 | 0.092681 | 0.092681 | 0.092681 | 0.9961 | -0.073567 | 0.996 | -0.075482 | 5.0924
76 | -0.28935 | -0.074176 | 0.28955 | 0.074298 | 0.00019208 | 0.00012204 | 0.43284 | 0.43284 | 0.43284 | 0.9961 | -0.073567 | 0.99683 | -0.059884 | 23.7823
77 | 0.29004 | 0.074534 | -0.28975 | -0.074348 | 0.00029303 | 0.00018618 | 0.43314 | 0.43314 | 0.43314 | 0.99793 | -0.039063 | 0.99683 | -0.059884 | 23.7987
78 | -0.29042 | -0.074629 | 0.29097 | 0.07498 | 0.00055221 | 0.00035085 | 0.4337 | 0.4337 | 0.4337 | 0.99793 | -0.039063 | 1 | 0 | 23.8299
79 | 0.013628 | 0.0034176 | -0.01362 | -0.0034132 | 8.0303e-06 | 4.4676e-06 | 0.020361 | 0.020362 | 0.020362 | 0.996 | -0.075482 | 0.99536 | -0.087852 | 5.5939
80 | 0.048335 | 0.012417 | -0.048325 | -0.012412 | 1.0384e-05 | 4.9238e-06 | 0.07232 | 0.072321 | 0.072321 | 0.996 | -0.075482 | 0.99577 | -0.079906 | 3.9737
81 | 0.016186 | 0.0040602 | -0.016174 | -0.0040532 | 1.1924e-05 | 6.9882e-06 | 0.024761 | 0.024761 | 0.024761 | 0.97277 | -0.52483 | 0.97199 | -0.5403 | 6.8024
82 | 0.0098819 | 0.0024762 | -0.0098816 | -0.0024761 | 2.9021e-07 | 1.4382e-07 | 0.015128 | 0.015128 | 0.015128 | 0.97199 | -0.5403 | 0.97196 | -0.54091 | 4.156
83 | 0.0041449 | 0.0010384 | -0.0041439 | -0.0010386 | 1.0746e-06 | -1.9401e-07 | 0.0063455 | 0.0063458 | 0.0063458 | 0.97196 | -0.54091 | 0.97168 | -0.54636 | 1.7434
84 | 0.0061731 | 0.0015467 | -0.0061722 | -0.0015465 | 8.8168e-07 | 2.0549e-07 | 0.0092283 | 0.0092284 | 0.0092284 | 0.99536 | -0.087852 | 0.99521 | -0.090851 | 2.5353
85 | 0.048017 | 0.012335 | -0.048004 | -0.012329 | 1.2902e-05 | 6.0912e-06 | 0.071861 | 0.071861 | 0.071861 | 0.99577 | -0.079906 | 0.99548 | -0.085441 | 3.9484
86 | 0.0037189 | 0.00093186 | -0.0037186 | -0.00093198 | 2.4993e-07 | -1.2012e-07 | 0.0055604 | 0.0055605 | 0.0055605 | 0.99521 | -0.090851 | 0.99513 | -0.092262 | 1.5276
87 | 0.0024533 | 0.00061463 | -0.0024532 | -0.00061483 | 9.9796e-08 | -1.9312e-07 | 0.003668 | 0.0036681 | 0.0036681 | 0.99521 | -0.090851 | 0.99516 | -0.091705 | 1.0077
88 | 0.047736 | 0.012262 | -0.047729 | -0.012258 | 7.2977e-06 | 3.4321e-06 | 0.071461 | 0.071462 | 0.071462 | 0.99548 | -0.085441 | 0.99531 | -0.088589 | 3.9265
89 | 0.00049924 | 0.00012476 | -0.00049923 | -0.00012512 | 5.8759e-09 | -3.6185e-07 | 0.00074625 | 0.00074638 | 0.00074638 | 0.99531 | -0.088589 | 0.9953 | -0.088836 | 0.20505
90 | 0.04723 | 0.012134 | -0.047219 | -0.012129 | 1.0553e-05 | 4.9261e-06 | 0.070716 | 0.070716 | 0.070716 | 0.99531 | -0.088589 | 0.99507 | -0.093191 | 3.8855
91 | 0.04667 | 0.011991 | -0.046645 | -0.011979 | 2.5184e-05 | 1.1656e-05 | 0.069895 | 0.069896 | 0.069896 | 0.99507 | -0.093191 | 0.99448 | -0.10431 | 3.8405
92 | 0.045441 | 0.011678 | -0.045339 | -0.011616 | 0.00010143 | 6.1892e-05 | 0.068095 | 0.068096 | 0.068096 | 0.99448 | -0.10431 | 0.99206 | -0.15036 | 9.3539
93 | 0.045339 | 0.011616 | -0.045256 | -0.011563 | 8.3857e-05 | 5.3047e-05 | 0.068096 | 0.068096 | 0.068096 | 0.99206 | -0.15036 | 0.99005 | -0.1886 | 18.7078
94 | 0.044849 | 0.011462 | -0.044775 | -0.011414 | 7.4811e-05 | 4.7317e-05 | 0.067486 | 0.067486 | 0.067486 | 0.99005 | -0.1886 | 0.98825 | -0.22316 | 18.5402
95 | 0.00040618 | 0.00010113 | -0.00040617 | -0.00010166 | 5.8554e-09 | -5.3529e-07 | 0.00061023 | 0.00061042 | 0.00061042 | 0.99005 | -0.1886 | 0.99004 | -0.18891 | 0.1677
96 | 0.042584 | 0.010865 | -0.042529 | -0.010831 | 5.4415e-05 | 3.4375e-05 | 0.064188 | 0.064188 | 0.064188 | 0.98825 | -0.22316 | 0.98687 | -0.24965 | 17.634
97 | 0.00015848 | 3.9583e-05 | -0.00015848 | -3.9718e-05 | 2.2343e-10 | -1.3493e-07 | 0.00023814 | 0.00023819 | 0.00023819 | 0.99004 | -0.18891 | 0.99004 | -0.18894 | 0.065437
98 | 0.038509 | 0.0098232 | -0.03825 | -0.0096603 | 0.00025854 | 0.00016288 | 0.058125 | 0.058126 | 0.058126 | 0.98687 | -0.24965 | 0.97964 | -0.38968 | 15.9688
99 | 0.0033409 | 0.00083665 | -0.0033406 | -0.00083685 | 3.0696e-07 | -1.9976e-07 | 0.0050871 | 0.0050872 | 0.0050872 | 0.97719 | -0.43805 | 0.97709 | -0.43998 | 1.3976
100 | 0.0022269 | 0.00055774 | -0.0022268 | -0.00055792 | 7.6186e-08 | -1.7249e-07 | 0.0033912 | 0.0033913 | 0.0033913 | 0.97709 | -0.43998 | 0.97705 | -0.4407 | 0.93168
101 | 0.0011135 | 0.00027888 | -0.0011135 | -0.00027906 | 1.6195e-08 | -1.7773e-07 | 0.0016957 | 0.0016958 | 0.0016958 | 0.97705 | -0.4407 | 0.97704 | -0.44101 | 0.46587
102 | 0.037166 | 0.0093887 | -0.037127 | -0.0093637 | 3.9723e-05 | 2.5005e-05 | 0.05648 | 0.056481 | 0.056481 | 0.97964 | -0.38968 | 0.97849 | -0.412 | 15.5166
103 | 0.036436 | 0.0091907 | -0.036421 | -0.0091815 | 1.4543e-05 | 9.149e-06 | 0.05543 | 0.05543 | 0.05543 | 0.97849 | -0.412 | 0.97807 | -0.42034 | 15.2281
104 | 0.0014962 | 0.00037467 | -0.0014962 | -0.00037498 | 5.3716e-08 | -3.1256e-07 | 0.0022762 | 0.0022764 | 0.0022764 | 0.97807 | -0.42034 | 0.97803 | -0.4211 | 0.62537
105 | 0.034925 | 0.0088068 | -0.034918 | -0.008802 | 7.6698e-06 | 4.8178e-06 | 0.053154 | 0.053154 | 0.053154 | 0.97807 | -0.42034 | 0.97783 | -0.42493 | 14.6028
106 | 0.0051551 | 0.0012916 | -0.005155 | -0.0012916 | 8.2041e-08 | 7.9114e-09 | 0.0078446 | 0.0078447 | 0.0078447 | 0.97783 | -0.42493 | 0.97782 | -0.42526 | 2.1551
107 | 0.029762 | 0.0075104 | -0.029682 | -0.0074602 | 8.0421e-05 | 5.0163e-05 | 0.045309 | 0.04531 | 0.04531 | 0.97783 | -0.42493 | 0.97495 | -0.48152 | 12.4478
108 | -0.011208 | -0.0028091 | 0.011214 | 0.0028122 | 5.8217e-06 | 3.0723e-06 | 0.017161 | 0.017161 | 0.017161 | 0.97187 | -0.54222 | 0.97242 | -0.53132 | 4.7146
109 | -0.013703 | -0.003436 | 0.013704 | 0.0034362 | 4.8069e-07 | 2.7148e-07 | 0.020969 | 0.020969 | 0.020969 | 0.97242 | -0.53132 | 0.97246 | -0.53059 | 5.7608
110 | -0.015026 | -0.0037675 | 0.015029 | 0.0037694 | 3.1879e-06 | 1.8407e-06 | 0.022992 | 0.022992 | 0.022992 | 0.97246 | -0.53059 | 0.97268 | -0.52614 | 6.3165
111 | -0.017464 | -0.0043796 | 0.017471 | 0.0043837 | 6.9543e-06 | 4.1281e-06 | 0.026717 | 0.026717 | 0.026717 | 0.97268 | -0.52614 | 0.97311 | -0.51778 | 7.3398
112 | 0.0084259 | 0.0021112 | -0.0084244 | -0.0021105 | 1.4992e-06 | 6.6034e-07 | 0.012884 | 0.012884 | 0.012884 | 0.97311 | -0.51778 | 0.97292 | -0.52152 | 3.5396
113 | -0.025897 | -0.0064949 | 0.025935 | 0.0065187 | 3.84e-05 | 2.3763e-05 | 0.039601 | 0.039601 | 0.039601 | 0.97311 | -0.51778 | 0.97468 | -0.48672 | 10.8794
114 | 0.0049019 | 0.0012277 | -0.0049014 | -0.0012277 | 5.0548e-07 | 2.5711e-08 | 0.0074969 | 0.007497 | 0.007497 | 0.97292 | -0.52152 | 0.97281 | -0.52369 | 2.0596
115 | -0.026586 | -0.0066818 | 0.026592 | 0.0066859 | 6.6101e-06 | 4.0971e-06 | 0.040594 | 0.040594 | 0.040594 | 0.97468 | -0.48672 | 0.97495 | -0.48152 | 11.1523
116 | 0.0032909 | 0.00082403 | -0.0032901 | -0.00082458 | 8.2092e-07 | -5.4696e-07 | 0.0050335 | 0.0050339 | 0.0050339 | 0.97281 | -0.52369 | 0.97254 | -0.52892 | 1.3829
117 | 0.0033598 | 0.00084169 | -0.0033597 | -0.00084173 | 7.3324e-08 | -4.6899e-08 | 0.0051127 | 0.0051127 | 0.0051127 | 0.97782 | -0.42526 | 0.97779 | -0.42572 | 1.4046
118 | 0.0030583 | 0.00076619 | -0.003058 | -0.00076641 | 2.4686e-07 | -2.2317e-07 | 0.004654 | 0.0046542 | 0.0046542 | 0.97779 | -0.42572 | 0.97771 | -0.42742 | 1.2786
119 | 0.0024356 | 0.00061035 | -0.0024356 | -0.00061041 | 3.2842e-08 | -5.9831e-08 | 0.0036962 | 0.0036962 | 0.0036962 | 0.98051 | -0.37437 | 0.98049 | -0.37465 | 1.0155
120 | -0.0036085 | -0.0009043 | 0.0036089 | 0.00090408 | 4.5918e-07 | -2.2121e-07 | 0.0054762 | 0.005476 | 0.0054762 | 0.98051 | -0.37437 | 0.98064 | -0.37169 | 1.5045
121 | -0.0036089 | -0.00090408 | 0.0036101 | 0.00090354 | 1.1173e-06 | -5.39e-07 | 0.005476 | 0.0054756 | 0.005476 | 0.98064 | -0.37169 | 0.98098 | -0.36519 | 1.5044
122 | -0.0036101 | -0.00090354 | 0.0036106 | 0.0009033 | 4.9551e-07 | -2.3938e-07 | 0.0054756 | 0.0054754 | 0.0054756 | 0.98098 | -0.36519 | 0.98112 | -0.36231 | 1.5043
123 | 0.0058173 | 0.0014563 | -0.0058159 | -0.001456 | 1.3982e-06 | 2.8941e-07 | 0.0088199 | 0.0088201 | 0.0088201 | 0.98138 | -0.35726 | 0.98112 | -0.36231 | 2.4231

## res_trafo
| p_hv_mw | q_hv_mvar | p_lv_mw | q_lv_mvar | pl_mw | ql_mvar | i_hv_ka | i_lv_ka | vm_hv_pu | va_hv_degree | vm_lv_pu | va_lv_degree | loading_percent
0 | -1.2729e-15 | -1.3162e-15 | 0.00165 | 1.2699e-07 | 0.00165 | 1.2699e-07 | 5.2857e-17 | 0.0023815 | 0.99998 | 149.9956 | 1 | 0 | 0.2619

## res_ext_grid
| p_mw | q_mvar
0 | 0.29605 | 0.07584

## res_load
| p_mw | q_mvar
0 | 0.016773 | 0.0042037
1 | 0.0055314 | 0.0013863
2 | 0.012507 | 0.0031345
3 | 0.0042227 | 0.0010583
4 | 0.0014396 | 0.00036079
5 | 0.0016254 | 0.00040736
6 | 0.016541 | 0.0041457
7 | 0.0013469 | 0.00033758
8 | 0.0034949 | 0.00087591
9 | 0.0035945 | 0.00090087
10 | 0.0031764 | 0.00079607
11 | 0.00097084 | 0.00024332
12 | 0.0074468 | 0.0018664
13 | 0.0050021 | 0.0012537
14 | 0.00068439 | 0.00017152
15 | 0.0049007 | 0.0012282
16 | 0.0018314 | 0.00045898
17 | 0.0050985 | 0.0012778
18 | 0.0049582 | 0.0012426
19 | 0.0077321 | 0.0019379
20 | 0.0019938 | 0.0004997
21 | 0.0020735 | 0.00051966
22 | 0.0018754 | 0.00047001
23 | 0.0022932 | 0.00057474
24 | 0.0023588 | 0.00059118
25 | 0.0034435 | 0.00086302
26 | 0.0056402 | 0.0014136
27 | 0.0012558 | 0.00031472
28 | 0.00085271 | 0.00021371
29 | 0.0010096 | 0.00025302
30 | 0.0037489 | 0.00093957
31 | 0.0014379 | 0.00036038
32 | 0.0018545 | 0.00046479
33 | 0.0020129 | 0.00050447
34 | 0.0048378 | 0.0012125
35 | 0.0010191 | 0.00025541
36 | 0.0014064 | 0.00035248
37 | 0.0026508 | 0.00066436
38 | 0.00075826 | 0.00019004
39 | 0.0021705 | 0.00054398
40 | 0.00059234 | 0.00014846
41 | 0.00081657 | 0.00020465
42 | 0.0047871 | 0.0011998
43 | 0.0010045 | 0.00025175
44 | 0.0014534 | 0.00036426
45 | 0.0012001 | 0.00030078
46 | 0.0027626 | 0.00069237
47 | 0.0033054 | 0.00082841
48 | 0.00087738 | 0.00021989
49 | 0.00085253 | 0.00021367
50 | 0.00087039 | 0.00021814
51 | 0.0038396 | 0.00096231
52 | 0.0035916 | 0.00090013
53 | 0.0015849 | 0.00039721
54 | 0.00090505 | 0.00022683
55 | 0.0011665 | 0.00029234
56 | 0.00038147 | 9.5606e-05
57 | 0.00020006 | 5.0139e-05
58 | 0.0034277 | 0.00085907
59 | 0.0032165 | 0.00080614
60 | 0.0062923 | 0.001577
61 | 0.0057366 | 0.0014377
62 | 0.0041439 | 0.0010386
63 | 0.0074473 | 0.0018665
64 | 0.00030796 | 7.7183e-05
65 | 0.00026758 | 6.7062e-05
66 | 0.00049923 | 0.00012512
67 | 0.00054935 | 0.00013768
68 | 0.0012039 | 0.00030172
69 | 0.0037186 | 0.00093198
70 | 0.0024532 | 0.00061483
71 | 0.002191 | 0.00054911
72 | 0.00024769 | 6.2077e-05
73 | 0.00015848 | 3.9718e-05
74 | 0.0040206 | 0.0010076
75 | 0.0030547 | 0.00076557
76 | 0.0011136 | 0.00027911
77 | 0.0011134 | 0.00027904
78 | 0.0011135 | 0.00027906
79 | 0.0010836 | 0.00027158
80 | 0.00069065 | 0.00017309
81 | 0.0014962 | 0.00037498
82 | 0.011208 | 0.0028091
83 | 0.002489 | 0.00062379
84 | 0.0013219 | 0.00033129
85 | 0.0024349 | 0.00061025
86 | 0.0035225 | 0.00088282
87 | 0.00065073 | 0.00016309
88 | 0.0016105 | 0.00040363
89 | 0.0030898 | 0.00077438
90 | 0.0032901 | 0.00082458
91 | 0.0017952 | 0.00044993
92 | 0.00030142 | 7.5544e-05
93 | 0.003058 | 0.00076641
94 | 0.0011729 | 0.00029395
95 | 0.0024356 | 0.00061041
96 | 0.0089574 | 0.0022449
97 | 0.0022053 | 0.00055271

## dtypes
| element | column | dtype
0 | bus | name | object
1 | bus | vn_kv | float64
2 | bus | type | object
3 | bus | zone | object
4 | bus | in_service | bool
5 | load | name | object
6 | load | bus | uint32
7 | load | p_mw | float64
8 | load | q_mvar | float64
9 | load | const_z_percent | float64
10 | load | const_i_percent | float64
11 | load | sn_mva | float64
12 | load | scaling | float64
13 | load | in_service | bool
14 | load | type | object
15 | ext_grid | name | object
16 | ext_grid | bus | uint32
17 | ext_grid | vm_pu | float64
18 | ext_grid | va_degree | float64
19 | ext_grid | slack_weight | float64
20 | ext_grid | in_service | bool
21 | line | name | object
22 | line | std_type | object
23 | line | from_bus | uint32
24 | line | to_bus | uint32
25 | line | length_km | float64
26 | line | r_ohm_per_km | float64
27 | line | x_ohm_per_km | float64
28 | line | c_nf_per_km | float64
29 | line | g_us_per_km | float64
30 | line | max_i_ka | float64
31 | line | df | float64
32 | line | parallel | uint32
33 | line | type | object
34 | line | in_service | bool
35 | trafo | name | object
36 | trafo | std_type | object
37 | trafo | hv_bus | uint32
38 | trafo | lv_bus | uint32
39 | trafo | sn_mva | float64
40 | trafo | vn_hv_kv | float64
41 | trafo | vn_lv_kv | float64
42 | trafo | vk_percent | float64
43 | trafo | vkr_percent | float64
44 | trafo | pfe_kw | float64
45 | trafo | i0_percent | float64
46 | trafo | shift_degree | float64
47 | trafo | tap_side | object
48 | trafo | tap_neutral | int32
49 | trafo | tap_min | int32
50 | trafo | tap_max | int32
51 | trafo | tap_step_percent | float64
52 | trafo | tap_step_degree | float64
53 | trafo | tap_pos | int32
54 | trafo | tap_phase_shifter | bool
55 | trafo | parallel | uint32
56 | trafo | df | float64
57 | trafo | in_service | bool
58 | line_geodata | coords | object
59 | bus_geodata | x | float64
60 | bus_geodata | y | float64
61 | bus_geodata | coords | object
62 | res_bus | vm_pu | float64
63 | res_bus | va_degree | float64
64 | res_bus | p_mw | float64
65 | res_bus | q_mvar | float64
66 | res_line | p_from_mw | float64
67 | res_line | q_from_mvar | float64
68 | res_line | p_to_mw | float64
69 | res_line | q_to_mvar | float64
70 | res_line | pl_mw | float64
71 | res_line | ql_mvar | float64
72 | res_line | i_from_ka | float64
73 | res_line | i_to_ka | float64
74 | res_line | i_ka | float64
75 | res_line | vm_from_pu | float64
76 | res_line | va_from_degree | float64
77 | res_line | vm_to_pu | float64
78 | res_line | va_to_degree | float64
79 | res_line | loading_percent | float64
80 | res_trafo | p_hv_mw | float64
81 | res_trafo | q_hv_mvar | float64
82 | res_trafo | p_lv_mw | float64
83 | res_trafo | q_lv_mvar | float64
84 | res_trafo | pl_mw | float64
85 | res_trafo | ql_mvar | float64
86 | res_trafo | i_hv_ka | float64
87 | res_trafo | i_lv_ka | float64
88 | res_trafo | vm_hv_pu | float64
89 | res_trafo | va_hv_degree | float64
90 | res_trafo | vm_lv_pu | float64
91 | res_trafo | va_lv_degree | float64
92 | res_trafo | loading_percent | float64
93 | res_ext_grid | p_mw | float64
94 | res_ext_grid | q_mvar | float64
95 | res_load | p_mw | float64
96 | res_load | q_mvar | float64

## parameters
| version | format_version | converged | OPF_converged | name | f_hz | sn_mva
0 | 2.14.6 | 2.14.0 | TRUE | FALSE |  | 50 | 1