## bus
| name | vn_kv | type | zone | in_service
0 | bus_LV_220-2_1_6_node_351 | 0.4 | n |  | TRUE
1 | bus_LV_220-2_1_6_node_353 | 0.4 | n |  | TRUE
2 | bus_LV_220-2_1_6_node_399 | 0.4 | n |  | TRUE
3 | bus_LV_220-2_1_6_node_338 | 0.4 | n |  | TRUE
4 | bus_LV_220-2_1_6_node_407 | 0.4 | n |  | TRUE
5 | bus_LV_220-2_1_6_node_406 | 0.4 | n |  | TRUE
6 | bus_LV_220-2_1_6_node_387 | 0.4 | n |  | TRUE
7 | bus_LV_220-2_1_6_node_83 | 0.4 | n |  | TRUE
8 | bus_LV_220-2_1_6_node_78 | 0.4 | n |  | TRUE
9 | bus_LV_220-2_1_6_node_80 | 0.4 | n |  | TRUE
10 | bus_LV_220-2_1_6_node_84 | 0.4 | n |  | TRUE
11 | bus_LV_220-2_1_6_node_85 | 0.4 | n |  | TRUE
12 | bus_LV_220-2_1_6_node_82 | 0.4 | n |  | TRUE
13 | bus_LV_220-2_1_6_node_87 | 0.4 | n |  | TRUE
14 | bus_LV_220-2_1_6_node_388 | 0.4 | n |  | TRUE
15 | bus_LV_220-2_1_6_node_88 | 0.4 | n |  | TRUE
16 | bus_LV_220-2_1_6_node_89 | 0.4 | n |  | TRUE
17 | bus_LV_220-2_1_6_node_86 | 0.4 | n |  | TRUE
18 | bus_LV_220-2_1_6_node_115 | 0.4 | n |  | TRUE
19 | bus_LV_220-2_1_6_node_117 | 0.4 | n |  | TRUE
20 | bus_LV_220-2_1_6_node_110 | 0.4 | n |  | TRUE
21 | bus_LV_220-2_1_6_node_386 | 0.4 | n |  | TRUE
22 | bus_LV_220-2_1_6_node_424 | 0.4 | n |  | TRUE
23 | bus_LV_220-2_1_6_node_181 | 0.4 | n |  | TRUE
24 | bus_LV_220-2_1_6_node_112 | 0.4 | n |  | TRUE
25 | bus_LV_220-2_1_6_node_109 | 0.4 | n |  | TRUE
26 | bus_LV_220-2_1_6_node_311 | 0.4 | n |  | TRUE
27 | bus_LV_220-2_1_6_node_278 | 0.4 | n |  | TRUE
28 | bus_LV_220-2_1_6_node_280 | 0.4 | n |  | TRUE
29 | bus_LV_220-2_1_6_node_277 | 0.4 | n |  | TRUE
30 | bus_LV_220-2_1_6_node_90 | 0.4 | n |  | TRUE
31 | bus_LV_220-2_1_6_node_91 | 0.4 | n |  | TRUE
32 | bus_LV_220-2_1_6_node_92 | 0.4 | n |  | TRUE
33 | bus_LV_220-2_1_6_node_94 | 0.4 | n |  | TRUE
34 | bus_LV_220-2_1_6_node_95 | 0.4 | n |  | TRUE
35 | bus_LV_220-2_1_6_node_98 | 0.4 | n |  | TRUE
36 | bus_LV_220-2_1_6_node_99 | 0.4 | n |  | TRUE
37 | bus_LV_220-2_1_6_node_96 | 0.4 | n |  | TRUE
38 | bus_LV_220-2_1_6_node_319 | 0.4 | n |  | TRUE
39 | bus_LV_220-2_1_6_node_97 | 0.4 | n |  | TRUE
40 | bus_LV_220-2_1_6_node_343 | 0.4 | n |  | TRUE
41 | bus_LV_220-2_1_6_node_275 | 0.4 | n |  | TRUE
42 | bus_LV_220-2_1_6_node_416 | 0.4 | n |  | TRUE
43 | bus_LV_220-2_1_6_node_321 | 0.4 | n |  | TRUE
44 | bus_LV_220-2_1_6_node_318 | 0.4 | n |  | TRUE
45 | bus_LV_220-2_1_6_node_411 | 0.4 | n |  | TRUE
46 | bus_LV_220-2_1_6_node_299 | 0.4 | n |  | TRUE
47 | bus_LV_220-2_1_6_node_273 | 0.4 | n |  | TRUE
48 | bus_LV_220-2_1_6_node_414 | 0.4 | n |  | TRUE
49 | bus_LV_220-2_1_6_node_100 | 0.4 | n |  | TRUE
50 | bus_LV_220-2_1_6_node_101 | 0.4 | n |  | TRUE
51 | bus_LV_220-2_1_6_node_102 | 0.4 | n |  | TRUE
52 | bus_LV_220-2_1_6_node_103 | 0.4 | n |  | TRUE
53 | bus_LV_220-2_1_6_node_104 | 0.4 | n |  | TRUE
54 | bus_LV_220-2_1_6_node_105 | 0.4 | n |  | TRUE
55 | bus_LV_220-2_1_6_node_106 | 0.4 | n |  | TRUE
56 | bus_LV_220-2_1_6_node_107 | 0.4 | n |  | TRUE
57 | bus_LV_220-2_1_6_node_108 | 0.4 | n |  | TRUE
58 | bus_LV_220-2_1_6_node_344 | 0.4 | n |  | TRUE
59 | bus_LV_220-2_1_6_node_384 | 0.4 | n |  | TRUE
60 | bus_LV_220-2_1_6_node_389 | 0.4 | n |  | TRUE
61 | bus_LV_220-2_1_6_node_312 | 0.4 | n |  | TRUE
62 | bus_LV_220-2_1_6_node_385 | 0.4 | n |  | TRUE
63 | bus_LV_220-2_1_6_node_360 | 0.4 | n |  | TRUE
64 | bus_LV_220-2_1_6_node_111 | 0.4 | n |  | TRUE
65 | bus_LV_220-2_1_6_node_113 | 0.4 | n |  | TRUE
66 | bus_LV_220-2_1_6_node_114 | 0.4 | n |  | TRUE
67 | bus_LV_220-2_1_6_node_116 | 0.4 | n |  | TRUE
68 | bus_LV_220-2_1_6_node_118 | 0.4 | n |  | TRUE
69 | bus_LV_220-2_1_6_node_119 | 0.4 | n |  | TRUE
70 | bus_LV_220-2_1_6_node_120 | 0.4 | n |  | TRUE
71 | bus_LV_220-2_1_6_node_142 | 0.4 | n |  | TRUE
72 | bus_LV_220-2_1_6_node_121 | 0.4 | n |  | TRUE
73 | bus_LV_220-2_1_6_node_143 | 0.4 | n |  | TRUE
74 | bus_LV_220-2_1_6_node_122 | 0.4 | n |  | TRUE
75 | bus_LV_220-2_1_6_node_125 | 0.4 | n |  | TRUE
76 | bus_LV_220-2_1_6_node_147 | 0.4 | n |  | TRUE
77 | bus_LV_220-2_1_6_node_148 | 0.4 | n |  | TRUE
78 | bus_LV_220-2_1_6_node_146 | 0.4 | n |  | TRUE
79 | bus_LV_220-2_1_6_node_126 | 0.4 | n |  | TRUE
80 | bus_LV_220-2_1_6_node_127 | 0.4 | n |  | TRUE
81 | bus_LV_220-2_1_6_node_128 | 0.4 | n |  | TRUE
82 | bus_LV_220-2_1_6_node_129 | 0.4 | n |  | TRUE
83 | bus_LV_220-2_1_6_node_130 | 0.4 | n |  | TRUE
84 | bus_LV_220-2_1_6_node_132 | 0.4 | n |  | TRUE
85 | bus_LV_220-2_1_6_node_133 | 0.4 | n |  | TRUE
86 | bus_LV_220-2_1_6_node_134 | 0.4 | n |  | TRUE
87 | bus_LV_220-2_1_6_node_131 | 0.4 | n |  | TRUE
88 | bus_LV_220-2_1_6_node_138 | 0.4 | n |  | TRUE
89 | bus_LV_220-2_1_6_node_135 | 0.4 | n |  | TRUE
90 | bus_LV_220-2_1_6_node_186 | 0.4 | n |  | TRUE
91 | bus_LV_220-2_1_6_node_161 | 0.4 | n |  | TRUE
92 | bus_LV_220-2_1_6_node_162 | 0.4 | n |  | TRUE
93 | bus_LV_220-2_1_6_node_152 | 0.4 | n |  | TRUE
94 | bus_LV_220-2_1_6_node_140 | 0.4 | n |  | TRUE
95 | bus_LV_220-2_1_6_node_141 | 0.4 | n |  | TRUE
96 | bus_LV_220-2_1_6_node_136 | 0.4 | n |  | TRUE
97 | bus_LV_220-2_1_6_node_196 | 0.4 | n |  | TRUE
98 | bus_LV_220-2_1_6_node_187 | 0.4 | n |  | TRUE
99 | bus_LV_220-2_1_6_node_151 | 0.4 | n |  | TRUE
100 | bus_LV_220-2_1_6_node_150 | 0.4 | n |  | TRUE
101 | bus_LV_220-2_1_6_node_176 | 0.4 | n |  | TRUE
102 | bus_LV_220-2_1_6_node_178 | 0.4 | n |  | TRUE
103 | bus_LV_220-2_1_6_node_179 | 0.4 | n |  | TRUE
104 | bus_LV_220-2_1_6_node_173 | 0.4 | n |  | TRUE
105 | bus_LV_220-2_1_6_node_172 | 0.4 | n |  | TRUE
106 | bus_LV_220-2_1_6_node_149 | 0.4 | n |  | TRUE
107 | bus_LV_220-2_1_6_node_144 | 0.4 | n |  | TRUE
108 | bus_LV_220-2_1_6_node_145 | 0.4 | n |  | TRUE
109 | bus_LV_220-2_1_6_node_153 | 0.4 | n |  | TRUE
110 | bus_LV_220-2_1_6_node_154 | 0.4 | n |  | TRUE
111 | bus_LV_220-2_1_6_node_155 | 0.4 | n |  | TRUE
112 | bus_LV_220-2_1_6_node_156 | 0.4 | n |  | TRUE
113 | bus_LV_220-2_1_6_node_157 | 0.4 | n |  | TRUE
114 | bus_LV_220-2_1_6_node_158 | 0.4 | n |  | TRUE
115 | bus_LV_220-2_1_6_node_159 | 0.4 | n |  | TRUE
116 | bus_LV_220-2_1_6_node_160 | 0.4 | n |  | TRUE
117 | bus_LV_220-2_1_6_node_359 | 0.4 | n |  | TRUE
118 | bus_LV_220-2_1_6_node_306 | 0.4 | n |  | TRUE
119 | bus_LV_220-2_1_6_node_339 | 0.4 | n |  | TRUE
120 | bus_LV_220-2_1_6_node_361 | 0.4 | n |  | TRUE
121 | bus_LV_220-2_1_6_node_355 | 0.4 | n |  | TRUE
122 | bus_LV_220-2_1_6_node_356 | 0.4 | n |  | TRUE
123 | bus_LV_220-2_1_6_node_304 | 0.4 | n |  | TRUE
124 | bus_LV_220-2_1_6_node_322 | 0.4 | n |  | TRUE
125 | bus_LV_220-2_1_6_node_362 | 0.4 | n |  | TRUE
126 | bus_LV_220-2_1_6_node_357 | 0.4 | n |  | TRUE
127 | bus_LV_220-2_1_6_node_358 | 0.4 | n |  | TRUE
128 | bus_LV_220-2_1_6_node_188 | 0.4 | n |  | TRUE
129 | bus_LV_220-2_1_6_node_185 | 0.4 | n |  | TRUE
130 | bus_LV_220-2_1_6_node_163 | 0.4 | n |  | TRUE
131 | bus_LV_220-2_1_6_node_164 | 0.4 | n |  | TRUE
132 | bus_LV_220-2_1_6_node_165 | 0.4 | n |  | TRUE
133 | bus_LV_220-2_1_6_node_166 | 0.4 | n |  | TRUE
134 | bus_LV_220-2_1_6_node_167 | 0.4 | n |  | TRUE
135 | bus_LV_220-2_1_6_node_168 | 0.4 | n |  | TRUE
136 | bus_LV_220-2_1_6_node_169 | 0.4 | n |  | TRUE
137 | bus_LV_220-2_1_6_node_170 | 0.4 | n |  | TRUE
138 | bus_LV_220-2_1_6_node_171 | 0.4 | n |  | TRUE
139 | bus_LV_220-2_1_6_node_200 | 0.4 | n |  | TRUE
140 | bus_LV_220-2_1_6_node_197 | 0.4 | n |  | TRUE
141 | bus_LV_220-2_1_6_node_209 | 0.4 | n |  | TRUE
142 | bus_LV_220-2_1_6_node_213 | 0.4 | n |  | TRUE
143 | bus_LV_220-2_1_6_node_198 | 0.4 | n |  | TRUE
144 | bus_LV_220-2_1_6_node_205 | 0.4 | n |  | TRUE
145 | bus_LV_220-2_1_6_node_214 | 0.4 | n |  | TRUE
146 | bus_LV_220-2_1_6_node_215 | 0.4 | n |  | TRUE
147 | bus_LV_220-2_1_6_node_174 | 0.4 | n |  | TRUE
148 | bus_LV_220-2_1_6_node_175 | 0.4 | n |  | TRUE
149 | bus_LV_220-2_1_6_node_177 | 0.4 | n |  | TRUE
150 | bus_LV_220-2_1_6_node_180 | 0.4 | n |  | TRUE
151 | bus_LV_220-2_1_6_node_182 | 0.4 | n |  | TRUE
152 | bus_LV_220-2_1_6_node_183 | 0.4 | n |  | TRUE
153 | bus_LV_220-2_1_6_node_184 | 0.4 | n |  | TRUE
154 | bus_LV_220-2_1_6_node_191 | 0.4 | n |  | TRUE
155 | bus_LV_220-2_1_6_node_190 | 0.4 | n |  | TRUE
156 | bus_LV_220-2_1_6_node_192 | 0.4 | n |  | TRUE
157 | bus_LV_220-2_1_6_node_419 | 0.4 | n |  | TRUE
158 | bus_LV_220-2_1_6_node_193 | 0.4 | n |  | TRUE
159 | bus_LV_220-2_1_6_node_420 | 0.4 | n |  | TRUE
160 | bus_LV_220-2_1_6_node_421 | 0.4 | n |  | TRUE
161 | bus_LV_220-2_1_6_node_189 | 0.4 | n |  | TRUE
162 | bus_LV_220-2_1_6_node_423 | 0.4 | n |  | TRUE
163 | bus_LV_220-2_1_6_node_422 | 0.4 | n |  | TRUE
164 | bus_LV_220-2_1_6_node_194 | 0.4 | n |  | TRUE
165 | bus_LV_220-2_1_6_node_195 | 0.4 | n |  | TRUE
166 | bus_LV_220-2_1_6_node_212 | 0.4 | n |  | TRUE
167 | bus_LV_220-2_1_6_node_207 | 0.4 | n |  | TRUE
168 | bus_LV_220-2_1_6_node_211 | 0.4 | n |  | TRUE
169 | bus_LV_220-2_1_6_node_208 | 0.4 | n |  | TRUE
170 | bus_LV_220-2_1_6_node_204 | 0.4 | n |  | TRUE
171 | bus_LV_220-2_1_6_node_202 | 0.4 | n |  | TRUE
172 | bus_LV_220-2_1_6_node_203 | 0.4 | n |  | TRUE
173 | bus_LV_220-2_1_6_node_206 | 0.4 | n |  | TRUE
174 | bus_LV_220-2_1_6_node_210 | 0.4 | n |  | TRUE
175 | bus_LV_220-2_1_6_node_225 | 0.4 | n |  | TRUE
176 | bus_LV_220-2_1_6_node_222 | 0.4 | n |  | TRUE
177 | bus_LV_220-2_1_6_node_229 | 0.4 | n |  | TRUE
178 | bus_LV_220-2_1_6_node_223 | 0.4 | n |  | TRUE
179 | bus_LV_220-2_1_6_node_283 | 0.4 | n |  | TRUE
180 | bus_LV_220-2_1_6_node_284 | 0.4 | n |  | TRUE
181 | bus_LV_220-2_1_6_node_285 | 0.4 | n |  | TRUE
182 | bus_LV_220-2_1_6_node_216 | 0.4 | n |  | TRUE
183 | bus_LV_220-2_1_6_node_217 | 0.4 | n |  | TRUE
184 | bus_LV_220-2_1_6_node_218 | 0.4 | n |  | TRUE
185 | bus_LV_220-2_1_6_node_219 | 0.4 | n |  | TRUE
186 | bus_LV_220-2_1_6_node_221 | 0.4 | n |  | TRUE
187 | bus_LV_220-2_1_6_node_236 | 0.4 | n |  | TRUE
188 | bus_LV_220-2_1_6_node_220 | 0.4 | n |  | TRUE
189 | bus_LV_220-2_1_6_node_233 | 0.4 | n |  | TRUE
190 | bus_LV_220-2_1_6_node_235 | 0.4 | n |  | TRUE
191 | bus_LV_220-2_1_6_node_234 | 0.4 | n |  | TRUE
192 | bus_LV_220-2_1_6_node_224 | 0.4 | n |  | TRUE
193 | bus_LV_220-2_1_6_node_226 | 0.4 | n |  | TRUE
194 | bus_LV_220-2_1_6_node_228 | 0.4 | n |  | TRUE
195 | bus_LV_220-2_1_6_node_227 | 0.4 | n |  | TRUE
196 | bus_LV_220-2_1_6_node_288 | 0.4 | n |  | TRUE
197 | bus_LV_220-2_1_6_node_286 | 0.4 | n |  | TRUE
198 | bus_LV_220-2_1_6_node_231 | 0.4 | n |  | TRUE
199 | bus_LV_220-2_1_6_node_230 | 0.4 | n |  | TRUE
200 | bus_LV_220-2_1_6_node_328 | 0.4 | n |  | TRUE
201 | bus_LV_220-2_1_6_node_326 | 0.4 | n |  | TRUE
202 | bus_LV_220-2_1_6_node_341 | 0.4 | n |  | TRUE
203 | bus_LV_220-2_1_6_node_287 | 0.4 | n |  | TRUE
204 | bus_LV_220-2_1_6_node_259 | 0.4 | n |  | TRUE
205 | bus_LV_220-2_1_6_node_232 | 0.4 | n |  | TRUE
206 | bus_LV_220-2_1_6_node_331 | 0.4 | n |  | TRUE
207 | bus_LV_220-2_1_6_node_325 | 0.4 | n |  | TRUE
208 | bus_LV_220-2_1_6_node_240 | 0.4 | n |  | TRUE
209 | bus_LV_220-2_1_6_node_237 | 0.4 | n |  | TRUE
210 | bus_LV_220-2_1_6_node_242 | 0.4 | n |  | TRUE
211 | bus_LV_220-2_1_6_node_238 | 0.4 | n |  | TRUE
212 | bus_LV_220-2_1_6_node_243 | 0.4 | n |  | TRUE
213 | bus_LV_220-2_1_6_node_244 | 0.4 | n |  | TRUE
214 | bus_LV_220-2_1_6_node_239 | 0.4 | n |  | TRUE
215 | bus_LV_220-2_1_6_node_241 | 0.4 | n |  | TRUE
216 | bus_LV_220-2_1_6_node_254 | 0.4 | n |  | TRUE
217 | bus_LV_220-2_1_6_node_248 | 0.4 | n |  | TRUE
218 | bus_LV_220-2_1_6_node_252 | 0.4 | n |  | TRUE
219 | bus_LV_220-2_1_6_node_245 | 0.4 | n |  | TRUE
220 | bus_LV_220-2_1_6_node_246 | 0.4 | n |  | TRUE
221 | bus_LV_220-2_1_6_node_247 | 0.4 | n |  | TRUE
222 | bus_LV_220-2_1_6_node_249 | 0.4 | n |  | TRUE
223 | bus_LV_220-2_1_6_node_250 | 0.4 | n |  | TRUE
224 | bus_LV_220-2_1_6_node_257 | 0.4 | n |  | TRUE
225 | bus_LV_220-2_1_6_node_256 | 0.4 | n |  | TRUE
226 | bus_LV_220-2_1_6_node_251 | 0.4 | n |  | TRUE
227 | bus_LV_220-2_1_6_node_253 | 0.4 | n |  | TRUE
228 | bus_LV_220-2_1_6_node_255 | 0.4 | n |  | TRUE
229 | bus_LV_220-2_1_6_node_260 | 0.4 | n |  | TRUE
230 | bus_LV_220-2_1_6_node_298 | 0.4 | n |  | TRUE
231 | bus_LV_220-2_1_6_node_268 | 0.4 | n |  | TRUE
232 | bus_LV_220-2_1_6_node_300 | 0.4 | n |  | TRUE
233 | bus_LV_220-2_1_6_node_293 | 0.4 | n |  | TRUE
234 | bus_LV_220-2_1_6_node_261 | 0.4 | n |  | TRUE
235 | bus_LV_220-2_1_6_node_262 | 0.4 | n |  | TRUE
236 | bus_LV_220-2_1_6_node_263 | 0.4 | n |  | TRUE
237 | bus_LV_220-2_1_6_node_264 | 0.4 | n |  | TRUE
238 | bus_LV_220-2_1_6_node_265 | 0.4 | n |  | TRUE
239 | bus_LV_220-2_1_6_node_266 | 0.4 | n |  | TRUE
240 | bus_LV_220-2_1_6_node_267 | 0.4 | n |  | TRUE
241 | bus_LV_220-2_1_6_node_269 | 0.4 | n |  | TRUE
242 | bus_LV_220-2_1_6_node_301 | 0.4 | n |  | TRUE
243 | bus_LV_220-2_1_6_node_291 | 0.4 | n |  | TRUE
244 | bus_LV_220-2_1_6_node_271 | 0.4 | n |  | TRUE
245 | bus_LV_220-2_1_6_node_270 | 0.4 | n |  | TRUE
246 | bus_LV_220-2_1_6_node_272 | 0.4 | n |  | TRUE
247 | bus_LV_220-2_1_6_node_274 | 0.4 | n |  | TRUE
248 | bus_LV_220-2_1_6_node_276 | 0.4 | n |  | TRUE
249 | bus_LV_220-2_1_6_node_290 | 0.4 | n |  | TRUE
250 | bus_LV_220-2_1_6_node_295 | 0.4 | n |  | TRUE
251 | bus_LV_220-2_1_6_node_292 | 0.4 | n |  | TRUE
252 | bus_LV_220-2_1_6_node_279 | 0.4 | n |  | TRUE
253 | bus_LV_220-2_1_6_node_281 | 0.4 | n |  | TRUE
254 | bus_LV_220-2_1_6_node_282 | 0.4 | n |  | TRUE
255 | bus_LV_220-2_1_6_node_308 | 0.4 | n |  | TRUE
256 | bus_LV_220-2_1_6_node_309 | 0.4 | n |  | TRUE
257 | bus_LV_220-2_1_6_node_310 | 0.4 | n |  | TRUE
258 | bus_LV_220-2_1_6_node_340 | 0.4 | n |  | TRUE
259 | bus_LV_220-2_1_6_node_289 | 0.4 | n |  | TRUE
260 | bus_LV_220-2_1_6_node_342 | 0.4 | n |  | TRUE
261 | bus_LV_220-2_1_6_node_313 | 0.4 | n |  | TRUE
262 | bus_LV_220-2_1_6_node_327 | 0.4 | n |  | TRUE
263 | bus_LV_220-2_1_6_node_314 | 0.4 | n |  | TRUE
264 | bus_LV_220-2_1_6_node_316 | 0.4 | n |  | TRUE
265 | bus_LV_220-2_1_6_node_296 | 0.4 | n |  | TRUE
266 | bus_LV_220-2_1_6_node_403 | 0.4 | n |  | TRUE
267 | bus_LV_220-2_1_6_node_297 | 0.4 | n |  | TRUE
268 | bus_LV_220-2_1_6_node_401 | 0.4 | n |  | TRUE
269 | bus_LV_220-2_1_6_node_408 | 0.4 | n |  | TRUE
270 | bus_LV_220-2_1_6_node_404 | 0.4 | n |  | TRUE
271 | bus_LV_220-2_1_6_node_400 | 0.4 | n |  | TRUE
272 | bus_LV_220-2_1_6_node_392 | 0.4 | n |  | TRUE
273 | bus_LV_220-2_1_6_node_395 | 0.4 | n |  | TRUE
274 | bus_LV_220-2_1_6_node_390 | 0.4 | n |  | TRUE
275 | bus_LV_220-2_1_6_node_350 | 0.4 | n |  | TRUE
276 | bus_LV_220-2_1_6_node_346 | 0.4 | n |  | TRUE
277 | bus_LV_220-2_1_6_node_302 | 0.4 | n |  | TRUE
278 | bus_LV_220-2_1_6_node_303 | 0.4 | n |  | TRUE
279 | bus_LV_220-2_1_6_node_305 | 0.4 | n |  | TRUE
280 | bus_LV_220-2_1_6_node_307 | 0.4 | n |  | TRUE
281 | bus_LV_220-2_1_6_node_329 | 0.4 | n |  | TRUE
282 | bus_LV_220-2_1_6_node_330 | 0.4 | n |  | TRUE
283 | bus_LV_220-2_1_6_node_315 | 0.4 | n |  | TRUE
284 | bus_LV_220-2_1_6_node_317 | 0.4 | n |  | TRUE
285 | bus_LV_220-2_1_6_node_324 | 0.4 | n |  | TRUE
286 | bus_LV_220-2_1_6_node_320 | 0.4 | n |  | TRUE
287 | bus_LV_220-2_1_6_node_323 | 0.4 | n |  | TRUE
288 | bus_LV_220-2_1_6_node_335 | 0.4 | n |  | TRUE
289 | bus_LV_220-2_1_6_node_376 | 0.4 | n |  | TRUE
290 | bus_LV_220-2_1_6_node_333 | 0.4 | n |  | TRUE
291 | bus_LV_220-2_1_6_node_374 | 0.4 | n |  | TRUE
292 | bus_LV_220-2_1_6_node_332 | 0.4 | n |  | TRUE
293 | bus_LV_220-2_1_6_node_334 | 0.4 | n |  | TRUE
294 | bus_LV_220-2_1_6_node_336 | 0.4 | n |  | TRUE
295 | bus_LV_220-2_1_6_node_337 | 0.4 | n |  | TRUE
296 | bus_LV_220-2_1_6_node_345 | 0.4 | n |  | TRUE
297 | bus_LV_220-2_1_6_node_409 | 0.4 | n |  | TRUE
298 | bus_LV_220-2_1_6_node_347 | 0.4 | n |  | TRUE
299 | bus_LV_220-2_1_6_node_349 | 0.4 | n |  | TRUE
300 | bus_LV_220-2_1_6_node_354 | 0.4 | n |  | TRUE
301 | bus_LV_220-2_1_6_node_352 | 0.4 | n |  | TRUE
302 | bus_LV_220-2_1_6_node_369 | 0.4 | n |  | TRUE
303 | bus_LV_220-2_1_6_node_418 | 0.4 | n |  | TRUE
304 | bus_LV_220-2_1_6_node_371 | 0.4 | n |  | TRUE
305 | bus_LV_220-2_1_6_node_367 | 0.4 | n |  | TRUE
306 | bus_LV_220-2_1_6_node_405 | 0.4 | n |  | TRUE
307 | bus_LV_220-2_1_6_node_415 | 0.4 | n |  | TRUE
308 | bus_LV_220-2_1_6_node_382 | 0.4 | n |  | TRUE
309 | bus_LV_220-2_1_6_node_383 | 0.4 | n |  | TRUE
310 | bus_LV_220-2_1_6_node_363 | 0.4 | n |  | TRUE
311 | bus_LV_220-2_1_6_node_364 | 0.4 | n |  | TRUE
312 | bus_LV_220-2_1_6_node_365 | 0.4 | n |  | TRUE
313 | bus_LV_220-2_1_6_node_366 | 0.4 | n |  | TRUE
314 | bus_LV_220-2_1_6_node_368 | 0.4 | n |  | TRUE
315 | bus_LV_220-2_1_6_node_370 | 0.4 | n |  | TRUE
316 | bus_LV_220-2_1_6_node_378 | 0.4 | n |  | TRUE
317 | bus_LV_220-2_1_6_node_379 | 0.4 | n |  | TRUE
318 | bus_LV_220-2_1_6_node_372 | 0.4 | n |  | TRUE
319 | bus_LV_220-2_1_6_node_380 | 0.4 | n |  | TRUE
320 | bus_LV_220-2_1_6_node_381 | 0.4 | n |  | TRUE
321 | bus_LV_220-2_1_6_node_377 | 0.4 | n |  | TRUE
322 | bus_LV_220-2_1_6_node_375 | 0.4 | n |  | TRUE
323 | bus_LV_220-2_1_6_node_373 | 0.4 | n |  | TRUE
324 | bus_LV_220-2_1_6_node_417 | 0.4 | n |  | TRUE
325 | bus_LV_220-2_1_6_node_413 | 0.4 | n |  | TRUE
326 | bus_LV_220-2_1_6_node_391 | 0.4 | n |  | TRUE
327 | bus_LV_220-2_1_6_node_393 | 0.4 | n |  | TRUE
328 | bus_LV_220-2_1_6_node_394 | 0.4 | n |  | TRUE
329 | bus_LV_220-2_1_6_node_397 | 0.4 | n |  | TRUE
330 | bus_LV_220-2_1_6_node_398 | 0.4 | n |  | TRUE
331 | bus_LV_220-2_1_6_node_402 | 0.4 | n |  | TRUE
332 | bus_LV_220-2_1_6_node_410 | 0.4 | n |  | TRUE
333 | bus_LV_220-2_1_6_node_412 | 0.4 | n |  | TRUE
334 | bus_MV_34_1_node_4 | 20 | n |  | TRUE

## load
| name | bus | p_mw | q_mvar | const_z_percent | const_i_percent | sn_mva | scaling | in_service | type
0 | LV_220-2_1_6_load_399 | 2 | 0.0014133 | 0.00035421 | 0 | 0 |  | 1 | TRUE | wye
1 | LV_220-2_1_6_load_407 | 4 | 0.0041212 | 0.0010329 | 0 | 0 |  | 1 | TRUE | wye
2 | LV_220-2_1_6_load_406 | 5 | 0.0011802 | 0.00029578 | 0 | 0 |  | 1 | TRUE | wye
3 | LV_220-2_1_6_load_387 | 6 | 0.0027163 | 0.00068077 | 0 | 0 |  | 1 | TRUE | wye
4 | LV_220-2_1_6_load_78 | 8 | 0.0019197 | 0.00048113 | 0 | 0 |  | 1 | TRUE | wye
5 | LV_220-2_1_6_load_84 | 10 | 0.0023744 | 0.00059508 | 0 | 0 |  | 1 | TRUE | wye
6 | LV_220-2_1_6_load_85 | 11 | 0.0015194 | 0.00038079 | 0 | 0 |  | 1 | TRUE | wye
7 | LV_220-2_1_6_load_82 | 12 | 0.001387 | 0.00034761 | 0 | 0 |  | 1 | TRUE | wye
8 | LV_220-2_1_6_load_388 | 14 | 0.0020382 | 0.00051082 | 0 | 0 |  | 1 | TRUE | wye
9 | LV_220-2_1_6_load_88 | 15 | 0.0020957 | 0.00052524 | 0 | 0 |  | 1 | TRUE | wye
10 | LV_220-2_1_6_load_89 | 16 | 0.0034493 | 0.00086448 | 0 | 0 |  | 1 | TRUE | wye
11 | LV_220-2_1_6_load_86 | 17 | 0.0052334 | 0.0013116 | 0 | 0 |  | 1 | TRUE | wye
12 | LV_220-2_1_6_load_117 | 19 | 0.0029118 | 0.00072976 | 0 | 0 |  | 1 | TRUE | wye
13 | LV_220-2_1_6_load_386 | 21 | 0.0032983 | 0.00082664 | 0 | 0 |  | 1 | TRUE | wye
14 | LV_220-2_1_6_load_424 | 22 | 0.002097 | 0.00052556 | 0 | 0 |  | 1 | TRUE | wye
15 | LV_220-2_1_6_load_181 | 23 | 0.00192 | 0.00048119 | 0 | 0 |  | 1 | TRUE | wye
16 | LV_220-2_1_6_load_109 | 25 | 0.00091324 | 0.00022888 | 0 | 0 |  | 1 | TRUE | wye
17 | LV_220-2_1_6_load_311 | 26 | 0.0023892 | 0.00059878 | 0 | 0 |  | 1 | TRUE | wye
18 | LV_220-2_1_6_load_280 | 28 | 0.001627 | 0.00040775 | 0 | 0 |  | 1 | TRUE | wye
19 | LV_220-2_1_6_load_277 | 29 | 0.0032139 | 0.00080547 | 0 | 0 |  | 1 | TRUE | wye
20 | LV_220-2_1_6_load_90 | 30 | 0.00084285 | 0.00021124 | 0 | 0 |  | 1 | TRUE | wye
21 | LV_220-2_1_6_load_91 | 31 | 0.0013313 | 0.00033366 | 0 | 0 |  | 1 | TRUE | wye
22 | LV_220-2_1_6_load_94 | 33 | 0.0013314 | 0.00033367 | 0 | 0 |  | 1 | TRUE | wye
23 | LV_220-2_1_6_load_95 | 34 | 0.0018733 | 0.00046949 | 0 | 0 |  | 1 | TRUE | wye
24 | LV_220-2_1_6_load_98 | 35 | 0.0013762 | 0.00034492 | 0 | 0 |  | 1 | TRUE | wye
25 | LV_220-2_1_6_load_99 | 36 | 0.00093744 | 0.00023495 | 0 | 0 |  | 1 | TRUE | wye
26 | LV_220-2_1_6_load_96 | 37 | 0.0015315 | 0.00038382 | 0 | 0 |  | 1 | TRUE | wye
27 | LV_220-2_1_6_load_97 | 39 | 0.00092706 | 0.00023234 | 0 | 0 |  | 1 | TRUE | wye
28 | LV_220-2_1_6_load_343 | 40 | 0.0008243 | 0.00020659 | 0 | 0 |  | 1 | TRUE | wye
29 | LV_220-2_1_6_load_416 | 42 | 0.00090045 | 0.00022568 | 0 | 0 |  | 1 | TRUE | wye
30 | LV_220-2_1_6_load_318 | 44 | 0.007774 | 0.0019483 | 0 | 0 |  | 1 | TRUE | wye
31 | LV_220-2_1_6_load_411 | 45 | 0.001009 | 0.00025288 | 0 | 0 |  | 1 | TRUE | wye
32 | LV_220-2_1_6_load_100 | 49 | 0.0013575 | 0.00034022 | 0 | 0 |  | 1 | TRUE | wye
33 | LV_220-2_1_6_load_101 | 50 | 0.00066309 | 0.00016619 | 0 | 0 |  | 1 | TRUE | wye
34 | LV_220-2_1_6_load_103 | 52 | 0.00066313 | 0.0001662 | 0 | 0 |  | 1 | TRUE | wye
35 | LV_220-2_1_6_load_104 | 53 | 0.001286 | 0.00032229 | 0 | 0 |  | 1 | TRUE | wye
36 | LV_220-2_1_6_load_105 | 54 | 0.0012845 | 0.00032193 | 0 | 0 |  | 1 | TRUE | wye
37 | LV_220-2_1_6_load_106 | 55 | 0.0019907 | 0.00049891 | 0 | 0 |  | 1 | TRUE | wye
38 | LV_220-2_1_6_load_107 | 56 | 0.0012433 | 0.0003116 | 0 | 0 |  | 1 | TRUE | wye
39 | LV_220-2_1_6_load_108 | 57 | 0.00056519 | 0.00014165 | 0 | 0 |  | 1 | TRUE | wye
40 | LV_220-2_1_6_load_344 | 58 | 0.0018752 | 0.00046996 | 0 | 0 |  | 1 | TRUE | wye
41 | LV_220-2_1_6_load_384 | 59 | 0.0021335 | 0.00053471 | 0 | 0 |  | 1 | TRUE | wye
42 | LV_220-2_1_6_load_389 | 60 | 0.0010182 | 0.00025517 | 0 | 0 |  | 1 | TRUE | wye
43 | LV_220-2_1_6_load_385 | 62 | 0.0020229 | 0.00050697 | 0 | 0 |  | 1 | TRUE | wye
44 | LV_220-2_1_6_load_360 | 63 | 0.0013676 | 0.00034274 | 0 | 0 |  | 1 | TRUE | wye
45 | LV_220-2_1_6_load_113 | 65 | 0.0012282 | 0.00030782 | 0 | 0 |  | 1 | TRUE | wye
46 | LV_220-2_1_6_load_114 | 66 | 0.0010433 | 0.00026147 | 0 | 0 |  | 1 | TRUE | wye
47 | LV_220-2_1_6_load_116 | 67 | 0.00099495 | 0.00024936 | 0 | 0 |  | 1 | TRUE | wye
48 | LV_220-2_1_6_load_118 | 68 | 0.00086125 | 0.00021585 | 0 | 0 |  | 1 | TRUE | wye
49 | LV_220-2_1_6_load_119 | 69 | 0.0019079 | 0.00047816 | 0 | 0 |  | 1 | TRUE | wye
50 | LV_220-2_1_6_load_120 | 70 | 0.00098717 | 0.00024741 | 0 | 0 |  | 1 | TRUE | wye
51 | LV_220-2_1_6_load_142 | 71 | 0.0014053 | 0.00035221 | 0 | 0 |  | 1 | TRUE | wye
52 | LV_220-2_1_6_load_121 | 72 | 0.00094638 | 0.00023718 | 0 | 0 |  | 1 | TRUE | wye
53 | LV_220-2_1_6_load_143 | 73 | 0.00093592 | 0.00023456 | 0 | 0 |  | 1 | TRUE | wye
54 | LV_220-2_1_6_load_122 | 74 | 0.00093235 | 0.00023367 | 0 | 0 |  | 1 | TRUE | wye
55 | LV_220-2_1_6_load_125 | 75 | 0.00073776 | 0.0001849 | 0 | 0 |  | 1 | TRUE | wye
56 | LV_220-2_1_6_load_146 | 78 | 0.0018196 | 0.00045604 | 0 | 0 |  | 1 | TRUE | wye
57 | LV_220-2_1_6_load_126 | 79 | 0.003593 | 0.00090049 | 0 | 0 |  | 1 | TRUE | wye
58 | LV_220-2_1_6_load_127 | 80 | 0.0011779 | 0.00029521 | 0 | 0 |  | 1 | TRUE | wye
59 | LV_220-2_1_6_load_129 | 82 | 0.0013109 | 0.00032854 | 0 | 0 |  | 1 | TRUE | wye
60 | LV_220-2_1_6_load_130 | 83 | 0.00074746 | 0.00018733 | 0 | 0 |  | 1 | TRUE | wye
61 | LV_220-2_1_6_load_134 | 86 | 0.0015248 | 0.00038214 | 0 | 0 |  | 1 | TRUE | wye
62 | LV_220-2_1_6_load_135 | 89 | 0.00059333 | 0.0001487 | 0 | 0 |  | 1 | TRUE | wye
63 | LV_220-2_1_6_load_186 | 90 | 0.0008584 | 0.00021514 | 0 | 0 |  | 1 | TRUE | wye
64 | LV_220-2_1_6_load_161 | 91 | 0.0022847 | 0.0005726 | 0 | 0 |  | 1 | TRUE | wye
65 | LV_220-2_1_6_load_162 | 92 | 0.0012904 | 0.00032341 | 0 | 0 |  | 1 | TRUE | wye
66 | LV_220-2_1_6_load_152 | 93 | 0.00075238 | 0.00018856 | 0 | 0 |  | 1 | TRUE | wye
67 | LV_220-2_1_6_load_140 | 94 | 0.0010872 | 0.00027248 | 0 | 0 |  | 1 | TRUE | wye
68 | LV_220-2_1_6_load_141 | 95 | 0.00086075 | 0.00021572 | 0 | 0 |  | 1 | TRUE | wye
69 | LV_220-2_1_6_load_136 | 96 | 0.00069192 | 0.00017341 | 0 | 0 |  | 1 | TRUE | wye
70 | LV_220-2_1_6_load_196 | 97 | 0.0053534 | 0.0013417 | 0 | 0 |  | 1 | TRUE | wye
71 | LV_220-2_1_6_load_151 | 99 | 0.0011294 | 0.00028306 | 0 | 0 |  | 1 | TRUE | wye
72 | LV_220-2_1_6_load_150 | 100 | 0.0010652 | 0.00026697 | 0 | 0 |  | 1 | TRUE | wye
73 | LV_220-2_1_6_load_178 | 102 | 0.0010397 | 0.00026058 | 0 | 0 |  | 1 | TRUE | wye
74 | LV_220-2_1_6_load_179 | 103 | 0.0010403 | 0.00026072 | 0 | 0 |  | 1 | TRUE | wye
75 | LV_220-2_1_6_load_173 | 104 | 0.0019022 | 0.00047674 | 0 | 0 |  | 1 | TRUE | wye
76 | LV_220-2_1_6_load_172 | 105 | 0.00327 | 0.00081954 | 0 | 0 |  | 1 | TRUE | wye
77 | LV_220-2_1_6_load_149 | 106 | 0.00082044 | 0.00020562 | 0 | 0 |  | 1 | TRUE | wye
78 | LV_220-2_1_6_load_144 | 107 | 0.0008467 | 0.0002122 | 0 | 0 |  | 1 | TRUE | wye
79 | LV_220-2_1_6_load_145 | 108 | 0.00080672 | 0.00020218 | 0 | 0 |  | 1 | TRUE | wye
80 | LV_220-2_1_6_load_153 | 109 | 0.0019944 | 0.00049984 | 0 | 0 |  | 1 | TRUE | wye
81 | LV_220-2_1_6_load_154 | 110 | 0.0020415 | 0.00051164 | 0 | 0 |  | 1 | TRUE | wye
82 | LV_220-2_1_6_load_155 | 111 | 0.0021522 | 0.00053938 | 0 | 0 |  | 1 | TRUE | wye
83 | LV_220-2_1_6_load_157 | 113 | 0.00219 | 0.00054887 | 0 | 0 |  | 1 | TRUE | wye
84 | LV_220-2_1_6_load_159 | 115 | 0.00093852 | 0.00023521 | 0 | 0 |  | 1 | TRUE | wye
85 | LV_220-2_1_6_load_359 | 117 | 0.0010174 | 0.000255 | 0 | 0 |  | 1 | TRUE | wye
86 | LV_220-2_1_6_load_306 | 118 | 0.0010174 | 0.000255 | 0 | 0 |  | 1 | TRUE | wye
87 | LV_220-2_1_6_load_339 | 119 | 0.0036461 | 0.00091379 | 0 | 0 |  | 1 | TRUE | wye
88 | LV_220-2_1_6_load_361 | 120 | 0.00093689 | 0.00023481 | 0 | 0 |  | 1 | TRUE | wye
89 | LV_220-2_1_6_load_355 | 121 | 0.003593 | 0.00090049 | 0 | 0 |  | 1 | TRUE | wye
90 | LV_220-2_1_6_load_356 | 122 | 0.0020849 | 0.00052251 | 0 | 0 |  | 1 | TRUE | wye
91 | LV_220-2_1_6_load_304 | 123 | 0.0011293 | 0.00028303 | 0 | 0 |  | 1 | TRUE | wye
92 | LV_220-2_1_6_load_362 | 125 | 0.0019522 | 0.00048927 | 0 | 0 |  | 1 | TRUE | wye
93 | LV_220-2_1_6_load_357 | 126 | 0.0018236 | 0.00045704 | 0 | 0 |  | 1 | TRUE | wye
94 | LV_220-2_1_6_load_358 | 127 | 0.0017184 | 0.00043068 | 0 | 0 |  | 1 | TRUE | wye
95 | LV_220-2_1_6_load_188 | 128 | 0.0015775 | 0.00039535 | 0 | 0 |  | 1 | TRUE | wye
96 | LV_220-2_1_6_load_185 | 129 | 0.0054959 | 0.0013774 | 0 | 0 |  | 1 | TRUE | wye
97 | LV_220-2_1_6_load_163 | 130 | 0.00077199 | 0.00019348 | 0 | 0 |  | 1 | TRUE | wye
98 | LV_220-2_1_6_load_164 | 131 | 0.00083944 | 0.00021038 | 0 | 0 |  | 1 | TRUE | wye
99 | LV_220-2_1_6_load_166 | 133 | 0.00094083 | 0.00023579 | 0 | 0 |  | 1 | TRUE | wye
100 | LV_220-2_1_6_load_168 | 135 | 0.0013962 | 0.00034992 | 0 | 0 |  | 1 | TRUE | wye
101 | LV_220-2_1_6_load_170 | 137 | 0.0021886 | 0.00054852 | 0 | 0 |  | 1 | TRUE | wye
102 | LV_220-2_1_6_load_171 | 138 | 0.0011449 | 0.00028693 | 0 | 0 |  | 1 | TRUE | wye
103 | LV_220-2_1_6_load_200 | 139 | 0.0010205 | 0.00025576 | 0 | 0 |  | 1 | TRUE | wye
104 | LV_220-2_1_6_load_197 | 140 | 0.00097906 | 0.00024537 | 0 | 0 |  | 1 | TRUE | wye
105 | LV_220-2_1_6_load_209 | 141 | 0.0010212 | 0.00025593 | 0 | 0 |  | 1 | TRUE | wye
106 | LV_220-2_1_6_load_198 | 143 | 0.00045435 | 0.00011387 | 0 | 0 |  | 1 | TRUE | wye
107 | LV_220-2_1_6_load_205 | 144 | 0.00099099 | 0.00024836 | 0 | 0 |  | 1 | TRUE | wye
108 | LV_220-2_1_6_load_214 | 145 | 0.00039565 | 9.9159e-05 | 0 | 0 |  | 1 | TRUE | wye
109 | LV_220-2_1_6_load_215 | 146 | 0.00097408 | 0.00024413 | 0 | 0 |  | 1 | TRUE | wye
110 | LV_220-2_1_6_load_174 | 147 | 0.001356 | 0.00033984 | 0 | 0 |  | 1 | TRUE | wye
111 | LV_220-2_1_6_load_175 | 148 | 0.0016563 | 0.00041512 | 0 | 0 |  | 1 | TRUE | wye
112 | LV_220-2_1_6_load_180 | 150 | 0.0051421 | 0.0012887 | 0 | 0 |  | 1 | TRUE | wye
113 | LV_220-2_1_6_load_182 | 151 | 0.0014 | 0.00035087 | 0 | 0 |  | 1 | TRUE | wye
114 | LV_220-2_1_6_load_183 | 152 | 0.0032595 | 0.0008169 | 0 | 0 |  | 1 | TRUE | wye
115 | LV_220-2_1_6_load_184 | 153 | 0.0013994 | 0.00035072 | 0 | 0 |  | 1 | TRUE | wye
116 | LV_220-2_1_6_load_191 | 154 | 0.0021107 | 0.00052899 | 0 | 0 |  | 1 | TRUE | wye
117 | LV_220-2_1_6_load_190 | 155 | 0.0038289 | 0.00095961 | 0 | 0 |  | 1 | TRUE | wye
118 | LV_220-2_1_6_load_420 | 159 | 0.003805 | 0.00095362 | 0 | 0 |  | 1 | TRUE | wye
119 | LV_220-2_1_6_load_421 | 160 | 0.0015775 | 0.00039535 | 0 | 0 |  | 1 | TRUE | wye
120 | LV_220-2_1_6_load_423 | 162 | 0.0042071 | 0.0010544 | 0 | 0 |  | 1 | TRUE | wye
121 | LV_220-2_1_6_load_422 | 163 | 0.00069862 | 0.00017509 | 0 | 0 |  | 1 | TRUE | wye
122 | LV_220-2_1_6_load_194 | 164 | 0.001293 | 0.00032405 | 0 | 0 |  | 1 | TRUE | wye
123 | LV_220-2_1_6_load_195 | 165 | 0.0027969 | 0.00070097 | 0 | 0 |  | 1 | TRUE | wye
124 | LV_220-2_1_6_load_212 | 166 | 0.00091569 | 0.00022949 | 0 | 0 |  | 1 | TRUE | wye
125 | LV_220-2_1_6_load_211 | 168 | 0.0014318 | 0.00035885 | 0 | 0 |  | 1 | TRUE | wye
126 | LV_220-2_1_6_load_202 | 171 | 0.0036093 | 0.00090458 | 0 | 0 |  | 1 | TRUE | wye
127 | LV_220-2_1_6_load_203 | 172 | 0.00076298 | 0.00019122 | 0 | 0 |  | 1 | TRUE | wye
128 | LV_220-2_1_6_load_206 | 173 | 0.0042845 | 0.0010738 | 0 | 0 |  | 1 | TRUE | wye
129 | LV_220-2_1_6_load_210 | 174 | 0.002592 | 0.00064962 | 0 | 0 |  | 1 | TRUE | wye
130 | LV_220-2_1_6_load_225 | 175 | 0.00090674 | 0.00022725 | 0 | 0 |  | 1 | TRUE | wye
131 | LV_220-2_1_6_load_222 | 176 | 0.0025633 | 0.00064243 | 0 | 0 |  | 1 | TRUE | wye
132 | LV_220-2_1_6_load_223 | 178 | 0.0040655 | 0.0010189 | 0 | 0 |  | 1 | TRUE | wye
133 | LV_220-2_1_6_load_284 | 180 | 0.00081093 | 0.00020324 | 0 | 0 |  | 1 | TRUE | wye
134 | LV_220-2_1_6_load_285 | 181 | 0.0020019 | 0.00050173 | 0 | 0 |  | 1 | TRUE | wye
135 | LV_220-2_1_6_load_218 | 184 | 0.0017936 | 0.00044952 | 0 | 0 |  | 1 | TRUE | wye
136 | LV_220-2_1_6_load_219 | 185 | 0.0005912 | 0.00014817 | 0 | 0 |  | 1 | TRUE | wye
137 | LV_220-2_1_6_load_221 | 186 | 0.0020215 | 0.00050664 | 0 | 0 |  | 1 | TRUE | wye
138 | LV_220-2_1_6_load_236 | 187 | 0.0031046 | 0.00077808 | 0 | 0 |  | 1 | TRUE | wye
139 | LV_220-2_1_6_load_220 | 188 | 0.001324 | 0.00033182 | 0 | 0 |  | 1 | TRUE | wye
140 | LV_220-2_1_6_load_233 | 189 | 0.0017021 | 0.00042659 | 0 | 0 |  | 1 | TRUE | wye
141 | LV_220-2_1_6_load_226 | 193 | 0.0016622 | 0.00041658 | 0 | 0 |  | 1 | TRUE | wye
142 | LV_220-2_1_6_load_288 | 196 | 0.0016595 | 0.00041592 | 0 | 0 |  | 1 | TRUE | wye
143 | LV_220-2_1_6_load_231 | 198 | 0.0018645 | 0.00046729 | 0 | 0 |  | 1 | TRUE | wye
144 | LV_220-2_1_6_load_230 | 199 | 0.0028735 | 0.00072016 | 0 | 0 |  | 1 | TRUE | wye
145 | LV_220-2_1_6_load_328 | 200 | 0.00086764 | 0.00021745 | 0 | 0 |  | 1 | TRUE | wye
146 | LV_220-2_1_6_load_326 | 201 | 0.00076757 | 0.00019237 | 0 | 0 |  | 1 | TRUE | wye
147 | LV_220-2_1_6_load_341 | 202 | 0.006329 | 0.0015862 | 0 | 0 |  | 1 | TRUE | wye
148 | LV_220-2_1_6_load_287 | 203 | 0.0055506 | 0.0013911 | 0 | 0 |  | 1 | TRUE | wye
149 | LV_220-2_1_6_load_259 | 204 | 0.0058711 | 0.0014714 | 0 | 0 |  | 1 | TRUE | wye
150 | LV_220-2_1_6_load_331 | 206 | 0.00090429 | 0.00022664 | 0 | 0 |  | 1 | TRUE | wye
151 | LV_220-2_1_6_load_325 | 207 | 0.0035766 | 0.00089637 | 0 | 0 |  | 1 | TRUE | wye
152 | LV_220-2_1_6_load_240 | 208 | 0.0021319 | 0.00053431 | 0 | 0 |  | 1 | TRUE | wye
153 | LV_220-2_1_6_load_237 | 209 | 0.0025085 | 0.0006287 | 0 | 0 |  | 1 | TRUE | wye
154 | LV_220-2_1_6_load_242 | 210 | 0.0011462 | 0.00028726 | 0 | 0 |  | 1 | TRUE | wye
155 | LV_220-2_1_6_load_238 | 211 | 0.0023148 | 0.00058014 | 0 | 0 |  | 1 | TRUE | wye
156 | LV_220-2_1_6_load_243 | 212 | 0.00030498 | 7.6436e-05 | 0 | 0 |  | 1 | TRUE | wye
157 | LV_220-2_1_6_load_239 | 214 | 0.00081364 | 0.00020392 | 0 | 0 |  | 1 | TRUE | wye
158 | LV_220-2_1_6_load_241 | 215 | 0.0022914 | 0.00057428 | 0 | 0 |  | 1 | TRUE | wye
159 | LV_220-2_1_6_load_254 | 216 | 0.0045775 | 0.0011472 | 0 | 0 |  | 1 | TRUE | wye
160 | LV_220-2_1_6_load_248 | 217 | 0.0011295 | 0.00028309 | 0 | 0 |  | 1 | TRUE | wye
161 | LV_220-2_1_6_load_252 | 218 | 0.0033658 | 0.00084356 | 0 | 0 |  | 1 | TRUE | wye
162 | LV_220-2_1_6_load_245 | 219 | 0.0045116 | 0.0011307 | 0 | 0 |  | 1 | TRUE | wye
163 | LV_220-2_1_6_load_246 | 220 | 0.0009484 | 0.00023769 | 0 | 0 |  | 1 | TRUE | wye
164 | LV_220-2_1_6_load_247 | 221 | 0.0010368 | 0.00025985 | 0 | 0 |  | 1 | TRUE | wye
165 | LV_220-2_1_6_load_249 | 222 | 0.0022733 | 0.00056973 | 0 | 0 |  | 1 | TRUE | wye
166 | LV_220-2_1_6_load_250 | 223 | 0.0023306 | 0.00058411 | 0 | 0 |  | 1 | TRUE | wye
167 | LV_220-2_1_6_load_256 | 225 | 0.0032996 | 0.00082696 | 0 | 0 |  | 1 | TRUE | wye
168 | LV_220-2_1_6_load_251 | 226 | 0.0028711 | 0.00071956 | 0 | 0 |  | 1 | TRUE | wye
169 | LV_220-2_1_6_load_253 | 227 | 0.00366 | 0.00091728 | 0 | 0 |  | 1 | TRUE | wye
170 | LV_220-2_1_6_load_255 | 228 | 0.0031895 | 0.00079937 | 0 | 0 |  | 1 | TRUE | wye
171 | LV_220-2_1_6_load_298 | 230 | 0.0075639 | 0.0018957 | 0 | 0 |  | 1 | TRUE | wye
172 | LV_220-2_1_6_load_300 | 232 | 0.0075639 | 0.0018957 | 0 | 0 |  | 1 | TRUE | wye
173 | LV_220-2_1_6_load_293 | 233 | 0.0016194 | 0.00040586 | 0 | 0 |  | 1 | TRUE | wye
174 | LV_220-2_1_6_load_261 | 234 | 0.0062131 | 0.0015571 | 0 | 0 |  | 1 | TRUE | wye
175 | LV_220-2_1_6_load_262 | 235 | 0.0065347 | 0.0016377 | 0 | 0 |  | 1 | TRUE | wye
176 | LV_220-2_1_6_load_263 | 236 | 0.0061124 | 0.0015319 | 0 | 0 |  | 1 | TRUE | wye
177 | LV_220-2_1_6_load_266 | 239 | 0.0099589 | 0.0024959 | 0 | 0 |  | 1 | TRUE | wye
178 | LV_220-2_1_6_load_267 | 240 | 0.0084915 | 0.0021282 | 0 | 0 |  | 1 | TRUE | wye
179 | LV_220-2_1_6_load_269 | 241 | 0.006095 | 0.0015275 | 0 | 0 |  | 1 | TRUE | wye
180 | LV_220-2_1_6_load_301 | 242 | 0.007848 | 0.0019669 | 0 | 0 |  | 1 | TRUE | wye
181 | LV_220-2_1_6_load_271 | 244 | 0.0012585 | 0.00031541 | 0 | 0 |  | 1 | TRUE | wye
182 | LV_220-2_1_6_load_270 | 245 | 0.0088776 | 0.0022249 | 0 | 0 |  | 1 | TRUE | wye
183 | LV_220-2_1_6_load_272 | 246 | 0.0021683 | 0.00054342 | 0 | 0 |  | 1 | TRUE | wye
184 | LV_220-2_1_6_load_274 | 247 | 0.0091593 | 0.0022955 | 0 | 0 |  | 1 | TRUE | wye
185 | LV_220-2_1_6_load_276 | 248 | 0.0007679 | 0.00019245 | 0 | 0 |  | 1 | TRUE | wye
186 | LV_220-2_1_6_load_295 | 250 | 0.0003439 | 8.6189e-05 | 0 | 0 |  | 1 | TRUE | wye
187 | LV_220-2_1_6_load_292 | 251 | 0.0027118 | 0.00067963 | 0 | 0 |  | 1 | TRUE | wye
188 | LV_220-2_1_6_load_279 | 252 | 0.00098313 | 0.0002464 | 0 | 0 |  | 1 | TRUE | wye
189 | LV_220-2_1_6_load_281 | 253 | 0.0016258 | 0.00040746 | 0 | 0 |  | 1 | TRUE | wye
190 | LV_220-2_1_6_load_282 | 254 | 0.0021554 | 0.0005402 | 0 | 0 |  | 1 | TRUE | wye
191 | LV_220-2_1_6_load_309 | 256 | 0.0020439 | 0.00051225 | 0 | 0 |  | 1 | TRUE | wye
192 | LV_220-2_1_6_load_310 | 257 | 0.0019904 | 0.00049883 | 0 | 0 |  | 1 | TRUE | wye
193 | LV_220-2_1_6_load_340 | 258 | 0.001627 | 0.00040776 | 0 | 0 |  | 1 | TRUE | wye
194 | LV_220-2_1_6_load_289 | 259 | 0.0011076 | 0.00027758 | 0 | 0 |  | 1 | TRUE | wye
195 | LV_220-2_1_6_load_342 | 260 | 0.0011702 | 0.00029328 | 0 | 0 |  | 1 | TRUE | wye
196 | LV_220-2_1_6_load_313 | 261 | 0.0027017 | 0.00067712 | 0 | 0 |  | 1 | TRUE | wye
197 | LV_220-2_1_6_load_327 | 262 | 0.00098408 | 0.00024663 | 0 | 0 |  | 1 | TRUE | wye
198 | LV_220-2_1_6_load_314 | 263 | 0.0032904 | 0.00082466 | 0 | 0 |  | 1 | TRUE | wye
199 | LV_220-2_1_6_load_316 | 264 | 0.0021273 | 0.00053316 | 0 | 0 |  | 1 | TRUE | wye
200 | LV_220-2_1_6_load_403 | 266 | 0.0023323 | 0.00058454 | 0 | 0 |  | 1 | TRUE | wye
201 | LV_220-2_1_6_load_408 | 269 | 0.00022374 | 5.6075e-05 | 0 | 0 |  | 1 | TRUE | wye
202 | LV_220-2_1_6_load_404 | 270 | 0.0017411 | 0.00043635 | 0 | 0 |  | 1 | TRUE | wye
203 | LV_220-2_1_6_load_400 | 271 | 0.00080026 | 0.00020056 | 0 | 0 |  | 1 | TRUE | wye
204 | LV_220-2_1_6_load_390 | 274 | 0.00087287 | 0.00021876 | 0 | 0 |  | 1 | TRUE | wye
205 | LV_220-2_1_6_load_350 | 275 | 0.0017287 | 0.00043326 | 0 | 0 |  | 1 | TRUE | wye
206 | LV_220-2_1_6_load_346 | 276 | 0.0013977 | 0.00035029 | 0 | 0 |  | 1 | TRUE | wye
207 | LV_220-2_1_6_load_302 | 277 | 0.00093976 | 0.00023553 | 0 | 0 |  | 1 | TRUE | wye
208 | LV_220-2_1_6_load_303 | 278 | 0.0011282 | 0.00028276 | 0 | 0 |  | 1 | TRUE | wye
209 | LV_220-2_1_6_load_305 | 279 | 0.0055696 | 0.0013959 | 0 | 0 |  | 1 | TRUE | wye
210 | LV_220-2_1_6_load_307 | 280 | 0.0082346 | 0.0020638 | 0 | 0 |  | 1 | TRUE | wye
211 | LV_220-2_1_6_load_330 | 282 | 0.0020689 | 0.00051852 | 0 | 0 |  | 1 | TRUE | wye
212 | LV_220-2_1_6_load_317 | 284 | 0.0051432 | 0.001289 | 0 | 0 |  | 1 | TRUE | wye
213 | LV_220-2_1_6_load_324 | 285 | 0.0018085 | 0.00045326 | 0 | 0 |  | 1 | TRUE | wye
214 | LV_220-2_1_6_load_320 | 286 | 0.0053221 | 0.0013338 | 0 | 0 |  | 1 | TRUE | wye
215 | LV_220-2_1_6_load_323 | 287 | 0.0017377 | 0.0004355 | 0 | 0 |  | 1 | TRUE | wye
216 | LV_220-2_1_6_load_335 | 288 | 0.0029385 | 0.00073647 | 0 | 0 |  | 1 | TRUE | wye
217 | LV_220-2_1_6_load_376 | 289 | 0.0025181 | 0.0006311 | 0 | 0 |  | 1 | TRUE | wye
218 | LV_220-2_1_6_load_333 | 290 | 0.0017115 | 0.00042893 | 0 | 0 |  | 1 | TRUE | wye
219 | LV_220-2_1_6_load_374 | 291 | 0.00093824 | 0.00023515 | 0 | 0 |  | 1 | TRUE | wye
220 | LV_220-2_1_6_load_332 | 292 | 0.0019976 | 0.00050063 | 0 | 0 |  | 1 | TRUE | wye
221 | LV_220-2_1_6_load_334 | 293 | 0.001818 | 0.00045564 | 0 | 0 |  | 1 | TRUE | wye
222 | LV_220-2_1_6_load_336 | 294 | 0.0019076 | 0.00047809 | 0 | 0 |  | 1 | TRUE | wye
223 | LV_220-2_1_6_load_337 | 295 | 0.0018171 | 0.00045541 | 0 | 0 |  | 1 | TRUE | wye
224 | LV_220-2_1_6_load_345 | 296 | 0.0044915 | 0.0011257 | 0 | 0 |  | 1 | TRUE | wye
225 | LV_220-2_1_6_load_409 | 297 | 0.00082372 | 0.00020644 | 0 | 0 |  | 1 | TRUE | wye
226 | LV_220-2_1_6_load_349 | 299 | 0.0011664 | 0.00029233 | 0 | 0 |  | 1 | TRUE | wye
227 | LV_220-2_1_6_load_354 | 300 | 0.00096246 | 0.00024121 | 0 | 0 |  | 1 | TRUE | wye
228 | LV_220-2_1_6_load_352 | 301 | 0.0013911 | 0.00034865 | 0 | 0 |  | 1 | TRUE | wye
229 | LV_220-2_1_6_load_418 | 303 | 0.00096135 | 0.00024094 | 0 | 0 |  | 1 | TRUE | wye
230 | LV_220-2_1_6_load_371 | 304 | 0.00094446 | 0.0002367 | 0 | 0 |  | 1 | TRUE | wye
231 | LV_220-2_1_6_load_367 | 305 | 0.00086562 | 0.00021695 | 0 | 0 |  | 1 | TRUE | wye
232 | LV_220-2_1_6_load_405 | 306 | 0.00058765 | 0.00014728 | 0 | 0 |  | 1 | TRUE | wye
233 | LV_220-2_1_6_load_415 | 307 | 0.0010772 | 0.00026998 | 0 | 0 |  | 1 | TRUE | wye
234 | LV_220-2_1_6_load_382 | 308 | 0.0023635 | 0.00059236 | 0 | 0 |  | 1 | TRUE | wye
235 | LV_220-2_1_6_load_383 | 309 | 0.0035245 | 0.00088331 | 0 | 0 |  | 1 | TRUE | wye
236 | LV_220-2_1_6_load_363 | 310 | 0.0018904 | 0.00047378 | 0 | 0 |  | 1 | TRUE | wye
237 | LV_220-2_1_6_load_364 | 311 | 0.0009704 | 0.0002432 | 0 | 0 |  | 1 | TRUE | wye
238 | LV_220-2_1_6_load_365 | 312 | 0.00094566 | 0.000237 | 0 | 0 |  | 1 | TRUE | wye
239 | LV_220-2_1_6_load_366 | 313 | 0.00085684 | 0.00021474 | 0 | 0 |  | 1 | TRUE | wye
240 | LV_220-2_1_6_load_368 | 314 | 0.00092151 | 0.00023095 | 0 | 0 |  | 1 | TRUE | wye
241 | LV_220-2_1_6_load_378 | 316 | 0.00093025 | 0.00023314 | 0 | 0 |  | 1 | TRUE | wye
242 | LV_220-2_1_6_load_379 | 317 | 0.0008592 | 0.00021533 | 0 | 0 |  | 1 | TRUE | wye
243 | LV_220-2_1_6_load_372 | 318 | 0.00096131 | 0.00024093 | 0 | 0 |  | 1 | TRUE | wye
244 | LV_220-2_1_6_load_380 | 319 | 0.00096246 | 0.00024121 | 0 | 0 |  | 1 | TRUE | wye
245 | LV_220-2_1_6_load_381 | 320 | 0.00085982 | 0.00021549 | 0 | 0 |  | 1 | TRUE | wye
246 | LV_220-2_1_6_load_377 | 321 | 0.00096178 | 0.00024105 | 0 | 0 |  | 1 | TRUE | wye
247 | LV_220-2_1_6_load_375 | 322 | 0.0009378 | 0.00023503 | 0 | 0 |  | 1 | TRUE | wye
248 | LV_220-2_1_6_load_373 | 323 | 0.0026098 | 0.00065408 | 0 | 0 |  | 1 | TRUE | wye
249 | LV_220-2_1_6_load_417 | 324 | 0.00082664 | 0.00020718 | 0 | 0 |  | 1 | TRUE | wye
250 | LV_220-2_1_6_load_413 | 325 | 0.00082664 | 0.00020718 | 0 | 0 |  | 1 | TRUE | wye
251 | LV_220-2_1_6_load_391 | 326 | 0.0022139 | 0.00055486 | 0 | 0 |  | 1 | TRUE | wye
252 | LV_220-2_1_6_load_393 | 327 | 0.00096528 | 0.00024192 | 0 | 0 |  | 1 | TRUE | wye
253 | LV_220-2_1_6_load_397 | 329 | 0.0017425 | 0.0004367 | 0 | 0 |  | 1 | TRUE | wye
254 | LV_220-2_1_6_load_398 | 330 | 0.0040559 | 0.0010165 | 0 | 0 |  | 1 | TRUE | wye
255 | LV_220-2_1_6_load_402 | 331 | 0.0023063 | 0.00057801 | 0 | 0 |  | 1 | TRUE | wye
256 | LV_220-2_1_6_load_410 | 332 | 0.0010695 | 0.00026804 | 0 | 0 |  | 1 | TRUE | wye
257 | LV_220-2_1_6_load_412 | 333 | 0.00082664 | 0.00020718 | 0 | 0 |  | 1 | TRUE | wye

## ext_grid
| name | bus | vm_pu | va_degree | slack_weight | in_service
0 |  | 207 | 1 | 0 | 1 | TRUE

## line
| name | std_type | from_bus | to_bus | length_km | r_ohm_per_km | x_ohm_per_km | c_nf_per_km | g_us_per_km | max_i_ka | df | parallel | type | in_service
0 | LV_220-2_1_6_line_0 |  | 0 | 1 | 0.16179 | 0.125 | 0.08 | 261 | 0 | 0.364 | 1 | 1 | cs | TRUE
1 | LV_220-2_1_6_line_1 |  | 0 | 2 | 0.041694 | 0.125 | 0.08 | 261 | 0 | 0.364 | 1 | 1 | cs | TRUE
2 | LV_220-2_1_6_line_2 |  | 0 | 3 | 0.051282 | 0.125 | 0.08 | 261 | 0 | 0.364 | 1 | 1 | cs | TRUE
3 | LV_220-2_1_6_line_3 |  | 1 | 4 | 0.035032 | 0.125 | 0.08 | 261 | 0 | 0.364 | 1 | 1 | cs | TRUE
4 | LV_220-2_1_6_line_4 |  | 1 | 5 | 0.021088 | 0.125 | 0.08 | 261 | 0 | 0.364 | 1 | 1 | cs | TRUE
5 | LV_220-2_1_6_line_5 |  | 2 | 273 | 0.050809 | 0.125 | 0.08 | 261 | 0 | 0.364 | 1 | 1 | cs | TRUE
6 | LV_220-2_1_6_line_6 |  | 3 | 275 | 0.027512 | 0.125 | 0.08 | 261 | 0 | 0.364 | 1 | 1 | cs | TRUE
7 | LV_220-2_1_6_line_7 |  | 3 | 276 | 0.030051 | 0.125 | 0.08 | 261 | 0 | 0.364 | 1 | 1 | cs | TRUE
8 | LV_220-2_1_6_line_8 |  | 5 | 306 | 0.031508 | 0.125 | 0.08 | 261 | 0 | 0.364 | 1 | 1 | cs | TRUE
9 | LV_220-2_1_6_line_9 |  | 6 | 7 | 0.012496 | 0.125 | 0.08 | 261 | 0 | 0.364 | 1 | 1 | cs | TRUE
10 | LV_220-2_1_6_line_10 |  | 7 | 14 | 0.027725 | 0.125 | 0.08 | 261 | 0 | 0.364 | 1 | 1 | cs | TRUE
11 | LV_220-2_1_6_line_11 |  | 8 | 9 | 0.018321 | 0.125 | 0.08 | 261 | 0 | 0.364 | 1 | 1 | cs | TRUE
12 | LV_220-2_1_6_line_12 |  | 9 | 10 | 0.023995 | 0.125 | 0.08 | 261 | 0 | 0.364 | 1 | 1 | cs | TRUE
13 | LV_220-2_1_6_line_13 |  | 9 | 11 | 0.0037576 | 0.125 | 0.08 | 261 | 0 | 0.364 | 1 | 1 | cs | TRUE
14 | LV_220-2_1_6_line_14 |  | 10 | 15 | 0.014049 | 0.125 | 0.08 | 261 | 0 | 0.364 | 1 | 1 | cs | TRUE
15 | LV_220-2_1_6_line_15 |  | 11 | 16 | 0.0057898 | 0.125 | 0.08 | 261 | 0 | 0.364 | 1 | 1 | cs | TRUE
16 | LV_220-2_1_6_line_16 |  | 12 | 13 | 0.015017 | 0.125 | 0.08 | 261 | 0 | 0.364 | 1 | 1 | cs | TRUE
17 | LV_220-2_1_6_line_17 |  | 13 | 19 | 0.017645 | 0.125 | 0.08 | 261 | 0 | 0.364 | 1 | 1 | cs | TRUE
18 | LV_220-2_1_6_line_18 |  | 13 | 20 | 0.02948 | 0.125 | 0.08 | 261 | 0 | 0.364 | 1 | 1 | cs | TRUE
19 | LV_220-2_1_6_line_19 |  | 14 | 21 | 0.023562 | 0.125 | 0.08 | 261 | 0 | 0.364 | 1 | 1 | cs | TRUE
20 | LV_220-2_1_6_line_20 |  | 15 | 22 | 0.0029862 | 0.125 | 0.08 | 261 | 0 | 0.364 | 1 | 1 | cs | TRUE
21 | LV_220-2_1_6_line_21 |  | 16 | 23 | 0.0027494 | 0.125 | 0.08 | 261 | 0 | 0.364 | 1 | 1 | cs | TRUE
22 | LV_220-2_1_6_line_22 |  | 17 | 18 | 0.025999 | 0.125 | 0.08 | 261 | 0 | 0.364 | 1 | 1 | cs | TRUE
23 | LV_220-2_1_6_line_23 |  | 18 | 19 | 0.0044342 | 0.125 | 0.08 | 261 | 0 | 0.364 | 1 | 1 | cs | TRUE
24 | LV_220-2_1_6_line_24 |  | 20 | 24 | 0.009283 | 0.125 | 0.08 | 261 | 0 | 0.364 | 1 | 1 | cs | TRUE
25 | LV_220-2_1_6_line_25 |  | 20 | 25 | 0.022242 | 0.125 | 0.08 | 261 | 0 | 0.364 | 1 | 1 | cs | TRUE
26 | LV_220-2_1_6_line_26 |  | 21 | 62 | 0.025438 | 0.125 | 0.08 | 261 | 0 | 0.364 | 1 | 1 | cs | TRUE
27 | LV_220-2_1_6_line_27 |  | 22 | 26 | 0.015971 | 0.125 | 0.08 | 261 | 0 | 0.364 | 1 | 1 | cs | TRUE
28 | LV_220-2_1_6_line_28 |  | 24 | 67 | 0.0088657 | 0.125 | 0.08 | 261 | 0 | 0.364 | 1 | 1 | cs | TRUE
29 | LV_220-2_1_6_line_29 |  | 25 | 64 | 0.026904 | 0.125 | 0.08 | 261 | 0 | 0.364 | 1 | 1 | cs | TRUE
30 | LV_220-2_1_6_line_30 |  | 26 | 256 | 0.0082052 | 0.125 | 0.08 | 261 | 0 | 0.364 | 1 | 1 | cs | TRUE
31 | LV_220-2_1_6_line_31 |  | 27 | 28 | 0.010095 | 0.125 | 0.08 | 261 | 0 | 0.364 | 1 | 1 | cs | TRUE
32 | LV_220-2_1_6_line_32 |  | 27 | 29 | 0.0089352 | 0.125 | 0.08 | 261 | 0 | 0.364 | 1 | 1 | cs | TRUE
33 | LV_220-2_1_6_line_33 |  | 28 | 254 | 0.0066219 | 0.125 | 0.08 | 261 | 0 | 0.364 | 1 | 1 | cs | TRUE
34 | LV_220-2_1_6_line_34 |  | 29 | 252 | 0.016079 | 0.125 | 0.08 | 261 | 0 | 0.364 | 1 | 1 | cs | TRUE
35 | LV_220-2_1_6_line_35 |  | 30 | 31 | 0.0064225 | 0.125 | 0.08 | 261 | 0 | 0.364 | 1 | 1 | cs | TRUE
36 | LV_220-2_1_6_line_36 |  | 30 | 32 | 0.0041307 | 0.125 | 0.08 | 261 | 0 | 0.364 | 1 | 1 | cs | TRUE
37 | LV_220-2_1_6_line_37 |  | 32 | 33 | 0.022746 | 0.125 | 0.08 | 261 | 0 | 0.364 | 1 | 1 | cs | TRUE
38 | LV_220-2_1_6_line_38 |  | 32 | 34 | 0.030129 | 0.125 | 0.08 | 261 | 0 | 0.364 | 1 | 1 | cs | TRUE
39 | LV_220-2_1_6_line_39 |  | 33 | 35 | 0.017645 | 0.125 | 0.08 | 261 | 0 | 0.364 | 1 | 1 | cs | TRUE
40 | LV_220-2_1_6_line_40 |  | 34 | 36 | 0.034189 | 0.125 | 0.08 | 261 | 0 | 0.364 | 1 | 1 | cs | TRUE
41 | LV_220-2_1_6_line_41 |  | 35 | 41 | 0.019408 | 0.125 | 0.08 | 261 | 0 | 0.364 | 1 | 1 | cs | TRUE
42 | LV_220-2_1_6_line_42 |  | 36 | 42 | 0.016549 | 0.125 | 0.08 | 261 | 0 | 0.364 | 1 | 1 | cs | TRUE
43 | LV_220-2_1_6_line_43 |  | 37 | 38 | 0.013593 | 0.125 | 0.08 | 261 | 0 | 0.364 | 1 | 1 | cs | TRUE
44 | LV_220-2_1_6_line_44 |  | 38 | 43 | 0.006594 | 0.125 | 0.08 | 261 | 0 | 0.364 | 1 | 1 | cs | TRUE
45 | LV_220-2_1_6_line_45 |  | 38 | 44 | 0.02352 | 0.125 | 0.08 | 261 | 0 | 0.364 | 1 | 1 | cs | TRUE
46 | LV_220-2_1_6_line_46 |  | 39 | 40 | 0.0037428 | 0.125 | 0.08 | 261 | 0 | 0.364 | 1 | 1 | cs | TRUE
47 | LV_220-2_1_6_line_47 |  | 40 | 45 | 0.002006 | 0.125 | 0.08 | 261 | 0 | 0.364 | 1 | 1 | cs | TRUE
48 | LV_220-2_1_6_line_48 |  | 41 | 46 | 0.020816 | 0.125 | 0.08 | 261 | 0 | 0.364 | 1 | 1 | cs | TRUE
49 | LV_220-2_1_6_line_49 |  | 41 | 47 | 0.03506 | 0.125 | 0.08 | 261 | 0 | 0.364 | 1 | 2 | cs | TRUE
50 | LV_220-2_1_6_line_50 |  | 42 | 48 | 0.00042758 | 0.125 | 0.08 | 261 | 0 | 0.364 | 1 | 1 | cs | TRUE
51 | LV_220-2_1_6_line_51 |  | 43 | 287 | 0.017376 | 0.125 | 0.08 | 261 | 0 | 0.364 | 1 | 1 | cs | TRUE
52 | LV_220-2_1_6_line_52 |  | 44 | 286 | 0.0079591 | 0.125 | 0.08 | 261 | 0 | 0.364 | 1 | 1 | cs | TRUE
53 | LV_220-2_1_6_line_53 |  | 45 | 297 | 0.0011596 | 0.125 | 0.08 | 261 | 0 | 0.364 | 1 | 1 | cs | TRUE
54 | LV_220-2_1_6_line_54 |  | 46 | 250 | 0.062832 | 0.125 | 0.08 | 261 | 0 | 0.364 | 1 | 1 | cs | TRUE
55 | LV_220-2_1_6_line_55 |  | 47 | 244 | 0.0029989 | 0.125 | 0.08 | 261 | 0 | 0.364 | 1 | 3 | cs | TRUE
56 | LV_220-2_1_6_line_56 |  | 48 | 307 | 0.0067336 | 0.125 | 0.08 | 261 | 0 | 0.364 | 1 | 1 | cs | TRUE
57 | LV_220-2_1_6_line_57 |  | 48 | 319 | 0.016723 | 0.125 | 0.08 | 261 | 0 | 0.364 | 1 | 1 | cs | TRUE
58 | LV_220-2_1_6_line_58 |  | 49 | 50 | 0.012133 | 0.125 | 0.08 | 261 | 0 | 0.364 | 1 | 1 | cs | TRUE
59 | LV_220-2_1_6_line_59 |  | 49 | 51 | 0.033148 | 0.125 | 0.08 | 261 | 0 | 0.364 | 1 | 1 | cs | TRUE
60 | LV_220-2_1_6_line_60 |  | 50 | 52 | 0.0023619 | 0.125 | 0.08 | 261 | 0 | 0.364 | 1 | 1 | cs | TRUE
61 | LV_220-2_1_6_line_61 |  | 51 | 53 | 0.014262 | 0.125 | 0.08 | 261 | 0 | 0.364 | 1 | 1 | cs | TRUE
62 | LV_220-2_1_6_line_62 |  | 51 | 54 | 0.01332 | 0.125 | 0.08 | 261 | 0 | 0.364 | 1 | 1 | cs | TRUE
63 | LV_220-2_1_6_line_63 |  | 52 | 55 | 0.033178 | 0.125 | 0.08 | 261 | 0 | 0.364 | 1 | 1 | cs | TRUE
64 | LV_220-2_1_6_line_64 |  | 53 | 56 | 0.032648 | 0.125 | 0.08 | 261 | 0 | 0.364 | 1 | 1 | cs | TRUE
65 | LV_220-2_1_6_line_65 |  | 54 | 57 | 0.018564 | 0.125 | 0.08 | 261 | 0 | 0.364 | 1 | 1 | cs | TRUE
66 | LV_220-2_1_6_line_66 |  | 55 | 58 | 0.0047436 | 0.125 | 0.08 | 261 | 0 | 0.364 | 1 | 1 | cs | TRUE
67 | LV_220-2_1_6_line_67 |  | 56 | 59 | 0.032364 | 0.125 | 0.08 | 261 | 0 | 0.364 | 1 | 1 | cs | TRUE
68 | LV_220-2_1_6_line_68 |  | 57 | 60 | 0.0056103 | 0.125 | 0.08 | 261 | 0 | 0.364 | 1 | 1 | cs | TRUE
69 | LV_220-2_1_6_line_69 |  | 58 | 61 | 0.0091102 | 0.125 | 0.08 | 261 | 0 | 0.364 | 1 | 1 | cs | TRUE
70 | LV_220-2_1_6_line_70 |  | 59 | 62 | 0.021596 | 0.125 | 0.08 | 261 | 0 | 0.364 | 1 | 1 | cs | TRUE
71 | LV_220-2_1_6_line_71 |  | 60 | 63 | 0.0020058 | 0.125 | 0.08 | 261 | 0 | 0.364 | 1 | 1 | cs | TRUE
72 | LV_220-2_1_6_line_72 |  | 61 | 258 | 0.017036 | 0.125 | 0.08 | 261 | 0 | 0.364 | 1 | 1 | cs | TRUE
73 | LV_220-2_1_6_line_73 |  | 63 | 117 | 0.0036008 | 0.125 | 0.08 | 261 | 0 | 0.364 | 1 | 1 | cs | TRUE
74 | LV_220-2_1_6_line_74 |  | 64 | 65 | 0.011383 | 0.125 | 0.08 | 261 | 0 | 0.364 | 1 | 1 | cs | TRUE
75 | LV_220-2_1_6_line_75 |  | 64 | 66 | 0.0071308 | 0.125 | 0.08 | 261 | 0 | 0.364 | 1 | 1 | cs | TRUE
76 | LV_220-2_1_6_line_76 |  | 65 | 68 | 0.010685 | 0.125 | 0.08 | 261 | 0 | 0.364 | 1 | 1 | cs | TRUE
77 | LV_220-2_1_6_line_77 |  | 66 | 69 | 0.015381 | 0.125 | 0.08 | 261 | 0 | 0.364 | 1 | 1 | cs | TRUE
78 | LV_220-2_1_6_line_78 |  | 67 | 70 | 0.025322 | 0.125 | 0.08 | 261 | 0 | 0.364 | 1 | 1 | cs | TRUE
79 | LV_220-2_1_6_line_79 |  | 68 | 71 | 0.019331 | 0.125 | 0.08 | 261 | 0 | 0.364 | 1 | 1 | cs | TRUE
80 | LV_220-2_1_6_line_80 |  | 70 | 72 | 0.025061 | 0.125 | 0.08 | 261 | 0 | 0.364 | 1 | 1 | cs | TRUE
81 | LV_220-2_1_6_line_81 |  | 71 | 73 | 0.008896 | 0.125 | 0.08 | 261 | 0 | 0.364 | 1 | 1 | cs | TRUE
82 | LV_220-2_1_6_line_82 |  | 72 | 74 | 0.024728 | 0.125 | 0.08 | 261 | 0 | 0.364 | 1 | 1 | cs | TRUE
83 | LV_220-2_1_6_line_83 |  | 73 | 107 | 0.029366 | 0.125 | 0.08 | 261 | 0 | 0.364 | 1 | 1 | cs | TRUE
84 | LV_220-2_1_6_line_84 |  | 75 | 76 | 0.015013 | 0.125 | 0.08 | 261 | 0 | 0.364 | 1 | 1 | cs | TRUE
85 | LV_220-2_1_6_line_85 |  | 76 | 77 | 0.02082 | 0.125 | 0.08 | 261 | 0 | 0.364 | 1 | 1 | cs | TRUE
86 | LV_220-2_1_6_line_86 |  | 76 | 78 | 0.025259 | 0.125 | 0.08 | 261 | 0 | 0.364 | 1 | 1 | cs | TRUE
87 | LV_220-2_1_6_line_87 |  | 77 | 106 | 0.013347 | 0.125 | 0.08 | 261 | 0 | 0.364 | 1 | 1 | cs | TRUE
88 | LV_220-2_1_6_line_88 |  | 77 | 95 | 0.0017036 | 0.125 | 0.08 | 261 | 0 | 0.364 | 1 | 1 | cs | TRUE
89 | LV_220-2_1_6_line_89 |  | 78 | 108 | 0.0044759 | 0.125 | 0.08 | 261 | 0 | 0.364 | 1 | 1 | cs | TRUE
90 | LV_220-2_1_6_line_90 |  | 79 | 80 | 0.0055631 | 0.125 | 0.08 | 261 | 0 | 0.364 | 1 | 1 | cs | TRUE
91 | LV_220-2_1_6_line_91 |  | 79 | 81 | 0.019498 | 0.125 | 0.08 | 261 | 0 | 0.364 | 1 | 1 | cs | TRUE
92 | LV_220-2_1_6_line_92 |  | 80 | 82 | 0.017789 | 0.125 | 0.08 | 261 | 0 | 0.364 | 1 | 1 | cs | TRUE
93 | LV_220-2_1_6_line_93 |  | 81 | 83 | 0.016696 | 0.125 | 0.08 | 261 | 0 | 0.364 | 1 | 1 | cs | TRUE
94 | LV_220-2_1_6_line_94 |  | 81 | 84 | 0.06237 | 0.125 | 0.08 | 261 | 0 | 0.364 | 1 | 1 | cs | TRUE
95 | LV_220-2_1_6_line_95 |  | 82 | 85 | 0.0080524 | 0.125 | 0.08 | 261 | 0 | 0.364 | 1 | 1 | cs | TRUE
96 | LV_220-2_1_6_line_96 |  | 83 | 86 | 0.011613 | 0.125 | 0.08 | 261 | 0 | 0.364 | 1 | 1 | cs | TRUE
97 | LV_220-2_1_6_line_97 |  | 84 | 90 | 0.062851 | 0.125 | 0.08 | 261 | 0 | 0.364 | 1 | 1 | cs | TRUE
98 | LV_220-2_1_6_line_98 |  | 85 | 91 | 0.03313 | 0.125 | 0.08 | 261 | 0 | 0.364 | 1 | 1 | cs | TRUE
99 | LV_220-2_1_6_line_99 |  | 85 | 92 | 0.0050924 | 0.125 | 0.08 | 261 | 0 | 0.364 | 1 | 1 | cs | TRUE
100 | LV_220-2_1_6_line_100 |  | 86 | 93 | 0.0034571 | 0.125 | 0.08 | 261 | 0 | 0.364 | 1 | 1 | cs | TRUE
101 | LV_220-2_1_6_line_101 |  | 87 | 88 | 0.021971 | 0.125 | 0.08 | 261 | 0 | 0.364 | 1 | 1 | cs | TRUE
102 | LV_220-2_1_6_line_102 |  | 87 | 89 | 0.029777 | 0.125 | 0.08 | 261 | 0 | 0.364 | 1 | 1 | cs | TRUE
103 | LV_220-2_1_6_line_103 |  | 88 | 94 | 0.014729 | 0.125 | 0.08 | 261 | 0 | 0.364 | 1 | 1 | cs | TRUE
104 | LV_220-2_1_6_line_104 |  | 88 | 95 | 0.038539 | 0.125 | 0.08 | 261 | 0 | 0.364 | 1 | 1 | cs | TRUE
105 | LV_220-2_1_6_line_105 |  | 89 | 96 | 0.01527 | 0.125 | 0.08 | 261 | 0 | 0.364 | 1 | 1 | cs | TRUE
106 | LV_220-2_1_6_line_106 |  | 91 | 97 | 0.0030403 | 0.125 | 0.08 | 261 | 0 | 0.364 | 1 | 1 | cs | TRUE
107 | LV_220-2_1_6_line_107 |  | 92 | 98 | 0.03407 | 0.125 | 0.08 | 261 | 0 | 0.364 | 1 | 1 | cs | TRUE
108 | LV_220-2_1_6_line_108 |  | 93 | 99 | 0.02314 | 0.125 | 0.08 | 261 | 0 | 0.364 | 1 | 1 | cs | TRUE
109 | LV_220-2_1_6_line_109 |  | 94 | 100 | 0.01356 | 0.125 | 0.08 | 261 | 0 | 0.364 | 1 | 1 | cs | TRUE
110 | LV_220-2_1_6_line_110 |  | 98 | 128 | 0.0043903 | 0.125 | 0.08 | 261 | 0 | 0.364 | 1 | 1 | cs | TRUE
111 | LV_220-2_1_6_line_111 |  | 98 | 129 | 0.027177 | 0.125 | 0.08 | 261 | 0 | 0.364 | 1 | 1 | cs | TRUE
112 | LV_220-2_1_6_line_112 |  | 99 | 100 | 0.010243 | 0.125 | 0.08 | 261 | 0 | 0.364 | 1 | 1 | cs | TRUE
113 | LV_220-2_1_6_line_113 |  | 101 | 102 | 0.015628 | 0.125 | 0.08 | 261 | 0 | 0.364 | 1 | 1 | cs | TRUE
114 | LV_220-2_1_6_line_114 |  | 101 | 103 | 0.018672 | 0.125 | 0.08 | 261 | 0 | 0.364 | 1 | 1 | cs | TRUE
115 | LV_220-2_1_6_line_115 |  | 103 | 139 | 0.015026 | 0.125 | 0.08 | 261 | 0 | 0.364 | 1 | 1 | cs | TRUE
116 | LV_220-2_1_6_line_116 |  | 104 | 105 | 0.048875 | 0.125 | 0.08 | 261 | 0 | 0.364 | 1 | 1 | cs | TRUE
117 | LV_220-2_1_6_line_117 |  | 105 | 147 | 0.020344 | 0.125 | 0.08 | 261 | 0 | 0.364 | 1 | 1 | cs | TRUE
118 | LV_220-2_1_6_line_118 |  | 106 | 107 | 0.027901 | 0.125 | 0.08 | 261 | 0 | 0.364 | 1 | 1 | cs | TRUE
119 | LV_220-2_1_6_line_119 |  | 109 | 110 | 0.0027165 | 0.125 | 0.08 | 261 | 0 | 0.364 | 1 | 1 | cs | TRUE
120 | LV_220-2_1_6_line_120 |  | 109 | 111 | 0.020155 | 0.125 | 0.08 | 261 | 0 | 0.364 | 1 | 1 | cs | TRUE
121 | LV_220-2_1_6_line_121 |  | 110 | 112 | 0.024859 | 0.125 | 0.08 | 261 | 0 | 0.364 | 1 | 1 | cs | TRUE
122 | LV_220-2_1_6_line_122 |  | 111 | 113 | 0.013221 | 0.125 | 0.08 | 261 | 0 | 0.364 | 1 | 1 | cs | TRUE
123 | LV_220-2_1_6_line_123 |  | 112 | 114 | 0.044568 | 0.125 | 0.08 | 261 | 0 | 0.364 | 1 | 1 | cs | TRUE
124 | LV_220-2_1_6_line_124 |  | 112 | 115 | 0.013295 | 0.125 | 0.08 | 261 | 0 | 0.364 | 1 | 1 | cs | TRUE
125 | LV_220-2_1_6_line_125 |  | 113 | 116 | 0.019297 | 0.125 | 0.08 | 261 | 0 | 0.364 | 1 | 1 | cs | TRUE
126 | LV_220-2_1_6_line_126 |  | 114 | 117 | 0.01658 | 0.125 | 0.08 | 261 | 0 | 0.364 | 1 | 1 | cs | TRUE
127 | LV_220-2_1_6_line_127 |  | 114 | 118 | 0.014741 | 0.125 | 0.08 | 261 | 0 | 0.364 | 1 | 1 | cs | TRUE
128 | LV_220-2_1_6_line_128 |  | 114 | 119 | 0.015665 | 0.125 | 0.08 | 261 | 0 | 0.364 | 1 | 1 | cs | TRUE
129 | LV_220-2_1_6_line_129 |  | 115 | 120 | 0.017658 | 0.125 | 0.08 | 261 | 0 | 0.364 | 1 | 1 | cs | TRUE
130 | LV_220-2_1_6_line_130 |  | 116 | 121 | 0.020922 | 0.125 | 0.08 | 261 | 0 | 0.364 | 1 | 1 | cs | TRUE
131 | LV_220-2_1_6_line_131 |  | 116 | 122 | 0.004953 | 0.125 | 0.08 | 261 | 0 | 0.364 | 1 | 1 | cs | TRUE
132 | LV_220-2_1_6_line_132 |  | 118 | 123 | 0.015834 | 0.125 | 0.08 | 261 | 0 | 0.364 | 1 | 1 | cs | TRUE
133 | LV_220-2_1_6_line_133 |  | 119 | 124 | 0.0084175 | 0.125 | 0.08 | 261 | 0 | 0.364 | 1 | 1 | cs | TRUE
134 | LV_220-2_1_6_line_134 |  | 120 | 125 | 0.0017268 | 0.125 | 0.08 | 261 | 0 | 0.364 | 1 | 1 | cs | TRUE
135 | LV_220-2_1_6_line_135 |  | 121 | 126 | 0.027436 | 0.125 | 0.08 | 261 | 0 | 0.364 | 1 | 1 | cs | TRUE
136 | LV_220-2_1_6_line_136 |  | 122 | 127 | 0.018078 | 0.125 | 0.08 | 261 | 0 | 0.364 | 1 | 1 | cs | TRUE
137 | LV_220-2_1_6_line_137 |  | 123 | 277 | 0.0020039 | 0.125 | 0.08 | 261 | 0 | 0.364 | 1 | 1 | cs | TRUE
138 | LV_220-2_1_6_line_138 |  | 124 | 288 | 0.015699 | 0.125 | 0.08 | 261 | 0 | 0.364 | 1 | 1 | cs | TRUE
139 | LV_220-2_1_6_line_139 |  | 125 | 310 | 0.023337 | 0.125 | 0.08 | 261 | 0 | 0.364 | 1 | 1 | cs | TRUE
140 | LV_220-2_1_6_line_140 |  | 126 | 308 | 0.0075901 | 0.125 | 0.08 | 261 | 0 | 0.364 | 1 | 1 | cs | TRUE
141 | LV_220-2_1_6_line_141 |  | 128 | 161 | 0.010293 | 0.125 | 0.08 | 261 | 0 | 0.364 | 1 | 1 | cs | TRUE
142 | LV_220-2_1_6_line_142 |  | 130 | 131 | 0.0014387 | 0.125 | 0.08 | 261 | 0 | 0.364 | 1 | 1 | cs | TRUE
143 | LV_220-2_1_6_line_143 |  | 130 | 132 | 0.013332 | 0.125 | 0.08 | 261 | 0 | 0.364 | 1 | 1 | cs | TRUE
144 | LV_220-2_1_6_line_144 |  | 131 | 133 | 0.011566 | 0.125 | 0.08 | 261 | 0 | 0.364 | 1 | 1 | cs | TRUE
145 | LV_220-2_1_6_line_145 |  | 132 | 134 | 0.037141 | 0.125 | 0.08 | 261 | 0 | 0.364 | 1 | 1 | cs | TRUE
146 | LV_220-2_1_6_line_146 |  | 132 | 135 | 0.051004 | 0.125 | 0.08 | 261 | 0 | 0.364 | 1 | 1 | cs | TRUE
147 | LV_220-2_1_6_line_147 |  | 134 | 136 | 0.011313 | 0.125 | 0.08 | 261 | 0 | 0.364 | 1 | 1 | cs | TRUE
148 | LV_220-2_1_6_line_148 |  | 134 | 137 | 0.0090719 | 0.125 | 0.08 | 261 | 0 | 0.364 | 1 | 1 | cs | TRUE
149 | LV_220-2_1_6_line_149 |  | 135 | 138 | 0.019069 | 0.125 | 0.08 | 261 | 0 | 0.364 | 1 | 1 | cs | TRUE
150 | LV_220-2_1_6_line_150 |  | 136 | 139 | 0.017231 | 0.125 | 0.08 | 261 | 0 | 0.364 | 1 | 1 | cs | TRUE
151 | LV_220-2_1_6_line_151 |  | 136 | 140 | 0.017764 | 0.125 | 0.08 | 261 | 0 | 0.364 | 1 | 1 | cs | TRUE
152 | LV_220-2_1_6_line_152 |  | 137 | 141 | 0.0061899 | 0.125 | 0.08 | 261 | 0 | 0.364 | 1 | 1 | cs | TRUE
153 | LV_220-2_1_6_line_153 |  | 138 | 142 | 0.0085254 | 0.125 | 0.08 | 261 | 0 | 0.364 | 1 | 1 | cs | TRUE
154 | LV_220-2_1_6_line_154 |  | 140 | 143 | 0.0090963 | 0.125 | 0.08 | 261 | 0 | 0.364 | 1 | 1 | cs | TRUE
155 | LV_220-2_1_6_line_155 |  | 141 | 144 | 0.0062227 | 0.125 | 0.08 | 261 | 0 | 0.364 | 1 | 1 | cs | TRUE
156 | LV_220-2_1_6_line_156 |  | 142 | 145 | 0.0081743 | 0.125 | 0.08 | 261 | 0 | 0.364 | 1 | 1 | cs | TRUE
157 | LV_220-2_1_6_line_157 |  | 142 | 146 | 0.051326 | 0.125 | 0.08 | 261 | 0 | 0.364 | 1 | 1 | cs | TRUE
158 | LV_220-2_1_6_line_158 |  | 144 | 172 | 0.0068265 | 0.125 | 0.08 | 261 | 0 | 0.364 | 1 | 1 | cs | TRUE
159 | LV_220-2_1_6_line_159 |  | 145 | 182 | 0.018601 | 0.125 | 0.08 | 261 | 0 | 0.364 | 1 | 1 | cs | TRUE
160 | LV_220-2_1_6_line_160 |  | 147 | 148 | 0.0019308 | 0.125 | 0.08 | 261 | 0 | 0.364 | 1 | 1 | cs | TRUE
161 | LV_220-2_1_6_line_161 |  | 148 | 149 | 0.014581 | 0.125 | 0.08 | 261 | 0 | 0.364 | 1 | 1 | cs | TRUE
162 | LV_220-2_1_6_line_162 |  | 149 | 150 | 0.014483 | 0.125 | 0.08 | 261 | 0 | 0.364 | 1 | 1 | cs | TRUE
163 | LV_220-2_1_6_line_163 |  | 149 | 151 | 0.020132 | 0.125 | 0.08 | 261 | 0 | 0.364 | 1 | 1 | cs | TRUE
164 | LV_220-2_1_6_line_164 |  | 150 | 152 | 0.023547 | 0.125 | 0.08 | 261 | 0 | 0.364 | 1 | 1 | cs | TRUE
165 | LV_220-2_1_6_line_165 |  | 151 | 153 | 0.0091059 | 0.125 | 0.08 | 261 | 0 | 0.364 | 1 | 1 | cs | TRUE
166 | LV_220-2_1_6_line_166 |  | 152 | 156 | 0.015436 | 0.125 | 0.08 | 261 | 0 | 0.364 | 1 | 1 | cs | TRUE
167 | LV_220-2_1_6_line_167 |  | 153 | 157 | 0.011168 | 0.125 | 0.08 | 261 | 0 | 0.364 | 1 | 1 | cs | TRUE
168 | LV_220-2_1_6_line_168 |  | 154 | 155 | 0.022306 | 0.125 | 0.08 | 261 | 0 | 0.364 | 1 | 1 | cs | TRUE
169 | LV_220-2_1_6_line_169 |  | 155 | 156 | 0.016764 | 0.125 | 0.08 | 261 | 0 | 0.364 | 1 | 1 | cs | TRUE
170 | LV_220-2_1_6_line_170 |  | 156 | 158 | 0.011038 | 0.125 | 0.08 | 261 | 0 | 0.364 | 1 | 1 | cs | TRUE
171 | LV_220-2_1_6_line_171 |  | 157 | 159 | 0.02815 | 0.125 | 0.08 | 261 | 0 | 0.364 | 1 | 1 | cs | TRUE
172 | LV_220-2_1_6_line_172 |  | 157 | 160 | 0.0081295 | 0.125 | 0.08 | 261 | 0 | 0.364 | 1 | 1 | cs | TRUE
173 | LV_220-2_1_6_line_173 |  | 158 | 164 | 0.015656 | 0.125 | 0.08 | 261 | 0 | 0.364 | 1 | 1 | cs | TRUE
174 | LV_220-2_1_6_line_174 |  | 158 | 165 | 0.0055013 | 0.125 | 0.08 | 261 | 0 | 0.364 | 1 | 1 | cs | TRUE
175 | LV_220-2_1_6_line_175 |  | 160 | 163 | 0.00059123 | 0.125 | 0.08 | 261 | 0 | 0.364 | 1 | 1 | cs | TRUE
176 | LV_220-2_1_6_line_176 |  | 161 | 162 | 0.013165 | 0.125 | 0.08 | 261 | 0 | 0.364 | 1 | 1 | cs | TRUE
177 | LV_220-2_1_6_line_177 |  | 161 | 163 | 0.0030233 | 0.125 | 0.08 | 261 | 0 | 0.364 | 1 | 1 | cs | TRUE
178 | LV_220-2_1_6_line_178 |  | 164 | 166 | 0.0063428 | 0.125 | 0.08 | 261 | 0 | 0.364 | 1 | 1 | cs | TRUE
179 | LV_220-2_1_6_line_179 |  | 165 | 167 | 0.014125 | 0.125 | 0.08 | 261 | 0 | 0.364 | 1 | 1 | cs | TRUE
180 | LV_220-2_1_6_line_180 |  | 167 | 168 | 0.01534 | 0.125 | 0.08 | 261 | 0 | 0.364 | 1 | 1 | cs | TRUE
181 | LV_220-2_1_6_line_181 |  | 167 | 169 | 0.024699 | 0.125 | 0.08 | 261 | 0 | 0.364 | 1 | 3 | cs | TRUE
182 | LV_220-2_1_6_line_182 |  | 167 | 170 | 0.036712 | 0.125 | 0.08 | 261 | 0 | 0.364 | 1 | 1 | cs | TRUE
183 | LV_220-2_1_6_line_183 |  | 169 | 175 | 0.018782 | 0.125 | 0.08 | 261 | 0 | 0.364 | 1 | 3 | cs | TRUE
184 | LV_220-2_1_6_line_184 |  | 169 | 176 | 0.010833 | 0.125 | 0.08 | 261 | 0 | 0.364 | 1 | 1 | cs | TRUE
185 | LV_220-2_1_6_line_185 |  | 170 | 173 | 0.040264 | 0.125 | 0.08 | 261 | 0 | 0.364 | 1 | 1 | cs | TRUE
186 | LV_220-2_1_6_line_186 |  | 170 | 171 | 0.010604 | 0.125 | 0.08 | 261 | 0 | 0.364 | 1 | 1 | cs | TRUE
187 | LV_220-2_1_6_line_187 |  | 171 | 172 | 0.021905 | 0.125 | 0.08 | 261 | 0 | 0.364 | 1 | 1 | cs | TRUE
188 | LV_220-2_1_6_line_188 |  | 173 | 174 | 0.010113 | 0.125 | 0.08 | 261 | 0 | 0.364 | 1 | 1 | cs | TRUE
189 | LV_220-2_1_6_line_189 |  | 175 | 177 | 0.015346 | 0.125 | 0.08 | 261 | 0 | 0.364 | 1 | 3 | cs | TRUE
190 | LV_220-2_1_6_line_190 |  | 176 | 178 | 0.014778 | 0.125 | 0.08 | 261 | 0 | 0.364 | 1 | 1 | cs | TRUE
191 | LV_220-2_1_6_line_191 |  | 177 | 200 | 0.020328 | 0.125 | 0.08 | 261 | 0 | 0.364 | 1 | 1 | cs | TRUE
192 | LV_220-2_1_6_line_192 |  | 177 | 201 | 0.030451 | 0.125 | 0.08 | 261 | 0 | 0.364 | 1 | 3 | cs | TRUE
193 | LV_220-2_1_6_line_193 |  | 178 | 192 | 0.032703 | 0.125 | 0.08 | 261 | 0 | 0.364 | 1 | 1 | cs | TRUE
194 | LV_220-2_1_6_line_194 |  | 179 | 180 | 0.0073332 | 0.125 | 0.08 | 261 | 0 | 0.364 | 1 | 1 | cs | TRUE
195 | LV_220-2_1_6_line_195 |  | 179 | 181 | 0.019881 | 0.125 | 0.08 | 261 | 0 | 0.364 | 1 | 1 | cs | TRUE
196 | LV_220-2_1_6_line_196 |  | 180 | 258 | 0.0060953 | 0.125 | 0.08 | 261 | 0 | 0.364 | 1 | 1 | cs | TRUE
197 | LV_220-2_1_6_line_197 |  | 181 | 253 | 0.0067726 | 0.125 | 0.08 | 261 | 0 | 0.364 | 1 | 1 | cs | TRUE
198 | LV_220-2_1_6_line_198 |  | 182 | 183 | 0.009877 | 0.125 | 0.08 | 261 | 0 | 0.364 | 1 | 1 | cs | TRUE
199 | LV_220-2_1_6_line_199 |  | 182 | 184 | 0.028722 | 0.125 | 0.08 | 261 | 0 | 0.364 | 1 | 1 | cs | TRUE
200 | LV_220-2_1_6_line_200 |  | 183 | 185 | 0.0091956 | 0.125 | 0.08 | 261 | 0 | 0.364 | 1 | 1 | cs | TRUE
201 | LV_220-2_1_6_line_201 |  | 184 | 186 | 0.021745 | 0.125 | 0.08 | 261 | 0 | 0.364 | 1 | 1 | cs | TRUE
202 | LV_220-2_1_6_line_202 |  | 185 | 187 | 0.01893 | 0.125 | 0.08 | 261 | 0 | 0.364 | 1 | 1 | cs | TRUE
203 | LV_220-2_1_6_line_203 |  | 187 | 190 | 0.0084417 | 0.125 | 0.08 | 261 | 0 | 0.364 | 1 | 1 | cs | TRUE
204 | LV_220-2_1_6_line_204 |  | 188 | 189 | 0.0036818 | 0.125 | 0.08 | 261 | 0 | 0.364 | 1 | 1 | cs | TRUE
205 | LV_220-2_1_6_line_205 |  | 189 | 191 | 0.016276 | 0.125 | 0.08 | 261 | 0 | 0.364 | 1 | 1 | cs | TRUE
206 | LV_220-2_1_6_line_206 |  | 190 | 212 | 0.024984 | 0.125 | 0.08 | 261 | 0 | 0.364 | 1 | 1 | cs | TRUE
207 | LV_220-2_1_6_line_207 |  | 190 | 191 | 0.031352 | 0.125 | 0.08 | 261 | 0 | 0.364 | 1 | 1 | cs | TRUE
208 | LV_220-2_1_6_line_208 |  | 192 | 193 | 0.016227 | 0.125 | 0.08 | 261 | 0 | 0.364 | 1 | 1 | cs | TRUE
209 | LV_220-2_1_6_line_209 |  | 192 | 194 | 0.032368 | 0.125 | 0.08 | 261 | 0 | 0.364 | 1 | 1 | cs | TRUE
210 | LV_220-2_1_6_line_210 |  | 194 | 198 | 0.012613 | 0.125 | 0.08 | 261 | 0 | 0.364 | 1 | 1 | cs | TRUE
211 | LV_220-2_1_6_line_211 |  | 194 | 199 | 0.047566 | 0.125 | 0.08 | 261 | 0 | 0.364 | 1 | 1 | cs | TRUE
212 | LV_220-2_1_6_line_212 |  | 194 | 195 | 0.041276 | 0.125 | 0.08 | 261 | 0 | 0.364 | 1 | 1 | cs | TRUE
213 | LV_220-2_1_6_line_213 |  | 195 | 196 | 0.028178 | 0.125 | 0.08 | 261 | 0 | 0.364 | 1 | 1 | cs | TRUE
214 | LV_220-2_1_6_line_214 |  | 195 | 197 | 0.029231 | 0.125 | 0.08 | 261 | 0 | 0.364 | 1 | 1 | cs | TRUE
215 | LV_220-2_1_6_line_215 |  | 196 | 202 | 0.012879 | 0.125 | 0.08 | 261 | 0 | 0.364 | 1 | 1 | cs | TRUE
216 | LV_220-2_1_6_line_216 |  | 197 | 203 | 0.017346 | 0.125 | 0.08 | 261 | 0 | 0.364 | 1 | 1 | cs | TRUE
217 | LV_220-2_1_6_line_217 |  | 197 | 204 | 0.026473 | 0.125 | 0.08 | 261 | 0 | 0.364 | 1 | 1 | cs | TRUE
218 | LV_220-2_1_6_line_218 |  | 198 | 205 | 0.011743 | 0.125 | 0.08 | 261 | 0 | 0.364 | 1 | 1 | cs | TRUE
219 | LV_220-2_1_6_line_219 |  | 200 | 206 | 0.0096422 | 0.125 | 0.08 | 261 | 0 | 0.364 | 1 | 1 | cs | TRUE
220 | LV_220-2_1_6_line_220 |  | 201 | 207 | 0.010773 | 0.125 | 0.08 | 261 | 0 | 0.364 | 1 | 3 | cs | TRUE
221 | LV_220-2_1_6_line_221 |  | 202 | 260 | 0.0023281 | 0.125 | 0.08 | 261 | 0 | 0.364 | 1 | 1 | cs | TRUE
222 | LV_220-2_1_6_line_222 |  | 203 | 259 | 0.00548 | 0.125 | 0.08 | 261 | 0 | 0.364 | 1 | 1 | cs | TRUE
223 | LV_220-2_1_6_line_223 |  | 205 | 208 | 0.019289 | 0.125 | 0.08 | 261 | 0 | 0.364 | 1 | 1 | cs | TRUE
224 | LV_220-2_1_6_line_224 |  | 205 | 209 | 0.0080296 | 0.125 | 0.08 | 261 | 0 | 0.364 | 1 | 1 | cs | TRUE
225 | LV_220-2_1_6_line_225 |  | 206 | 281 | 0.010541 | 0.125 | 0.08 | 261 | 0 | 0.364 | 1 | 1 | cs | TRUE
226 | LV_220-2_1_6_line_226 |  | 207 | 285 | 0.022034 | 0.125 | 0.08 | 261 | 0 | 0.364 | 1 | 3 | cs | TRUE
227 | LV_220-2_1_6_line_227 |  | 208 | 210 | 0.0081617 | 0.125 | 0.08 | 261 | 0 | 0.364 | 1 | 1 | cs | TRUE
228 | LV_220-2_1_6_line_228 |  | 209 | 211 | 0.023111 | 0.125 | 0.08 | 261 | 0 | 0.364 | 1 | 1 | cs | TRUE
229 | LV_220-2_1_6_line_229 |  | 210 | 217 | 0.0022309 | 0.125 | 0.08 | 261 | 0 | 0.364 | 1 | 1 | cs | TRUE
230 | LV_220-2_1_6_line_230 |  | 211 | 214 | 0.00019225 | 0.125 | 0.08 | 261 | 0 | 0.364 | 1 | 1 | cs | TRUE
231 | LV_220-2_1_6_line_231 |  | 212 | 213 | 0.012612 | 0.125 | 0.08 | 261 | 0 | 0.364 | 1 | 1 | cs | TRUE
232 | LV_220-2_1_6_line_232 |  | 213 | 219 | 0.015245 | 0.125 | 0.08 | 261 | 0 | 0.364 | 1 | 1 | cs | TRUE
233 | LV_220-2_1_6_line_233 |  | 213 | 220 | 0.019765 | 0.125 | 0.08 | 261 | 0 | 0.364 | 1 | 1 | cs | TRUE
234 | LV_220-2_1_6_line_234 |  | 214 | 215 | 0.017725 | 0.125 | 0.08 | 261 | 0 | 0.364 | 1 | 1 | cs | TRUE
235 | LV_220-2_1_6_line_235 |  | 215 | 216 | 0.0052899 | 0.125 | 0.08 | 261 | 0 | 0.364 | 1 | 1 | cs | TRUE
236 | LV_220-2_1_6_line_236 |  | 216 | 218 | 0.020376 | 0.125 | 0.08 | 261 | 0 | 0.364 | 1 | 1 | cs | TRUE
237 | LV_220-2_1_6_line_237 |  | 218 | 226 | 0.0083936 | 0.125 | 0.08 | 261 | 0 | 0.364 | 1 | 1 | cs | TRUE
238 | LV_220-2_1_6_line_238 |  | 219 | 221 | 0.0018609 | 0.125 | 0.08 | 261 | 0 | 0.364 | 1 | 1 | cs | TRUE
239 | LV_220-2_1_6_line_239 |  | 221 | 222 | 0.039536 | 0.125 | 0.08 | 261 | 0 | 0.364 | 1 | 1 | cs | TRUE
240 | LV_220-2_1_6_line_240 |  | 223 | 224 | 0.025044 | 0.125 | 0.08 | 261 | 0 | 0.364 | 1 | 1 | cs | TRUE
241 | LV_220-2_1_6_line_241 |  | 224 | 225 | 0.010936 | 0.125 | 0.08 | 261 | 0 | 0.364 | 1 | 1 | cs | TRUE
242 | LV_220-2_1_6_line_242 |  | 225 | 228 | 0.011643 | 0.125 | 0.08 | 261 | 0 | 0.364 | 1 | 1 | cs | TRUE
243 | LV_220-2_1_6_line_243 |  | 226 | 227 | 0.016566 | 0.125 | 0.08 | 261 | 0 | 0.364 | 1 | 1 | cs | TRUE
244 | LV_220-2_1_6_line_244 |  | 227 | 228 | 0.011291 | 0.125 | 0.08 | 261 | 0 | 0.364 | 1 | 1 | cs | TRUE
245 | LV_220-2_1_6_line_245 |  | 229 | 230 | 0.016573 | 0.125 | 0.08 | 261 | 0 | 0.364 | 1 | 1 | cs | TRUE
246 | LV_220-2_1_6_line_246 |  | 229 | 231 | 0.014496 | 0.125 | 0.08 | 261 | 0 | 0.364 | 1 | 1 | cs | TRUE
247 | LV_220-2_1_6_line_247 |  | 230 | 232 | 0.014883 | 0.125 | 0.08 | 261 | 0 | 0.364 | 1 | 1 | cs | TRUE
248 | LV_220-2_1_6_line_248 |  | 231 | 233 | 0.033659 | 0.125 | 0.08 | 261 | 0 | 0.364 | 1 | 1 | cs | TRUE
249 | LV_220-2_1_6_line_249 |  | 232 | 239 | 0.017739 | 0.125 | 0.08 | 261 | 0 | 0.364 | 1 | 1 | cs | TRUE
250 | LV_220-2_1_6_line_250 |  | 234 | 235 | 0.026288 | 0.125 | 0.08 | 261 | 0 | 0.364 | 1 | 1 | cs | TRUE
251 | LV_220-2_1_6_line_251 |  | 234 | 236 | 0.00058153 | 0.125 | 0.08 | 261 | 0 | 0.364 | 1 | 1 | cs | TRUE
252 | LV_220-2_1_6_line_252 |  | 235 | 237 | 0.0073065 | 0.125 | 0.08 | 261 | 0 | 0.364 | 1 | 1 | cs | TRUE
253 | LV_220-2_1_6_line_253 |  | 236 | 238 | 0.017278 | 0.125 | 0.08 | 261 | 0 | 0.364 | 1 | 1 | cs | TRUE
254 | LV_220-2_1_6_line_254 |  | 237 | 239 | 0.027952 | 0.125 | 0.08 | 261 | 0 | 0.364 | 1 | 1 | cs | TRUE
255 | LV_220-2_1_6_line_255 |  | 237 | 240 | 0.017313 | 0.125 | 0.08 | 261 | 0 | 0.364 | 1 | 1 | cs | TRUE
256 | LV_220-2_1_6_line_256 |  | 238 | 241 | 0.027103 | 0.125 | 0.08 | 261 | 0 | 0.364 | 1 | 1 | cs | TRUE
257 | LV_220-2_1_6_line_257 |  | 240 | 242 | 0.015259 | 0.125 | 0.08 | 261 | 0 | 0.364 | 1 | 1 | cs | TRUE
258 | LV_220-2_1_6_line_258 |  | 242 | 243 | 0.020994 | 0.125 | 0.08 | 261 | 0 | 0.364 | 1 | 1 | cs | TRUE
259 | LV_220-2_1_6_line_259 |  | 243 | 261 | 0.017764 | 0.125 | 0.08 | 261 | 0 | 0.364 | 1 | 1 | cs | TRUE
260 | LV_220-2_1_6_line_260 |  | 244 | 245 | 0.014575 | 0.125 | 0.08 | 261 | 0 | 0.364 | 1 | 3 | cs | TRUE
261 | LV_220-2_1_6_line_261 |  | 245 | 246 | 0.018791 | 0.125 | 0.08 | 261 | 0 | 0.364 | 1 | 3 | cs | TRUE
262 | LV_220-2_1_6_line_262 |  | 246 | 247 | 0.006531 | 0.125 | 0.08 | 261 | 0 | 0.364 | 1 | 3 | cs | TRUE
263 | LV_220-2_1_6_line_263 |  | 247 | 248 | 0.0031796 | 0.125 | 0.08 | 261 | 0 | 0.364 | 1 | 3 | cs | TRUE
264 | LV_220-2_1_6_line_264 |  | 248 | 249 | 0.011036 | 0.125 | 0.08 | 261 | 0 | 0.364 | 1 | 3 | cs | TRUE
265 | LV_220-2_1_6_line_265 |  | 249 | 251 | 0.0052631 | 0.125 | 0.08 | 261 | 0 | 0.364 | 1 | 3 | cs | TRUE
266 | LV_220-2_1_6_line_266 |  | 251 | 262 | 0.01376 | 0.125 | 0.08 | 261 | 0 | 0.364 | 1 | 3 | cs | TRUE
267 | LV_220-2_1_6_line_267 |  | 252 | 253 | 0.00029996 | 0.125 | 0.08 | 261 | 0 | 0.364 | 1 | 1 | cs | TRUE
268 | LV_220-2_1_6_line_268 |  | 254 | 255 | 0.011083 | 0.125 | 0.08 | 261 | 0 | 0.364 | 1 | 1 | cs | TRUE
269 | LV_220-2_1_6_line_269 |  | 255 | 256 | 0.0062727 | 0.125 | 0.08 | 261 | 0 | 0.364 | 1 | 1 | cs | TRUE
270 | LV_220-2_1_6_line_270 |  | 255 | 257 | 0.012195 | 0.125 | 0.08 | 261 | 0 | 0.364 | 1 | 1 | cs | TRUE
271 | LV_220-2_1_6_line_271 |  | 261 | 263 | 0.0050762 | 0.125 | 0.08 | 261 | 0 | 0.364 | 1 | 1 | cs | TRUE
272 | LV_220-2_1_6_line_272 |  | 262 | 264 | 0.0092824 | 0.125 | 0.08 | 261 | 0 | 0.364 | 1 | 3 | cs | TRUE
273 | LV_220-2_1_6_line_273 |  | 263 | 283 | 0.016836 | 0.125 | 0.08 | 261 | 0 | 0.364 | 1 | 1 | cs | TRUE
274 | LV_220-2_1_6_line_274 |  | 264 | 283 | 0.0017535 | 0.125 | 0.08 | 261 | 0 | 0.364 | 1 | 3 | cs | TRUE
275 | LV_220-2_1_6_line_275 |  | 265 | 266 | 0.035706 | 0.125 | 0.08 | 261 | 0 | 0.364 | 1 | 1 | cs | TRUE
276 | LV_220-2_1_6_line_276 |  | 265 | 267 | 0.47532 | 0.125 | 0.08 | 261 | 0 | 0.364 | 1 | 1 | cs | TRUE
277 | LV_220-2_1_6_line_277 |  | 265 | 268 | 0.037437 | 0.125 | 0.08 | 261 | 0 | 0.364 | 1 | 1 | cs | TRUE
278 | LV_220-2_1_6_line_278 |  | 266 | 270 | 0.0087017 | 0.125 | 0.08 | 261 | 0 | 0.364 | 1 | 1 | cs | TRUE
279 | LV_220-2_1_6_line_279 |  | 267 | 269 | 0.0086713 | 0.125 | 0.08 | 261 | 0 | 0.364 | 1 | 1 | cs | TRUE
280 | LV_220-2_1_6_line_280 |  | 268 | 271 | 0.1253 | 0.125 | 0.08 | 261 | 0 | 0.364 | 1 | 1 | cs | TRUE
281 | LV_220-2_1_6_line_281 |  | 270 | 331 | 0.013617 | 0.125 | 0.08 | 261 | 0 | 0.364 | 1 | 1 | cs | TRUE
282 | LV_220-2_1_6_line_282 |  | 271 | 328 | 0.023956 | 0.125 | 0.08 | 261 | 0 | 0.364 | 1 | 1 | cs | TRUE
283 | LV_220-2_1_6_line_283 |  | 272 | 273 | 0.066424 | 0.125 | 0.08 | 261 | 0 | 0.364 | 1 | 1 | cs | TRUE
284 | LV_220-2_1_6_line_284 |  | 272 | 274 | 0.024312 | 0.125 | 0.08 | 261 | 0 | 0.364 | 1 | 1 | cs | TRUE
285 | LV_220-2_1_6_line_285 |  | 273 | 329 | 0.026182 | 0.125 | 0.08 | 261 | 0 | 0.364 | 1 | 1 | cs | TRUE
286 | LV_220-2_1_6_line_286 |  | 273 | 328 | 0.060582 | 0.125 | 0.08 | 261 | 0 | 0.364 | 1 | 1 | cs | TRUE
287 | LV_220-2_1_6_line_287 |  | 274 | 326 | 0.0051549 | 0.125 | 0.08 | 261 | 0 | 0.364 | 1 | 1 | cs | TRUE
288 | LV_220-2_1_6_line_288 |  | 276 | 296 | 0.021637 | 0.125 | 0.08 | 261 | 0 | 0.364 | 1 | 1 | cs | TRUE
289 | LV_220-2_1_6_line_289 |  | 277 | 278 | 0.0052606 | 0.125 | 0.08 | 261 | 0 | 0.364 | 1 | 1 | cs | TRUE
290 | LV_220-2_1_6_line_290 |  | 278 | 279 | 0.021003 | 0.125 | 0.08 | 261 | 0 | 0.364 | 1 | 1 | cs | TRUE
291 | LV_220-2_1_6_line_291 |  | 279 | 280 | 0.0034072 | 0.125 | 0.08 | 261 | 0 | 0.364 | 1 | 1 | cs | TRUE
292 | LV_220-2_1_6_line_292 |  | 280 | 281 | 0.014541 | 0.125 | 0.08 | 261 | 0 | 0.364 | 1 | 1 | cs | TRUE
293 | LV_220-2_1_6_line_293 |  | 281 | 282 | 0.024428 | 0.125 | 0.08 | 261 | 0 | 0.364 | 1 | 1 | cs | TRUE
294 | LV_220-2_1_6_line_294 |  | 283 | 284 | 0.02177 | 0.125 | 0.08 | 261 | 0 | 0.364 | 1 | 3 | cs | TRUE
295 | LV_220-2_1_6_line_295 |  | 284 | 285 | 0.040844 | 0.125 | 0.08 | 261 | 0 | 0.364 | 1 | 3 | cs | TRUE
296 | LV_220-2_1_6_line_296 |  | 287 | 289 | 0.00042744 | 0.125 | 0.08 | 261 | 0 | 0.364 | 1 | 1 | cs | TRUE
297 | LV_220-2_1_6_line_297 |  | 288 | 290 | 0.0037906 | 0.125 | 0.08 | 261 | 0 | 0.364 | 1 | 1 | cs | TRUE
298 | LV_220-2_1_6_line_298 |  | 289 | 291 | 0.024623 | 0.125 | 0.08 | 261 | 0 | 0.364 | 1 | 1 | cs | TRUE
299 | LV_220-2_1_6_line_299 |  | 290 | 292 | 0.024374 | 0.125 | 0.08 | 261 | 0 | 0.364 | 1 | 1 | cs | TRUE
300 | LV_220-2_1_6_line_300 |  | 291 | 323 | 0.0023784 | 0.125 | 0.08 | 261 | 0 | 0.364 | 1 | 1 | cs | TRUE
301 | LV_220-2_1_6_line_301 |  | 292 | 293 | 0.0003093 | 0.125 | 0.08 | 261 | 0 | 0.364 | 1 | 1 | cs | TRUE
302 | LV_220-2_1_6_line_302 |  | 293 | 294 | 0.0085547 | 0.125 | 0.08 | 261 | 0 | 0.364 | 1 | 1 | cs | TRUE
303 | LV_220-2_1_6_line_303 |  | 294 | 295 | 0.00029549 | 0.125 | 0.08 | 261 | 0 | 0.364 | 1 | 1 | cs | TRUE
304 | LV_220-2_1_6_line_304 |  | 296 | 298 | 0.078335 | 0.125 | 0.08 | 261 | 0 | 0.364 | 1 | 1 | cs | TRUE
305 | LV_220-2_1_6_line_305 |  | 297 | 332 | 0.0047045 | 0.125 | 0.08 | 261 | 0 | 0.364 | 1 | 1 | cs | TRUE
306 | LV_220-2_1_6_line_306 |  | 298 | 299 | 0.016583 | 0.125 | 0.08 | 261 | 0 | 0.364 | 1 | 1 | cs | TRUE
307 | LV_220-2_1_6_line_307 |  | 299 | 300 | 0.0090663 | 0.125 | 0.08 | 261 | 0 | 0.364 | 1 | 1 | cs | TRUE
308 | LV_220-2_1_6_line_308 |  | 300 | 303 | 0.00058469 | 0.125 | 0.08 | 261 | 0 | 0.364 | 1 | 1 | cs | TRUE
309 | LV_220-2_1_6_line_309 |  | 301 | 302 | 0.0082936 | 0.125 | 0.08 | 261 | 0 | 0.364 | 1 | 1 | cs | TRUE
310 | LV_220-2_1_6_line_310 |  | 302 | 304 | 0.013985 | 0.125 | 0.08 | 261 | 0 | 0.364 | 1 | 1 | cs | TRUE
311 | LV_220-2_1_6_line_311 |  | 302 | 305 | 0.0090811 | 0.125 | 0.08 | 261 | 0 | 0.364 | 1 | 1 | cs | TRUE
312 | LV_220-2_1_6_line_312 |  | 303 | 307 | 0.0065103 | 0.125 | 0.08 | 261 | 0 | 0.364 | 1 | 1 | cs | TRUE
313 | LV_220-2_1_6_line_313 |  | 304 | 318 | 0.012646 | 0.125 | 0.08 | 261 | 0 | 0.364 | 1 | 1 | cs | TRUE
314 | LV_220-2_1_6_line_314 |  | 305 | 312 | 0.0018943 | 0.125 | 0.08 | 261 | 0 | 0.364 | 1 | 1 | cs | TRUE
315 | LV_220-2_1_6_line_315 |  | 308 | 309 | 0.017894 | 0.125 | 0.08 | 261 | 0 | 0.364 | 1 | 1 | cs | TRUE
316 | LV_220-2_1_6_line_316 |  | 311 | 312 | 0.0039196 | 0.125 | 0.08 | 261 | 0 | 0.364 | 1 | 1 | cs | TRUE
317 | LV_220-2_1_6_line_317 |  | 311 | 313 | 0.01318 | 0.125 | 0.08 | 261 | 0 | 0.364 | 1 | 1 | cs | TRUE
318 | LV_220-2_1_6_line_318 |  | 313 | 314 | 0.0057379 | 0.125 | 0.08 | 261 | 0 | 0.364 | 1 | 1 | cs | TRUE
319 | LV_220-2_1_6_line_319 |  | 314 | 315 | 0.010478 | 0.125 | 0.08 | 261 | 0 | 0.364 | 1 | 1 | cs | TRUE
320 | LV_220-2_1_6_line_320 |  | 315 | 316 | 0.0059 | 0.125 | 0.08 | 261 | 0 | 0.364 | 1 | 1 | cs | TRUE
321 | LV_220-2_1_6_line_321 |  | 315 | 317 | 0.0097656 | 0.125 | 0.08 | 261 | 0 | 0.364 | 1 | 1 | cs | TRUE
322 | LV_220-2_1_6_line_322 |  | 316 | 319 | 0.010379 | 0.125 | 0.08 | 261 | 0 | 0.364 | 1 | 1 | cs | TRUE
323 | LV_220-2_1_6_line_323 |  | 317 | 320 | 0.0068238 | 0.125 | 0.08 | 261 | 0 | 0.364 | 1 | 1 | cs | TRUE
324 | LV_220-2_1_6_line_324 |  | 318 | 321 | 0.0059173 | 0.125 | 0.08 | 261 | 0 | 0.364 | 1 | 1 | cs | TRUE
325 | LV_220-2_1_6_line_325 |  | 320 | 324 | 0.012602 | 0.125 | 0.08 | 261 | 0 | 0.364 | 1 | 1 | cs | TRUE
326 | LV_220-2_1_6_line_326 |  | 321 | 322 | 0.012721 | 0.125 | 0.08 | 261 | 0 | 0.364 | 1 | 1 | cs | TRUE
327 | LV_220-2_1_6_line_327 |  | 322 | 323 | 0.0035966 | 0.125 | 0.08 | 261 | 0 | 0.364 | 1 | 1 | cs | TRUE
328 | LV_220-2_1_6_line_328 |  | 324 | 325 | 0.0058425 | 0.125 | 0.08 | 261 | 0 | 0.364 | 1 | 1 | cs | TRUE
329 | LV_220-2_1_6_line_329 |  | 325 | 333 | 0.016561 | 0.125 | 0.08 | 261 | 0 | 0.364 | 1 | 1 | cs | TRUE
330 | LV_220-2_1_6_line_330 |  | 326 | 327 | 0.016013 | 0.125 | 0.08 | 261 | 0 | 0.364 | 1 | 1 | cs | TRUE
331 | LV_220-2_1_6_line_331 |  | 329 | 330 | 0.012737 | 0.125 | 0.08 | 261 | 0 | 0.364 | 1 | 1 | cs | TRUE
332 | LV_220-2_1_6_line_332 |  | 332 | 333 | 0.013497 | 0.125 | 0.08 | 261 | 0 | 0.364 | 1 | 1 | cs | TRUE

## trafo
| name | std_type | hv_bus | lv_bus | sn_mva | vn_hv_kv | vn_lv_kv | vk_percent | vkr_percent | pfe_kw | i0_percent | shift_degree | tap_side | tap_neutral | tap_min | tap_max | tap_step_percent | tap_step_degree | tap_pos | tap_phase_shifter | parallel | df | in_service
0 | LV_220-2_1_6_trafo_325 | 0.63 MVA 20/0.4 kV | 334 | 207 | 0.63 | 20 | 0.4 | 6 | 1.206 | 1.65 | 0.2619 | 150 | hv | 0 | -2 | 2 | 2.5 | 0 | 0 | FALSE | 1 | 1 | TRUE

## line_geodata
| x0 | y0 | x1 | y1 | x2 | y2 | x3 | y3 | x4 | y4 | x5 | y5 | x6 | y6 | x7 | y7 | x8 | y8 | x9 | y9 | x10 | y10 | x11 | y11 | x12 | y12 | x13 | y13
0 | 2708939.2661 | 1263996.5217 | 2708944.0611 | 1263990.1935 | 2708946.1937 | 1263981.9925 | 2708954.083 | 1263944.3167 | 2708959.4674 | 1263906.4391 | 2708962.6783 | 1263878.5744 | 2708960.7876 | 1263854.8637 | 2708965.0948 | 1263838.6403
1 | 2708939.2661 | 1263996.5217 | 2708933.1891 | 1263986.579 | 2708919.4643 | 1263972.2028 | 2708910.9562 | 1263966.6404
2 | 2708939.2661 | 1263996.5217 | 2708945.3376 | 1264031.6859 | 2708949.3537 | 1264046.7617
3 | 2708965.0948 | 1263838.6403 | 2708980.0061 | 1263831.1754 | 2708998.3044 | 1263832.6363
4 | 2708965.0948 | 1263838.6403 | 2708969.659 | 1263818.0517
5 | 2708872.8424 | 1263933.1776 | 2708904.5691 | 1263962.4646 | 2708910.9562 | 1263966.6404
6 | 2708949.3537 | 1264046.7617 | 2708947.484 | 1264074.2101
7 | 2708949.3537 | 1264046.7617 | 2708978.626 | 1264053.5567
8 | 2708983.139 | 1263796.7859 | 2708974.6187 | 1263795.6791 | 2708969.659 | 1263818.0517
9 | 2709349.6839 | 1264109.0042 | 2709350.0268 | 1264096.5124
10 | 2709349.6839 | 1264109.0042 | 2709344.1571 | 1264112.9276 | 2709334.814 | 1264131.6756
11 | 2709272.2087 | 1264367.3268 | 2709275.0801 | 1264364.8111 | 2709283.6029 | 1264356.9174 | 2709285.469 | 1264354.7144
12 | 2709272.2087 | 1264367.3268 | 2709263.4312 | 1264360.481 | 2709270.5213 | 1264349.7475
13 | 2709272.2087 | 1264367.3268 | 2709269.4329 | 1264369.8595
14 | 2709278.2649 | 1264338.0247 | 2709278.2649 | 1264338.0247 | 2709270.5213 | 1264349.7475
15 | 2709265.1518 | 1264373.7575 | 2709265.734 | 1264373.2345 | 2709269.4329 | 1264369.8595
16 | 2709343.3165 | 1264334.6021 | 2709329.4229 | 1264328.9028
17 | 2709343.3165 | 1264334.6021 | 2709355.1537 | 1264321.517
18 | 2709343.3165 | 1264334.6021 | 2709370.4525 | 1264346.314
19 | 2709334.814 | 1264131.6756 | 2709324.3047 | 1264152.7638
20 | 2709278.2649 | 1264338.0247 | 2709275.6528 | 1264336.5776
21 | 2709265.1518 | 1264373.7575 | 2709263.214 | 1264375.7079
22 | 2709358.1284 | 1264318.2286 | 2709374.7714 | 1264298.2548
23 | 2709358.1284 | 1264318.2286 | 2709355.1537 | 1264321.517
24 | 2709378.9708 | 1264350.0637 | 2709370.4525 | 1264346.314
25 | 2709370.4525 | 1264346.314 | 2709361.4687 | 1264366.6614
26 | 2709312.9586 | 1264175.531 | 2709324.3047 | 1264152.7638
27 | 2709275.6528 | 1264336.5776 | 2709261.6827 | 1264328.8377
28 | 2709378.9708 | 1264350.0637 | 2709387.0832 | 1264353.6398
29 | 2709352.2575 | 1264391.6275 | 2709352.2817 | 1264387.4688 | 2709361.4687 | 1264366.6614
30 | 2709261.6827 | 1264328.8377 | 2709254.5054 | 1264324.8612
31 | 2709243.3238 | 1264352.8251 | 2709241.9494 | 1264342.8245
32 | 2709243.3238 | 1264352.8251 | 2709236.159 | 1264358.164
33 | 2709245.1809 | 1264337.0446 | 2709241.9494 | 1264342.8245
34 | 2709222.542 | 1264349.6144 | 2709236.159 | 1264358.164
35 | 2709036.6022 | 1264162.335 | 2709031.9781 | 1264157.8779
36 | 2709029.004 | 1264155.0112 | 2709031.9781 | 1264157.8779
37 | 2709029.004 | 1264155.0112 | 2709025.0602 | 1264151.5466 | 2709011.2329 | 1264149.7013 | 2709007.7084 | 1264150.1006
38 | 2709029.004 | 1264155.0112 | 2709042.7575 | 1264143.7107 | 2709055.0707 | 1264144.3272
39 | 2708990.1753 | 1264152.0874 | 2709007.7084 | 1264150.1006
40 | 2709074.3822 | 1264129.3762 | 2709068.5297 | 1264148.5791 | 2709055.0707 | 1264144.3272 | 2709055.0707 | 1264144.3272
41 | 2708970.8904 | 1264154.2727 | 2708990.1753 | 1264152.0874
42 | 2709079.2068 | 1264113.5458 | 2709074.3822 | 1264129.3762
43 | 2709109.595 | 1264212.5692 | 2709096.6836 | 1264208.3199
44 | 2709109.595 | 1264212.5692 | 2709115.8773 | 1264214.6313
45 | 2709109.595 | 1264212.5692 | 2709102.2928 | 1264234.9265
46 | 2709073.0024 | 1264179.0668 | 2709070.1647 | 1264181.5073
47 | 2709073.0024 | 1264179.0668 | 2709074.5233 | 1264177.7587
48 | 2708966.1945 | 1264133.9911 | 2708970.8904 | 1264154.2727
49 | 2708982.2716 | 1264187.4442 | 2708970.8904 | 1264154.2727
50 | 2709079.3314 | 1264113.1368 | 2709079.2068 | 1264113.5458
51 | 2709115.8773 | 1264214.6313 | 2709121.3065 | 1264198.1257
52 | 2709099.8217 | 1264242.4923 | 2709102.2928 | 1264234.9265
53 | 2709075.4024 | 1264177.0026 | 2709074.5233 | 1264177.7587
54 | 2708966.1945 | 1264133.9911 | 2708951.9653 | 1264129.425 | 2708905.3717 | 1264118.3669
55 | 2708982.2716 | 1264187.4442 | 2708983.5785 | 1264190.1433
56 | 2709079.3314 | 1264113.1368 | 2709080.8759 | 1264106.5828
57 | 2709079.3314 | 1264113.1368 | 2709095.2404 | 1264118.2908
58 | 2709226.2092 | 1264272.9294 | 2709226.2092 | 1264272.9294 | 2709233.1946 | 1264263.0085
59 | 2709239.5787 | 1264233.9207 | 2709243.9177 | 1264247.7794 | 2709233.1946 | 1264263.0085
60 | 2709226.5013 | 1264275.2731 | 2709226.2092 | 1264272.9294
61 | 2709239.5787 | 1264233.9207 | 2709253.7891 | 1264232.7095
62 | 2709239.5787 | 1264233.9207 | 2709226.2809 | 1264233.1544
63 | 2709226.5013 | 1264275.2731 | 2709226.6815 | 1264276.7191 | 2709237.2021 | 1264289.5244 | 2709229.257 | 1264302.4217
64 | 2709283.2875 | 1264219.6528 | 2709277.6411 | 1264223.9042 | 2709257.4833 | 1264232.3946 | 2709253.7891 | 1264232.7095
65 | 2709226.2809 | 1264233.1544 | 2709217.4168 | 1264232.6435 | 2709207.8524 | 1264231.1191
66 | 2709226.4795 | 1264306.2324 | 2709227.6108 | 1264305.0939 | 2709229.257 | 1264302.4217
67 | 2709283.2875 | 1264219.6528 | 2709288.0922 | 1264216.0351 | 2709298.1999 | 1264205.1459 | 2709303.3259 | 1264194.86
68 | 2709202.3121 | 1264230.236 | 2709207.8524 | 1264231.1191
69 | 2709220.0577 | 1264312.6943 | 2709226.4795 | 1264306.2324
70 | 2709303.3259 | 1264194.86 | 2709312.9586 | 1264175.531
71 | 2709200.3313 | 1264229.9203 | 2709202.3121 | 1264230.236
72 | 2709220.0577 | 1264312.6943 | 2709209.3128 | 1264325.9149
73 | 2709200.3313 | 1264229.9203 | 2709196.7753 | 1264229.3535
74 | 2709352.2575 | 1264391.6275 | 2709354.4487 | 1264394.526 | 2709361.3698 | 1264398.0116
75 | 2709352.2575 | 1264391.6275 | 2709346.5168 | 1264395.8575
76 | 2709370.9129 | 1264402.8178 | 2709361.3698 | 1264398.0116
77 | 2709334.1344 | 1264404.9816 | 2709346.5168 | 1264395.8575
78 | 2709410.2538 | 1264363.854 | 2709387.0832 | 1264353.6398
79 | 2709370.9129 | 1264402.8178 | 2709388.178 | 1264411.5128
80 | 2709410.2538 | 1264363.854 | 2709433.1854 | 1264373.9627
81 | 2709388.178 | 1264411.5128 | 2709396.1232 | 1264415.5142
82 | 2709455.8123 | 1264383.9373 | 2709433.1854 | 1264373.9627
83 | 2709396.1232 | 1264415.5142 | 2709422.3508 | 1264428.7229
84 | 2709472.3412 | 1264431.1055 | 2709481.8111 | 1264419.4564
85 | 2709472.3412 | 1264431.1055 | 2709459.1903 | 1264447.276
86 | 2709472.3412 | 1264431.1055 | 2709494.7128 | 1264442.832
87 | 2709459.1903 | 1264447.276 | 2709447.27 | 1264441.2727
88 | 2709459.1903 | 1264447.276 | 2709458.36 | 1264448.7635
89 | 2709494.7128 | 1264442.832 | 2709498.6771 | 1264444.91
90 | 2709347.7823 | 1264480.5039 | 2709342.92 | 1264477.8009
91 | 2709365.838 | 1264487.75 | 2709351.456 | 1264482.5462 | 2709347.7823 | 1264480.5039
92 | 2709342.92 | 1264477.8009 | 2709327.3717 | 1264469.1573
93 | 2709365.838 | 1264487.75 | 2709373.4957 | 1264472.914
94 | 2709365.838 | 1264487.75 | 2709370.4774 | 1264489.4262 | 2709390.5418 | 1264492.4555 | 2709389.0031 | 1264508.4296 | 2709384.4879 | 1264518.3546 | 2709378.631 | 1264526.6979
95 | 2709320.3337 | 1264465.2448 | 2709327.3717 | 1264469.1573
96 | 2709373.4957 | 1264472.914 | 2709377.8234 | 1264464.5296 | 2709379.3259 | 1264462.9531
97 | 2709378.631 | 1264526.6979 | 2709338.5458 | 1264507.3065 | 2709320.5556 | 1264503.8368
98 | 2709320.3337 | 1264465.2448 | 2709331.3464 | 1264446.5435 | 2709329.2884 | 1264435.3034
99 | 2709320.3337 | 1264465.2448 | 2709316.1408 | 1264462.3546
100 | 2709379.3259 | 1264462.9531 | 2709381.711 | 1264460.4506
101 | 2709417.5321 | 1264492.466 | 2709425.216 | 1264483.5005 | 2709433.0653 | 1264476.9957
102 | 2709417.5321 | 1264492.466 | 2709445.3662 | 1264498.9756 | 2709446.4706 | 1264499.4237
103 | 2709433.0653 | 1264476.9957 | 2709421.382 | 1264468.0273
104 | 2709433.0653 | 1264476.9957 | 2709450.7987 | 1264462.3113 | 2709458.36 | 1264448.7635
105 | 2709446.4706 | 1264499.4237 | 2709460.6207 | 1264505.1648
106 | 2709329.2884 | 1264435.3034 | 2709328.7408 | 1264432.3128
107 | 2709288.0894 | 1264443.0186 | 2709316.1408 | 1264462.3546
108 | 2709400.0787 | 1264457.4082 | 2709389.5926 | 1264452.1811 | 2709381.711 | 1264460.4506
109 | 2709409.2462 | 1264461.978 | 2709421.382 | 1264468.0273
110 | 2709288.0894 | 1264443.0186 | 2709284.6003 | 1264440.3538
111 | 2709288.0894 | 1264443.0186 | 2709286.5427 | 1264446.0037 | 2709283.7334 | 1264451.2674 | 2709275.4511 | 1264467.0782
112 | 2709409.2462 | 1264461.978 | 2709400.0787 | 1264457.4082
113 | 2709139.0465 | 1264473.3473 | 2709146.1405 | 1264459.422
114 | 2709139.0465 | 1264473.3473 | 2709122.2713 | 1264465.1484
115 | 2709108.7713 | 1264458.5503 | 2709122.2713 | 1264465.1484
116 | 2709212.9654 | 1264437.9987 | 2709207.5593 | 1264446.8229 | 2709192.0239 | 1264478.7411 | 2709190.9056 | 1264481.555
117 | 2709212.9654 | 1264437.9987 | 2709219.9482 | 1264426.601 | 2709223.0269 | 1264420.3394
118 | 2709422.3508 | 1264428.7229 | 2709447.27 | 1264441.2727
119 | 2709220.929 | 1264175.3627 | 2709222.9389 | 1264173.5353
120 | 2709234.9325 | 1264157.5753 | 2709228.1493 | 1264168.7982 | 2709222.9389 | 1264173.5353
121 | 2709199.7097 | 1264188.0227 | 2709216.6409 | 1264179.2612 | 2709220.929 | 1264175.3627
122 | 2709240.5406 | 1264145.6303 | 2709236.6975 | 1264154.6551 | 2709234.9325 | 1264157.5753
123 | 2709180.402 | 1264226.7438 | 2709185.4212 | 1264205.8408 | 2709190.3308 | 1264196.9906 | 2709199.7097 | 1264188.0227
124 | 2709199.7097 | 1264188.0227 | 2709194.6842 | 1264175.7141
125 | 2709248.1009 | 1264127.8761 | 2709240.5406 | 1264145.6303
126 | 2709180.402 | 1264226.7438 | 2709196.7753 | 1264229.3535
127 | 2709180.402 | 1264226.7438 | 2709177.011 | 1264241.0899
128 | 2709180.402 | 1264226.7438 | 2709164.8198 | 1264225.1394
129 | 2709184.1654 | 1264163.9824 | 2709190.427 | 1264165.2874 | 2709194.6842 | 1264175.7141
130 | 2709248.1009 | 1264127.8761 | 2709228.8537 | 1264119.6749
131 | 2709248.1009 | 1264127.8761 | 2709252.0363 | 1264124.8685
132 | 2709177.011 | 1264241.0899 | 2709174.1994 | 1264252.9851 | 2709172.9017 | 1264256.3553
133 | 2709156.4466 | 1264224.2772 | 2709164.8198 | 1264225.1394
134 | 2709184.1654 | 1264163.9824 | 2709182.475 | 1264163.6301
135 | 2709202.9883 | 1264110.9521 | 2709213.0156 | 1264112.9263 | 2709228.8537 | 1264119.6749
136 | 2709260.662 | 1264108.9809 | 2709252.0363 | 1264124.8685
137 | 2709172.1816 | 1264258.2254 | 2709172.9017 | 1264256.3553
138 | 2709156.4466 | 1264224.2772 | 2709147.3477 | 1264237.0707
139 | 2709159.6288 | 1264158.8688 | 2709182.475 | 1264163.6301
140 | 2709195.5412 | 1264109.4858 | 2709202.9883 | 1264110.9521
141 | 2709276.4199 | 1264434.1064 | 2709284.6003 | 1264440.3538
142 | 2709052.183 | 1264453.1996 | 2709051.4446 | 1264451.9649
143 | 2709059.0266 | 1264464.6413 | 2709052.183 | 1264453.1996
144 | 2709045.5078 | 1264442.0392 | 2709051.4446 | 1264451.9649
145 | 2709059.0266 | 1264464.6413 | 2709087.8157 | 1264441.0743
146 | 2709059.0266 | 1264464.6413 | 2709051.4688 | 1264470.885 | 2709043.7432 | 1264473.1556 | 2709036.2899 | 1264473.7409 | 2709027.216 | 1264472.339 | 2709017.7944 | 1264467.3277 | 2709013.7725 | 1264463.1227
147 | 2709093.29 | 1264450.9838 | 2709087.8157 | 1264441.0743
148 | 2709087.8157 | 1264441.0743 | 2709094.7306 | 1264435.202
149 | 2709013.7725 | 1264463.1227 | 2709000.5921 | 1264449.3423
150 | 2709093.29 | 1264450.9838 | 2709108.7713 | 1264458.5503
151 | 2709093.29 | 1264450.9838 | 2709088.965 | 1264454.3069 | 2709085.4339 | 1264466.0996
152 | 2709099.4487 | 1264431.1952 | 2709094.7306 | 1264435.202
153 | 2708994.6994 | 1264443.1812 | 2709000.5921 | 1264449.3423
154 | 2709082.8246 | 1264474.8136 | 2709085.4339 | 1264466.0996
155 | 2709099.4487 | 1264431.1952 | 2709104.1918 | 1264427.1672
156 | 2708994.6994 | 1264443.1812 | 2708989.038 | 1264437.2848
157 | 2708994.6994 | 1264443.1812 | 2708977.8875 | 1264458.6068 | 2708973.973 | 1264467.0419 | 2708970.8332 | 1264485.9944
158 | 2709109.3475 | 1264422.6945 | 2709108.1039 | 1264423.845 | 2709104.1918 | 1264427.1672
159 | 2708976.1554 | 1264423.8673 | 2708989.038 | 1264437.2848
160 | 2709223.8788 | 1264418.6067 | 2709223.0269 | 1264420.3394
161 | 2709232.1684 | 1264406.9544 | 2709227.7129 | 1264410.8087 | 2709223.8788 | 1264418.6067
162 | 2709232.1684 | 1264406.9544 | 2709218.253 | 1264402.94
163 | 2709232.1684 | 1264406.9544 | 2709250.183 | 1264415.9407
164 | 2709195.8557 | 1264395.789 | 2709200.3303 | 1264397.7695 | 2709218.253 | 1264402.94
165 | 2709258.2069 | 1264420.2051 | 2709257.2182 | 1264419.4501 | 2709250.183 | 1264415.9407
166 | 2709181.7402 | 1264389.5414 | 2709195.8557 | 1264395.789
167 | 2709267.0827 | 1264426.9833 | 2709258.2069 | 1264420.2051
168 | 2709174.1307 | 1264404.4784 | 2709164.0056 | 1264424.3536
169 | 2709181.7402 | 1264389.5414 | 2709174.1307 | 1264404.4784
170 | 2709181.7402 | 1264389.5414 | 2709171.7645 | 1264384.7531
171 | 2709267.0827 | 1264426.9833 | 2709263.104 | 1264433.571 | 2709260.2945 | 1264438.8458 | 2709258.494 | 1264441.7039 | 2709247.3544 | 1264442.0205
172 | 2709267.0827 | 1264426.9833 | 2709273.5461 | 1264431.9141
173 | 2709171.7645 | 1264384.7531 | 2709179.4655 | 1264371.1227
174 | 2709171.7645 | 1264384.7531 | 2709166.8832 | 1264382.216
175 | 2709274.0162 | 1264432.2726 | 2709273.5461 | 1264431.9141
176 | 2709276.4199 | 1264434.1064 | 2709270.3655 | 1264445.8045
177 | 2709276.4199 | 1264434.1064 | 2709274.0162 | 1264432.2726
178 | 2709179.4655 | 1264371.1227 | 2709182.5856 | 1264365.6004
179 | 2709154.3496 | 1264375.7016 | 2709166.8832 | 1264382.216
180 | 2709154.3496 | 1264375.7016 | 2709161.4675 | 1264362.1129
181 | 2709154.3496 | 1264375.7016 | 2709149.4217 | 1264373.3198 | 2709132.3572 | 1264364.4639
182 | 2709130.5659 | 1264398.2264 | 2709149.4217 | 1264373.3198 | 2709154.3496 | 1264375.7016
183 | 2709132.3572 | 1264364.4639 | 2709133.9297 | 1264359.2662 | 2709135.134 | 1264352.794 | 2709136.281 | 1264346.165 | 2709136.2735 | 1264346.1249
184 | 2709132.3572 | 1264364.4639 | 2709122.3366 | 1264360.348
185 | 2709130.5659 | 1264398.2264 | 2709103.4178 | 1264384.7139 | 2709097.2303 | 1264392.4919
186 | 2709130.5659 | 1264398.2264 | 2709124.185 | 1264406.6959
187 | 2709109.3475 | 1264422.6945 | 2709118.5345 | 1264414.1958 | 2709124.185 | 1264406.6959
188 | 2709088.414 | 1264390.8857 | 2709096.0682 | 1264393.9528 | 2709097.2303 | 1264392.4919
189 | 2709131.0982 | 1264331.8905 | 2709134.9039 | 1264338.7444 | 2709136.2735 | 1264346.1249
190 | 2709122.3366 | 1264360.348 | 2709108.6665 | 1264354.7331
191 | 2709131.0982 | 1264331.8905 | 2709137.9909 | 1264316.8048 | 2709140.1041 | 1264313.7164
192 | 2709131.0982 | 1264331.8905 | 2709107.0901 | 1264318.8363 | 2709104.6296 | 1264316.9129
193 | 2709077.6379 | 1264344.4148 | 2709107.2964 | 1264354.1704 | 2709108.6665 | 1264354.7331
194 | 2709199.715 | 1264335.2824 | 2709205.0746 | 1264330.2774
195 | 2709199.715 | 1264335.2824 | 2709216.5521 | 1264345.8537
196 | 2709205.0746 | 1264330.2774 | 2709207.9477 | 1264327.5945 | 2709209.3128 | 1264325.9149
197 | 2709222.2879 | 1264349.4549 | 2709216.5521 | 1264345.8537
198 | 2708967.5137 | 1264419.0373 | 2708976.1554 | 1264423.8673
199 | 2708976.1554 | 1264423.8673 | 2708993.1155 | 1264415.9287 | 2709003.1093 | 1264416.113
200 | 2708967.5137 | 1264419.0373 | 2708959.4819 | 1264414.5597
201 | 2709024.5865 | 1264419.3006 | 2709006.4745 | 1264416.1751 | 2709003.1093 | 1264416.113
202 | 2708959.4819 | 1264414.5597 | 2708958.0442 | 1264413.7582 | 2708941.1408 | 1264410.1516
203 | 2708932.885 | 1264408.3901 | 2708941.1408 | 1264410.1516
204 | 2708947.5074 | 1264442.77 | 2708943.8805 | 1264442.1363
205 | 2708927.8474 | 1264439.3349 | 2708943.8805 | 1264442.1363
206 | 2708932.885 | 1264408.3901 | 2708919.0857 | 1264405.0553 | 2708908.8994 | 1264401.5043
207 | 2708932.885 | 1264408.3901 | 2708927.8474 | 1264439.3349
208 | 2709077.6379 | 1264344.4148 | 2709084.8294 | 1264329.8684
209 | 2709049.5742 | 1264340.0824 | 2709051.3264 | 1264335.7554 | 2709077.6379 | 1264344.4148
210 | 2709049.5742 | 1264340.0824 | 2709044.8372 | 1264351.7718
211 | 2709049.5742 | 1264340.0824 | 2709074.4291 | 1264361.537 | 2709080.8242 | 1264366.8706 | 2709086.858 | 1264369.0189
212 | 2709016.7769 | 1264323.6524 | 2709051.3264 | 1264335.7554 | 2709049.5742 | 1264340.0824
213 | 2709016.7769 | 1264323.6524 | 2709024.9487 | 1264303.3301 | 2709030.6905 | 1264300.8005
214 | 2708989.1131 | 1264313.9675 | 2709016.7769 | 1264323.6524
215 | 2709042.601 | 1264305.6992 | 2709030.6905 | 1264300.8005
216 | 2708989.1131 | 1264313.9675 | 2708995.4618 | 1264297.8253
217 | 2708989.1131 | 1264313.9675 | 2708964.1279 | 1264305.2186
218 | 2709040.4267 | 1264362.6553 | 2709044.8372 | 1264351.7718
219 | 2709140.1041 | 1264313.7164 | 2709145.5489 | 1264305.7587
220 | 2709096.1417 | 1264310.2782 | 2709104.6296 | 1264316.9129
221 | 2709042.601 | 1264305.6992 | 2709044.7541 | 1264306.5848
222 | 2708997.4675 | 1264292.7256 | 2708995.4618 | 1264297.8253
223 | 2709040.4267 | 1264362.6553 | 2709042.851 | 1264369.2612 | 2709052.4269 | 1264376.9051
224 | 2709040.4267 | 1264362.6553 | 2709033.0101 | 1264365.7322
225 | 2709151.5011 | 1264297.0594 | 2709145.5489 | 1264305.7587
226 | 2709096.1417 | 1264310.2782 | 2709085.1464 | 1264301.6834 | 2709078.5015 | 1264297.0899
227 | 2709058.8055 | 1264381.9968 | 2709052.4269 | 1264376.9051
228 | 2709033.0101 | 1264365.7322 | 2709011.085 | 1264358.4236
229 | 2709060.5491 | 1264383.3886 | 2709058.8055 | 1264381.9968
230 | 2709011.085 | 1264358.4236 | 2709010.9027 | 1264358.3629
231 | 2708896.9902 | 1264397.3528 | 2708908.8994 | 1264401.5043
232 | 2708896.9902 | 1264397.3528 | 2708901.4384 | 1264382.7715
233 | 2708896.9902 | 1264397.3528 | 2708896.586 | 1264397.2119 | 2708889.9519 | 1264395.0323 | 2708878.2144 | 1264391.1798
234 | 2708994.0873 | 1264352.7576 | 2709010.9027 | 1264358.3629
235 | 2708989.0689 | 1264351.0847 | 2708994.0873 | 1264352.7576
236 | 2708989.0689 | 1264351.0847 | 2708969.7383 | 1264344.641
237 | 2708961.7755 | 1264341.9866 | 2708969.7383 | 1264344.641
238 | 2708901.4384 | 1264382.7715 | 2708901.9814 | 1264380.9916
239 | 2708885.3719 | 1264358.0897 | 2708906.9319 | 1264364.7636 | 2708901.9814 | 1264380.9916
240 | 2708913.9284 | 1264326.037 | 2708909.3282 | 1264327.9428 | 2708896.9139 | 1264324.6558 | 2708889.9266 | 1264322.8283
241 | 2708913.9284 | 1264326.037 | 2708924.3032 | 1264329.4954
242 | 2708935.3488 | 1264333.1774 | 2708924.3032 | 1264329.4954
243 | 2708961.7755 | 1264341.9866 | 2708946.06 | 1264336.7479
244 | 2708935.3488 | 1264333.1774 | 2708946.06 | 1264336.7479
245 | 2708891.0791 | 1264270.5242 | 2708906.8197 | 1264275.7098
246 | 2708896.1055 | 1264256.9385 | 2708894.0767 | 1264261.5607 | 2708891.0791 | 1264270.5242
247 | 2708920.9558 | 1264280.3667 | 2708906.8197 | 1264275.7098
248 | 2708896.1055 | 1264256.9385 | 2708869.9491 | 1264235.7535
249 | 2708936.5225 | 1264281.5951 | 2708936.9397 | 1264282.8573 | 2708928.9819 | 1264283.0108 | 2708920.9558 | 1264280.3667
250 | 2708938.9788 | 1264229.7035 | 2708943.3511 | 1264236.2466 | 2708934.4465 | 1264252.3694
251 | 2708938.6557 | 1264229.22 | 2708938.9788 | 1264229.7035
252 | 2708940.74 | 1264254.8811 | 2708934.2251 | 1264252.7704 | 2708934.4465 | 1264252.3694
253 | 2708929.0557 | 1264214.8538 | 2708938.6557 | 1264229.22
254 | 2708940.74 | 1264254.8811 | 2708934.5209 | 1264275.5398 | 2708936.5225 | 1264281.5951
255 | 2708940.74 | 1264254.8811 | 2708957.2081 | 1264260.2241
256 | 2708929.0557 | 1264214.8538 | 2708945.1018 | 1264204.2181 | 2708952.2588 | 1264200.9883
257 | 2708957.2081 | 1264260.2241 | 2708971.7218 | 1264264.933
258 | 2708991.6911 | 1264271.4119 | 2708971.7218 | 1264264.933
259 | 2708991.6911 | 1264271.4119 | 2708995.5787 | 1264274.2416 | 2709007.9727 | 1264270.4672
260 | 2708989.9307 | 1264203.2613 | 2708983.5785 | 1264190.1433
261 | 2708989.9307 | 1264203.2613 | 2708998.1205 | 1264220.1742
262 | 2709000.9668 | 1264226.0523 | 2708998.1205 | 1264220.1742
263 | 2709000.9668 | 1264226.0523 | 2709002.3526 | 1264228.9141
264 | 2709007.1624 | 1264238.847 | 2709002.3526 | 1264228.9141
265 | 2709007.1624 | 1264238.847 | 2709010.3019 | 1264243.0712
266 | 2709010.3019 | 1264243.0712 | 2709015.6011 | 1264250.2012 | 2709019.2512 | 1264253.4345
267 | 2709222.542 | 1264349.6144 | 2709222.2879 | 1264349.4549
268 | 2709250.5894 | 1264327.3709 | 2709245.1809 | 1264337.0446
269 | 2709250.5894 | 1264327.3709 | 2709252.5988 | 1264323.8049 | 2709254.5054 | 1264324.8612
270 | 2709250.5894 | 1264327.3709 | 2709239.5981 | 1264322.0874
271 | 2709007.9727 | 1264270.4672 | 2709012.8287 | 1264268.9884
272 | 2709026.1997 | 1264259.5894 | 2709019.2512 | 1264253.4345
273 | 2709027.5123 | 1264260.752 | 2709012.8287 | 1264268.9884
274 | 2709027.5123 | 1264260.752 | 2709026.1997 | 1264259.5894
275 | 2708696.3426 | 1264050.0084 | 2708690.0876 | 1264060.3689 | 2708682.4209 | 1264062.6967 | 2708672.6377 | 1264061.7272 | 2708669.0595 | 1264057.2131
276 | 2708392.9716 | 1263927.5687 | 2708396.8689 | 1263932.3664 | 2708445.841 | 1263980.1829 | 2708487.1466 | 1264066.3919 | 2708497.4479 | 1264090.4237 | 2708506.2382 | 1264102.7955 | 2708522.112 | 1264112.9956 | 2708538.888 | 1264115.0941 | 2708630.4137 | 1264123.1372 | 2708659.5414 | 1264122.5274 | 2708699.126 | 1264116.9724 | 2708697.3927 | 1264075.2381 | 2708696.9684 | 1264065.1328 | 2708696.3426 | 1264050.0084
277 | 2708701.4939 | 1264013.6498 | 2708697.3102 | 1264022.8029 | 2708695.5165 | 1264033.4902 | 2708696.3426 | 1264050.0084
278 | 2708669.0595 | 1264057.2131 | 2708669.8177 | 1264048.5445
279 | 2708392.9716 | 1263927.5687 | 2708384.3488 | 1263928.485
280 | 2708701.4939 | 1264013.6498 | 2708714.6648 | 1264002.4712 | 2708749.7049 | 1263980.6858 | 2708775.166 | 1263964.8516 | 2708806.1351 | 1263945.0119
281 | 2708669.8177 | 1264048.5445 | 2708671.0041 | 1264034.9793
282 | 2708826.3047 | 1263932.0867 | 2708815.7308 | 1263938.8646 | 2708806.1351 | 1263945.0119
283 | 2708872.8424 | 1263933.1776 | 2708855.099 | 1263913.6454 | 2708852.037 | 1263910.1416 | 2708828.7515 | 1263883.5013
284 | 2708828.7515 | 1263883.5013 | 2708821.7033 | 1263889.866 | 2708809.0993 | 1263897.6518
285 | 2708872.8424 | 1263933.1776 | 2708853.245 | 1263948.8525 | 2708852.7303 | 1263949.8095
286 | 2708872.8424 | 1263933.1776 | 2708855.099 | 1263913.6454 | 2708826.3047 | 1263932.0867
287 | 2708809.0993 | 1263897.6518 | 2708809.0993 | 1263897.6518 | 2708805.5195 | 1263901.361
288 | 2708999.7023 | 1264058.4492 | 2708978.626 | 1264053.5567
289 | 2709172.1816 | 1264258.2254 | 2709170.2912 | 1264263.1346
290 | 2709161.1748 | 1264281.9412 | 2709165.8829 | 1264274.5834 | 2709170.2912 | 1264263.1346
291 | 2709159.3384 | 1264284.8111 | 2709161.1748 | 1264281.9412
292 | 2709151.5011 | 1264297.0594 | 2709159.3384 | 1264284.8111
293 | 2709151.5011 | 1264297.0594 | 2709170.4009 | 1264312.5358
294 | 2709027.5123 | 1264260.752 | 2709045.2037 | 1264273.4384
295 | 2709045.2037 | 1264273.4384 | 2709069.7418 | 1264291.0345 | 2709078.5015 | 1264297.0899
296 | 2709121.3065 | 1264198.1257 | 2709121.4401 | 1264197.7197
297 | 2709147.3477 | 1264237.0707 | 2709145.1507 | 1264240.1597
298 | 2709121.4401 | 1264197.7197 | 2709129.1338 | 1264174.3296
299 | 2709124.6098 | 1264245.8975 | 2709126.9997 | 1264246.6752 | 2709134.1774 | 1264248.3869 | 2709137.7039 | 1264247.9293 | 2709141.4501 | 1264245.3629 | 2709145.1507 | 1264240.1597
300 | 2709129.8769 | 1264172.0702 | 2709129.1338 | 1264174.3296
301 | 2709124.3157 | 1264245.8018 | 2709124.6098 | 1264245.8975
302 | 2709116.1808 | 1264243.1549 | 2709124.3157 | 1264245.8018
303 | 2709115.8999 | 1264243.0635 | 2709116.1808 | 1264243.1549
304 | 2709075.9001 | 1264076.6089 | 2709051.357 | 1264070.4399 | 2708999.7023 | 1264058.4492
305 | 2709075.4024 | 1264177.0026 | 2709078.9692 | 1264173.935
306 | 2709075.9001 | 1264076.6089 | 2709080.7981 | 1264092.4521
307 | 2709082.5033 | 1264099.6769 | 2709083.6472 | 1264094.823 | 2709081.2389 | 1264093.8777 | 2709080.7981 | 1264092.4521
308 | 2709082.3692 | 1264100.246 | 2709082.5033 | 1264099.6769
309 | 2709145.1456 | 1264125.6508 | 2709147.736 | 1264117.7721
310 | 2709145.1456 | 1264125.6508 | 2709140.7758 | 1264138.9357
311 | 2709145.1456 | 1264125.6508 | 2709136.4948 | 1264122.8886
312 | 2709082.3692 | 1264100.246 | 2709080.8759 | 1264106.5828
313 | 2709136.8246 | 1264150.9482 | 2709140.7758 | 1264138.9357
314 | 2709134.6902 | 1264122.3124 | 2709136.4948 | 1264122.8886
315 | 2709177.9846 | 1264106.0291 | 2709195.5412 | 1264109.4858
316 | 2709130.9564 | 1264121.1202 | 2709134.6902 | 1264122.3124
317 | 2709130.9564 | 1264121.1202 | 2709118.4008 | 1264117.1113
318 | 2709112.9348 | 1264115.366 | 2709118.4008 | 1264117.1113
319 | 2709109.822 | 1264125.2208 | 2709112.7996 | 1264115.3228 | 2709112.9348 | 1264115.366
320 | 2709109.822 | 1264125.2208 | 2709104.8568 | 1264122.0337
321 | 2709109.822 | 1264125.2208 | 2709107.4362 | 1264134.6905
322 | 2709104.8568 | 1264122.0337 | 2709102.8831 | 1264120.7667 | 2709095.2404 | 1264118.2908
323 | 2709107.4362 | 1264134.6905 | 2709106.9523 | 1264136.6109 | 2709105.3608 | 1264141.1853
324 | 2709134.9757 | 1264156.5692 | 2709136.8246 | 1264150.9482
325 | 2709105.3608 | 1264141.1853 | 2709101.2199 | 1264153.0872
326 | 2709131.0007 | 1264168.6537 | 2709134.9757 | 1264156.5692
327 | 2709129.8769 | 1264172.0702 | 2709131.0007 | 1264168.6537
328 | 2709101.2199 | 1264153.0872 | 2709099.3 | 1264158.6052
329 | 2709099.3 | 1264158.6052 | 2709095.8304 | 1264168.5776 | 2709089.9042 | 1264167.6216
330 | 2708794.3994 | 1263912.8832 | 2708805.5195 | 1263901.361
331 | 2708852.7303 | 1263949.8095 | 2708846.698 | 1263961.0278
332 | 2709089.9042 | 1264167.6216 | 2709086.8774 | 1264167.1334 | 2709078.9692 | 1264173.935

## bus_geodata
| x | y | coords
0 | 2708939.2661 | 1263996.5217
1 | 2708965.0948 | 1263838.6403
2 | 2708910.9562 | 1263966.6404
3 | 2708949.3537 | 1264046.7617
4 | 2708998.3044 | 1263832.6363
5 | 2708969.659 | 1263818.0517
6 | 2709350.0268 | 1264096.5124
7 | 2709349.6839 | 1264109.0042
8 | 2709285.469 | 1264354.7144
9 | 2709272.2087 | 1264367.3268
10 | 2709270.5213 | 1264349.7475
11 | 2709269.4329 | 1264369.8595
12 | 2709329.4229 | 1264328.9028
13 | 2709343.3165 | 1264334.6021
14 | 2709334.814 | 1264131.6756
15 | 2709278.2649 | 1264338.0247
16 | 2709265.1518 | 1264373.7575
17 | 2709374.7714 | 1264298.2548
18 | 2709358.1284 | 1264318.2286
19 | 2709355.1537 | 1264321.517
20 | 2709370.4525 | 1264346.314
21 | 2709324.3047 | 1264152.7638
22 | 2709275.6528 | 1264336.5776
23 | 2709263.214 | 1264375.7079
24 | 2709378.9708 | 1264350.0637
25 | 2709361.4687 | 1264366.6614
26 | 2709261.6827 | 1264328.8377
27 | 2709243.3238 | 1264352.8251
28 | 2709241.9494 | 1264342.8245
29 | 2709236.159 | 1264358.164
30 | 2709031.9781 | 1264157.8779
31 | 2709036.6022 | 1264162.335
32 | 2709029.004 | 1264155.0112
33 | 2709007.7084 | 1264150.1006
34 | 2709055.0707 | 1264144.3272
35 | 2708990.1753 | 1264152.0874
36 | 2709074.3822 | 1264129.3762
37 | 2709096.6836 | 1264208.3199
38 | 2709109.595 | 1264212.5692
39 | 2709070.1647 | 1264181.5073
40 | 2709073.0024 | 1264179.0668
41 | 2708970.8904 | 1264154.2727
42 | 2709079.2068 | 1264113.5458
43 | 2709115.8773 | 1264214.6313
44 | 2709102.2928 | 1264234.9265
45 | 2709074.5233 | 1264177.7587
46 | 2708966.1945 | 1264133.991
47 | 2708982.2716 | 1264187.4442
48 | 2709079.3314 | 1264113.1368
49 | 2709233.1946 | 1264263.0085
50 | 2709226.2092 | 1264272.9294
51 | 2709239.5787 | 1264233.9207
52 | 2709226.5013 | 1264275.2731
53 | 2709253.7891 | 1264232.7095
54 | 2709226.2809 | 1264233.1544
55 | 2709229.257 | 1264302.4217
56 | 2709283.2875 | 1264219.6528
57 | 2709207.8524 | 1264231.1191
58 | 2709226.4795 | 1264306.2324
59 | 2709303.3259 | 1264194.86
60 | 2709202.3121 | 1264230.236
61 | 2709220.0577 | 1264312.6943
62 | 2709312.9586 | 1264175.531
63 | 2709200.3313 | 1264229.9203
64 | 2709352.2575 | 1264391.6275
65 | 2709361.3698 | 1264398.0116
66 | 2709346.5168 | 1264395.8575
67 | 2709387.0832 | 1264353.6398
68 | 2709370.9129 | 1264402.8178
69 | 2709334.1344 | 1264404.9816
70 | 2709410.2538 | 1264363.854
71 | 2709388.178 | 1264411.5128
72 | 2709433.1854 | 1264373.9627
73 | 2709396.1232 | 1264415.5142
74 | 2709455.8123 | 1264383.9373
75 | 2709481.8111 | 1264419.4564
76 | 2709472.3412 | 1264431.1055
77 | 2709459.1903 | 1264447.276
78 | 2709494.7128 | 1264442.832
79 | 2709347.7823 | 1264480.5039
80 | 2709342.92 | 1264477.8009
81 | 2709365.838 | 1264487.75
82 | 2709327.3717 | 1264469.1573
83 | 2709373.4957 | 1264472.914
84 | 2709378.631 | 1264526.6979
85 | 2709320.3337 | 1264465.2448
86 | 2709379.3259 | 1264462.9531
87 | 2709417.5321 | 1264492.466
88 | 2709433.0653 | 1264476.9957
89 | 2709446.4706 | 1264499.4237
90 | 2709320.5556 | 1264503.8368
91 | 2709329.2884 | 1264435.3034
92 | 2709316.1408 | 1264462.3546
93 | 2709381.711 | 1264460.4506
94 | 2709421.382 | 1264468.0273
95 | 2709458.36 | 1264448.7635
96 | 2709460.6207 | 1264505.1648
97 | 2709328.7408 | 1264432.3128
98 | 2709288.0894 | 1264443.0186
99 | 2709400.0787 | 1264457.4082
100 | 2709409.2462 | 1264461.978
101 | 2709139.0465 | 1264473.3473
102 | 2709146.1405 | 1264459.422
103 | 2709122.2713 | 1264465.1484
104 | 2709190.9056 | 1264481.555
105 | 2709212.9654 | 1264437.9987
106 | 2709447.27 | 1264441.2727
107 | 2709422.3508 | 1264428.7229
108 | 2709498.6771 | 1264444.91
109 | 2709222.9389 | 1264173.5353
110 | 2709220.929 | 1264175.3627
111 | 2709234.9325 | 1264157.5753
112 | 2709199.7097 | 1264188.0227
113 | 2709240.5406 | 1264145.6303
114 | 2709180.402 | 1264226.7438
115 | 2709194.6842 | 1264175.7141
116 | 2709248.1009 | 1264127.8761
117 | 2709196.7753 | 1264229.3535
118 | 2709177.011 | 1264241.0899
119 | 2709164.8198 | 1264225.1394
120 | 2709184.1654 | 1264163.9824
121 | 2709228.8537 | 1264119.6749
122 | 2709252.0363 | 1264124.8685
123 | 2709172.9017 | 1264256.3553
124 | 2709156.4466 | 1264224.2772
125 | 2709182.475 | 1264163.6301
126 | 2709202.9883 | 1264110.9521
127 | 2709260.662 | 1264108.9809
128 | 2709284.6003 | 1264440.3538
129 | 2709275.4511 | 1264467.0782
130 | 2709052.183 | 1264453.1996
131 | 2709051.4446 | 1264451.9649
132 | 2709059.0266 | 1264464.6413
133 | 2709045.5078 | 1264442.0392
134 | 2709087.8157 | 1264441.0743
135 | 2709013.7725 | 1264463.1227
136 | 2709093.29 | 1264450.9838
137 | 2709094.7306 | 1264435.202
138 | 2709000.5921 | 1264449.3423
139 | 2709108.7713 | 1264458.5503
140 | 2709085.4339 | 1264466.0996
141 | 2709099.4487 | 1264431.1952
142 | 2708994.6994 | 1264443.1812
143 | 2709082.8246 | 1264474.8136
144 | 2709104.1918 | 1264427.1672
145 | 2708989.038 | 1264437.2848
146 | 2708970.8332 | 1264485.9944
147 | 2709223.0269 | 1264420.3394
148 | 2709223.8788 | 1264418.6067
149 | 2709232.1684 | 1264406.9544
150 | 2709218.253 | 1264402.94
151 | 2709250.183 | 1264415.9407
152 | 2709195.8557 | 1264395.789
153 | 2709258.2069 | 1264420.2051
154 | 2709164.0056 | 1264424.3536
155 | 2709174.1307 | 1264404.4784
156 | 2709181.7402 | 1264389.5414
157 | 2709267.0827 | 1264426.9833
158 | 2709171.7645 | 1264384.7531
159 | 2709247.3544 | 1264442.0205
160 | 2709273.5461 | 1264431.9141
161 | 2709276.4199 | 1264434.1064
162 | 2709270.3655 | 1264445.8045
163 | 2709274.0162 | 1264432.2726
164 | 2709179.4655 | 1264371.1227
165 | 2709166.8832 | 1264382.216
166 | 2709182.5856 | 1264365.6004
167 | 2709154.3496 | 1264375.7016
168 | 2709161.4675 | 1264362.1129
169 | 2709132.3572 | 1264364.4639
170 | 2709130.5659 | 1264398.2264
171 | 2709124.185 | 1264406.6959
172 | 2709109.3475 | 1264422.6945
173 | 2709097.2303 | 1264392.4919
174 | 2709088.414 | 1264390.8857
175 | 2709136.2735 | 1264346.1249
176 | 2709122.3366 | 1264360.348
177 | 2709131.0982 | 1264331.8905
178 | 2709108.6665 | 1264354.7331
179 | 2709199.715 | 1264335.2824
180 | 2709205.0746 | 1264330.2774
181 | 2709216.5521 | 1264345.8537
182 | 2708976.1554 | 1264423.8673
183 | 2708967.5137 | 1264419.0373
184 | 2709003.1093 | 1264416.113
185 | 2708959.4819 | 1264414.5597
186 | 2709024.5865 | 1264419.3006
187 | 2708941.1408 | 1264410.1516
188 | 2708947.5074 | 1264442.77
189 | 2708943.8805 | 1264442.1363
190 | 2708932.885 | 1264408.3901
191 | 2708927.8474 | 1264439.3349
192 | 2709077.6379 | 1264344.4148
193 | 2709084.8294 | 1264329.8684
194 | 2709049.5742 | 1264340.0824
195 | 2709016.7769 | 1264323.6524
196 | 2709030.6905 | 1264300.8005
197 | 2708989.1131 | 1264313.9675
198 | 2709044.8372 | 1264351.7718
199 | 2709086.858 | 1264369.0189
200 | 2709140.1041 | 1264313.7164
201 | 2709104.6296 | 1264316.9129
202 | 2709042.601 | 1264305.6992
203 | 2708995.4618 | 1264297.8253
204 | 2708964.1279 | 1264305.2186
205 | 2709040.4267 | 1264362.6553
206 | 2709145.5489 | 1264305.7587
207 | 2709096.1417 | 1264310.2782
208 | 2709052.4269 | 1264376.9051
209 | 2709033.0101 | 1264365.7323
210 | 2709058.8055 | 1264381.9968
211 | 2709011.085 | 1264358.4236
212 | 2708908.8994 | 1264401.5043
213 | 2708896.9902 | 1264397.3528
214 | 2709010.9027 | 1264358.3629
215 | 2708994.0873 | 1264352.7576
216 | 2708989.0689 | 1264351.0847
217 | 2709060.5491 | 1264383.3886
218 | 2708969.7383 | 1264344.641
219 | 2708901.4384 | 1264382.7715
220 | 2708878.2144 | 1264391.1798
221 | 2708901.9814 | 1264380.9916
222 | 2708885.3719 | 1264358.0897
223 | 2708889.9266 | 1264322.8283
224 | 2708913.9284 | 1264326.037
225 | 2708924.3032 | 1264329.4954
226 | 2708961.7755 | 1264341.9866
227 | 2708946.06 | 1264336.7479
228 | 2708935.3488 | 1264333.1774
229 | 2708891.0791 | 1264270.5242
230 | 2708906.8197 | 1264275.7098
231 | 2708896.1055 | 1264256.9385
232 | 2708920.9558 | 1264280.3667
233 | 2708869.9491 | 1264235.7535
234 | 2708938.9788 | 1264229.7035
235 | 2708934.4465 | 1264252.3694
236 | 2708938.6557 | 1264229.22
237 | 2708940.74 | 1264254.8811
238 | 2708929.0557 | 1264214.8538
239 | 2708936.5225 | 1264281.5951
240 | 2708957.2081 | 1264260.2241
241 | 2708952.2588 | 1264200.9883
242 | 2708971.7218 | 1264264.933
243 | 2708991.6911 | 1264271.4119
244 | 2708983.5785 | 1264190.1433
245 | 2708989.9307 | 1264203.2613
246 | 2708998.1205 | 1264220.1742
247 | 2709000.9668 | 1264226.0523
248 | 2709002.3526 | 1264228.9141
249 | 2709007.1624 | 1264238.847
250 | 2708905.3717 | 1264118.3669
251 | 2709010.3019 | 1264243.0712
252 | 2709222.542 | 1264349.6144
253 | 2709222.2879 | 1264349.4549
254 | 2709245.1809 | 1264337.0446
255 | 2709250.5893 | 1264327.3709
256 | 2709254.5054 | 1264324.8612
257 | 2709239.5981 | 1264322.0874
258 | 2709209.3128 | 1264325.9149
259 | 2708997.4675 | 1264292.7256
260 | 2709044.7541 | 1264306.5848
261 | 2709007.9727 | 1264270.4672
262 | 2709019.2512 | 1264253.4345
263 | 2709012.8287 | 1264268.9884
264 | 2709026.1997 | 1264259.5894
265 | 2708696.3426 | 1264050.0084
266 | 2708669.0595 | 1264057.2131
267 | 2708392.9716 | 1263927.5687
268 | 2708701.4939 | 1264013.6498
269 | 2708384.3488 | 1263928.485
270 | 2708669.8177 | 1264048.5445
271 | 2708806.1351 | 1263945.0119
272 | 2708828.7515 | 1263883.5013
273 | 2708872.8424 | 1263933.1776
274 | 2708809.0993 | 1263897.6518
275 | 2708947.484 | 1264074.2101
276 | 2708978.626 | 1264053.5567
277 | 2709172.1816 | 1264258.2254
278 | 2709170.2913 | 1264263.1346
279 | 2709161.1748 | 1264281.9412
280 | 2709159.3384 | 1264284.8111
281 | 2709151.5011 | 1264297.0594
282 | 2709170.4009 | 1264312.5358
283 | 2709027.5123 | 1264260.752
284 | 2709045.2037 | 1264273.4384
285 | 2709078.5015 | 1264297.0899
286 | 2709099.8217 | 1264242.4923
287 | 2709121.3065 | 1264198.1257
288 | 2709147.3477 | 1264237.0707
289 | 2709121.4401 | 1264197.7197
290 | 2709145.1507 | 1264240.1597
291 | 2709129.1338 | 1264174.3296
292 | 2709124.6098 | 1264245.8975
293 | 2709124.3157 | 1264245.8018
294 | 2709116.1808 | 1264243.1549
295 | 2709115.8999 | 1264243.0635
296 | 2708999.7023 | 1264058.4492
297 | 2709075.4024 | 1264177.0026
298 | 2709075.9001 | 1264076.6089
299 | 2709080.7981 | 1264092.4521
300 | 2709082.5033 | 1264099.6769
301 | 2709147.736 | 1264117.7721
302 | 2709145.1456 | 1264125.6508
303 | 2709082.3692 | 1264100.246
304 | 2709140.7758 | 1264138.9357
305 | 2709136.4948 | 1264122.8886
306 | 2708983.139 | 1263796.7859
307 | 2709080.8759 | 1264106.5828
308 | 2709195.5412 | 1264109.4858
309 | 2709177.9846 | 1264106.0291
310 | 2709159.6288 | 1264158.8688
311 | 2709130.9564 | 1264121.1202
312 | 2709134.6902 | 1264122.3124
313 | 2709118.4008 | 1264117.1113
314 | 2709112.9348 | 1264115.366
315 | 2709109.822 | 1264125.2208
316 | 2709104.8568 | 1264122.0337
317 | 2709107.4362 | 1264134.6905
318 | 2709136.8246 | 1264150.9482
319 | 2709095.2404 | 1264118.2908
320 | 2709105.3608 | 1264141.1853
321 | 2709134.9757 | 1264156.5692
322 | 2709131.0007 | 1264168.6537
323 | 2709129.8769 | 1264172.0702
324 | 2709101.2199 | 1264153.0872
325 | 2709099.3 | 1264158.6052
326 | 2708805.5195 | 1263901.361
327 | 2708794.3994 | 1263912.8833
328 | 2708826.3047 | 1263932.0867
329 | 2708852.7303 | 1263949.8095
330 | 2708846.698 | 1263961.0278
331 | 2708671.0041 | 1264034.9793
332 | 2709078.9692 | 1264173.935
333 | 2709089.9042 | 1264167.6216
334 | 2709131.0982 | 1264331.8905

## line_std_types
| c_nf_per_km | r_ohm_per_km | x_ohm_per_km | max_i_ka | type | q_mm2 | alpha | voltage_rating
NAYY 4x50 SE | 210 | 0.642 | 0.083 | 0.142 | cs | 50 | 0.00403 | LV
NAYY 4x120 SE | 264 | 0.225 | 0.08 | 0.242 | cs | 120 | 0.00403 | LV
NAYY 4x150 SE | 261 | 0.208 | 0.08 | 0.27 | cs | 150 | 0.00403 | LV
NA2XS2Y 1x95 RM/25 12/20 kV | 216 | 0.313 | 0.132 | 0.252 | cs | 95 | 0.00403 | MV
NA2XS2Y 1x185 RM/25 12/20 kV | 273 | 0.161 | 0.117 | 0.362 | cs | 185 | 0.00403 | MV
NA2XS2Y 1x240 RM/25 12/20 kV | 304 | 0.122 | 0.112 | 0.421 | cs | 240 | 0.00403 | MV
NA2XS2Y 1x95 RM/25 6/10 kV | 315 | 0.313 | 0.123 | 0.249 | cs | 95 | 0.00403 | MV
NA2XS2Y 1x185 RM/25 6/10 kV | 406 | 0.161 | 0.11 | 0.358 | cs | 185 | 0.00403 | MV
NA2XS2Y 1x240 RM/25 6/10 kV | 456 | 0.122 | 0.105 | 0.416 | cs | 240 | 0.00403 | MV
NA2XS2Y 1x150 RM/25 12/20 kV | 250 | 0.206 | 0.116 | 0.319 | cs | 150 | 0.00403 | MV
NA2XS2Y 1x120 RM/25 12/20 kV | 230 | 0.253 | 0.119 | 0.283 | cs | 120 | 0.00403 | MV
NA2XS2Y 1x70 RM/25 12/20 kV | 190 | 0.443 | 0.132 | 0.22 | cs | 70 | 0.00403 | MV
NA2XS2Y 1x150 RM/25 6/10 kV | 360 | 0.206 | 0.11 | 0.315 | cs | 150 | 0.00403 | MV
NA2XS2Y 1x120 RM/25 6/10 kV | 340 | 0.253 | 0.113 | 0.28 | cs | 120 | 0.00403 | MV
NA2XS2Y 1x70 RM/25 6/10 kV | 280 | 0.443 | 0.123 | 0.217 | cs | 70 | 0.00403 | MV
N2XS(FL)2Y 1x120 RM/35 64/110 kV | 112 | 0.153 | 0.166 | 0.366 | cs | 120 | 0.00393 | HV
N2XS(FL)2Y 1x185 RM/35 64/110 kV | 125 | 0.099 | 0.156 | 0.457 | cs | 185 | 0.00393 | HV
N2XS(FL)2Y 1x240 RM/35 64/110 kV | 135 | 0.075 | 0.149 | 0.526 | cs | 240 | 0.00393 | HV
N2XS(FL)2Y 1x300 RM/35 64/110 kV | 144 | 0.06 | 0.144 | 0.588 | cs | 300 | 0.00393 | HV
15-AL1/3-ST1A 0.4 | 11 | 1.8769 | 0.35 | 0.105 | ol | 16 | 0.00403 | LV
24-AL1/4-ST1A 0.4 | 11.25 | 1.2012 | 0.335 | 0.14 | ol | 24 | 0.00403 | LV
48-AL1/8-ST1A 0.4 | 12.2 | 0.5939 | 0.3 | 0.21 | ol | 48 | 0.00403 | LV
94-AL1/15-ST1A 0.4 | 13.2 | 0.306 | 0.29 | 0.35 | ol | 94 | 0.00403 | LV
34-AL1/6-ST1A 10.0 | 9.7 | 0.8342 | 0.36 | 0.17 | ol | 34 | 0.00403 | MV
48-AL1/8-ST1A 10.0 | 10.1 | 0.5939 | 0.35 | 0.21 | ol | 48 | 0.00403 | MV
70-AL1/11-ST1A 10.0 | 10.4 | 0.4132 | 0.339 | 0.29 | ol | 70 | 0.00403 | MV
94-AL1/15-ST1A 10.0 | 10.75 | 0.306 | 0.33 | 0.35 | ol | 94 | 0.00403 | MV
122-AL1/20-ST1A 10.0 | 11.1 | 0.2376 | 0.323 | 0.41 | ol | 122 | 0.00403 | MV
149-AL1/24-ST1A 10.0 | 11.25 | 0.194 | 0.315 | 0.47 | ol | 149 | 0.00403 | MV
34-AL1/6-ST1A 20.0 | 9.15 | 0.8342 | 0.382 | 0.17 | ol | 34 | 0.00403 | MV
48-AL1/8-ST1A 20.0 | 9.5 | 0.5939 | 0.372 | 0.21 | ol | 48 | 0.00403 | MV
70-AL1/11-ST1A 20.0 | 9.7 | 0.4132 | 0.36 | 0.29 | ol | 70 | 0.00403 | MV
94-AL1/15-ST1A 20.0 | 10 | 0.306 | 0.35 | 0.35 | ol | 94 | 0.00403 | MV
122-AL1/20-ST1A 20.0 | 10.3 | 0.2376 | 0.344 | 0.41 | ol | 122 | 0.00403 | MV
149-AL1/24-ST1A 20.0 | 10.5 | 0.194 | 0.337 | 0.47 | ol | 149 | 0.00403 | MV
184-AL1/30-ST1A 20.0 | 10.75 | 0.1571 | 0.33 | 0.535 | ol | 184 | 0.00403 | MV
243-AL1/39-ST1A 20.0 | 11 | 0.1188 | 0.32 | 0.645 | ol | 243 | 0.00403 | MV
48-AL1/8-ST1A 110.0 | 8 | 0.5939 | 0.46 | 0.21 | ol | 48 | 0.00403 | HV
70-AL1/11-ST1A 110.0 | 8.4 | 0.4132 | 0.45 | 0.29 | ol | 70 | 0.00403 | HV
94-AL1/15-ST1A 110.0 | 8.65 | 0.306 | 0.44 | 0.35 | ol | 94 | 0.00403 | HV
122-AL1/20-ST1A 110.0 | 8.5 | 0.2376 | 0.43 | 0.41 | ol | 122 | 0.00403 | HV
149-AL1/24-ST1A 110.0 | 8.75 | 0.194 | 0.41 | 0.47 | ol | 149 | 0.00403 | HV
184-AL1/30-ST1A 110.0 | 8.8 | 0.1571 | 0.4 | 0.535 | ol | 184 | 0.00403 | HV
243-AL1/39-ST1A 110.0 | 9 | 0.1188 | 0.39 | 0.645 | ol | 243 | 0.00403 | HV
305-AL1/39-ST1A 110.0 | 9.2 | 0.0949 | 0.38 | 0.74 | ol | 305 | 0.00403 | HV
490-AL1/64-ST1A 110.0 | 9.75 | 0.059 | 0.37 | 0.96 | ol | 490 | 0.00403 | HV
679-AL1/86-ST1A 110.0 | 9.95 | 0.042 | 0.36 | 1.15 | ol | 679 | 0.00403 | HV
490-AL1/64-ST1A 220.0 | 10 | 0.059 | 0.285 | 0.96 | ol | 490 | 0.00403 | HV
679-AL1/86-ST1A 220.0 | 11.7 | 0.042 | 0.275 | 1.15 | ol | 679 | 0.00403 | HV
490-AL1/64-ST1A 380.0 | 11 | 0.059 | 0.253 | 0.96 | ol | 490 | 0.00403 | HV
679-AL1/86-ST1A 380.0 | 14.6 | 0.042 | 0.25 | 1.15 | ol | 679 | 0.00403 | HV

## trafo_std_types
| i0_percent | pfe_kw | vkr_percent | sn_mva | vn_lv_kv | vn_hv_kv | vk_percent | shift_degree | vector_group | tap_side | tap_neutral | tap_min | tap_max | tap_step_degree | tap_step_percent | tap_phase_shifter
160 MVA 380/110 kV | 0.06 | 60 | 0.25 | 160 | 110 | 380 | 12.2 | 0 | Yy0 | hv | 0 | -9 | 9 | 0 | 1.5 | FALSE
100 MVA 220/110 kV | 0.06 | 55 | 0.26 | 100 | 110 | 220 | 12 | 0 | Yy0 | hv | 0 | -9 | 9 | 0 | 1.5 | FALSE
63 MVA 110/20 kV | 0.04 | 22 | 0.32 | 63 | 20 | 110 | 18 | 150 | YNd5 | hv | 0 | -9 | 9 | 0 | 1.5 | FALSE
40 MVA 110/20 kV | 0.05 | 18 | 0.34 | 40 | 20 | 110 | 16.2 | 150 | YNd5 | hv | 0 | -9 | 9 | 0 | 1.5 | FALSE
25 MVA 110/20 kV | 0.07 | 14 | 0.41 | 25 | 20 | 110 | 12 | 150 | YNd5 | hv | 0 | -9 | 9 | 0 | 1.5 | FALSE
63 MVA 110/10 kV | 0.04 | 22 | 0.32 | 63 | 10 | 110 | 18 | 150 | YNd5 | hv | 0 | -9 | 9 | 0 | 1.5 | FALSE
40 MVA 110/10 kV | 0.05 | 18 | 0.34 | 40 | 10 | 110 | 16.2 | 150 | YNd5 | hv | 0 | -9 | 9 | 0 | 1.5 | FALSE
25 MVA 110/10 kV | 0.07 | 14 | 0.41 | 25 | 10 | 110 | 12 | 150 | YNd5 | hv | 0 | -9 | 9 | 0 | 1.5 | FALSE
0.25 MVA 20/0.4 kV | 0.32 | 0.8 | 1.44 | 0.25 | 0.4 | 20 | 6 | 150 | Yzn5 | hv | 0 | -2 | 2 | 0 | 2.5 | FALSE
0.4 MVA 20/0.4 kV | 0.3375 | 1.35 | 1.425 | 0.4 | 0.4 | 20 | 6 | 150 | Dyn5 | hv | 0 | -2 | 2 | 0 | 2.5 | FALSE
0.63 MVA 20/0.4 kV | 0.2619 | 1.65 | 1.206 | 0.63 | 0.4 | 20 | 6 | 150 | Dyn5 | hv | 0 | -2 | 2 | 0 | 2.5 | FALSE
0.25 MVA 10/0.4 kV | 0.24 | 0.6 | 1.2 | 0.25 | 0.4 | 10 | 4 | 150 | Dyn5 | hv | 0 | -2 | 2 | 0 | 2.5 | FALSE
0.4 MVA 10/0.4 kV | 0.2375 | 0.95 | 1.325 | 0.4 | 0.4 | 10 | 4 | 150 | Dyn5 | hv | 0 | -2 | 2 | 0 | 2.5 | FALSE
0.63 MVA 10/0.4 kV | 0.1873 | 1.18 | 1.0794 | 0.63 | 0.4 | 10 | 4 | 150 | Dyn5 | hv | 0 | -2 | 2 | 0 | 2.5 | FALSE

## trafo3w_std_types
| sn_hv_mva | sn_mv_mva | sn_lv_mva | vn_hv_kv | vn_mv_kv | vn_lv_kv | vk_hv_percent | vk_mv_percent | vk_lv_percent | vkr_hv_percent | vkr_mv_percent | vkr_lv_percent | pfe_kw | i0_percent | shift_mv_degree | shift_lv_degree | vector_group | tap_side | tap_neutral | tap_min | tap_max | tap_step_percent
63/25/38 MVA 110/20/10 kV | 63 | 25 | 38 | 110 | 20 | 10 | 10.4 | 10.4 | 10.4 | 0.28 | 0.32 | 0.35 | 35 | 0.89 | 0 | 0 | YN0yn0yn0 | hv | 0 | -10 | 10 | 1.2
63/25/38 MVA 110/10/10 kV | 63 | 25 | 38 | 110 | 10 | 10 | 10.4 | 10.4 | 10.4 | 0.28 | 0.32 | 0.35 | 35 | 0.89 | 0 | 0 | YN0yn0yn0 | hv | 0 | -10 | 10 | 1.2

## fuse_std_types
| fuse_type | i_rated_a | t_avg | t_min | t_total | x_avg | x_min | x_total
HV 100A | HV 100A | 100 | 0 | [10.0, 3.64, 0.854, 0.281, 0.1, 0.0531, 0.022, 0.01] | [10.0, 4.267, 1.21, 0.403, 0.1, 0.058, 0.022, 0.01] | 0 | [300.0, 350.0, 450.0, 550.0, 700.0, 850.0, 1200.0, 1752.0] | [600.0, 700.0, 900.0, 1150.0, 1665.0, 2000.0, 3000.0, 4313.0]
HV 10A | HV 10A | 10 | 0 | [10.0, 1675.0, 0.344, 0.156, 0.1, 0.0417, 0.0171, 0.01] | [10.0, 1.3, 0.3, 0.155, 0.1, 0.0555, 0.023, 0.01] | 0 | [30.0, 32.0, 35.0, 37.0, 39.0, 50.0, 70.0, 88.0] | [60.0, 70.0, 80.0, 87.0, 94.0, 110.0, 150.0, 216.0]
HV 125A | HV 125A | 125 | 0 | [10.0, 1.82, 0.344, 0.1, 0.0467, 0.0269, 0.01] | [10.0, 2.478, 0.426, 0.1, 0.0427, 0.0211, 0.01] | 0 | [375.0, 500.0, 700.0, 925.0, 1200.0, 1500.0, 2341.0] | [750.0, 1000.0, 1500.0, 2200.0, 3000.0, 4000.0, 5765.0]
HV 160A | HV 160A | 160 | 0 | [10.0, 4.15, 1.03, 0.198, 0.1, 0.051, 0.0172, 0.01] | [10.0, 2.3, 0.734, 0.274, 0.1, 0.046, 0.0177, 0.01] | 0 | [480.0, 550.0, 700.0, 1000.0, 1260.0, 1600.0, 2500.0, 3227.0] | [960.0, 1300.0, 1700.0, 2200.0, 2996.0, 4000.0, 6000.0, 7946.0]
HV 16A | HV 16A | 16 | 0 | [10.0, 0.352, 0.164, 0.1, 0.0649, 0.0342, 0.01] | [10.0, 2.34, 0.722, 0.181, 0.1, 0.055, 0.0296, 0.01] | 0 | [48.0, 60.0, 65.0, 71.0, 80.0, 100.0, 162.0] | [96.0, 110.0, 125.0, 150.0, 168.0, 200.0, 250.0, 398.0]
HV 200A | HV 200A | 200 | 0 | [10.0, 4.267, 1.21, 0.403, 0.1, 0.058, 0.022, 0.01] | [10.0, 3.73, 1.654, 0.328, 0.1, 0.0531, 0.019, 0.01] | 0 | [600.0, 700.0, 900.0, 1150.0, 1665.0, 2000.0, 3000.0, 4313.0] | [1200.0, 1500.0, 1800.0, 2700.0, 3960.0, 5000.0, 7500.0, 10620.0]
HV 20A | HV 20A | 20 | 0 | [10.0, 1.3, 0.3, 0.155, 0.1, 0.0555, 0.023, 0.01] | [10.0, 1.3, 0.161, 0.1, 0.0611, 0.0399, 0.0141, 0.01] | 0 | [60.0, 70.0, 80.0, 87.0, 94.0, 110.0, 150.0, 216.0] | [120.0, 150.0, 200.0, 223.0, 260.0, 300.0, 450.0, 532.0]
HV 25A | HV 25A | 25 | 0 | [10.0, 2.512, 0.833, 0.299, 0.1, 0.0372, 0.0223, 0.01] | [10.0, 3.125, 0.597, 0.198, 0.1, 0.0378, 0.022, 0.01] | 0 | [75.0, 82.0, 90.0, 100.0, 124.0, 170.0, 200.0, 289.0] | [150.0, 170.0, 210.0, 250.0, 294.0, 400.0, 500.0, 711.0]
HV 31.5A | HV 31.5A | 31.5 | 0 | [10.0, 2.34, 0.722, 0.181, 0.1, 0.055, 0.0296, 0.01] | [10.0, 2.84, 0.368, 0.164, 0.1, 0.0621, 0.0378, 0.0195, 0.01] | 0 | [95.0, 110.0, 125.0, 150.0, 165.0, 200.0, 250.0, 390.0] | [189.0, 220.0, 300.0, 350.0, 393.0, 450.0, 530.0, 700.0, 960.0]
HV 40A | HV 40A | 40 | 0 | [10.0, 1.3, 0.161, 0.1, 0.0611, 0.0399, 0.0141, 0.01] | [10.0, 2.05, 0.369, 0.198, 0.1, 0.051, 0.0298, 0.01] | 0 | [120.0, 150.0, 200.0, 223.0, 260.0, 300.0, 450.0, 532.0] | [240.0, 300.0, 400.0, 450.0, 530.0, 650.0, 800.0, 1311.0]
HV 50A | HV 50A | 50 | 0 | [10.0, 3.215, 0.597, 0.198, 0.1, 0.0378, 0.022, 0.01] | [10.0, 3.64, 0.854, 0.281, 0.1, 0.0531, 0.022, 0.01] | 0 | [150.0, 170.0, 210.0, 250.0, 294.0, 400.0, 500.0, 711.0] | [300.0, 350.0, 450.0, 550.0, 700.0, 850.0, 1200.0, 1752.0]
HV 6.3A | HV 6.3A | 6.3 | 0 | [10.0, 1.39, 0.344, 0.168, 0.1, 0.056, 0.0263, 0.01] | [10.0, 1.711, 0.516, 0.198, 0.1, 0.0634, 0.0303, 0.01] | 0 | [19.0, 19.5, 20.4, 20.8, 22.0, 25.0, 32.0, 48.0] | [38.0, 40.0, 43.0, 48.0, 53.0, 60.0, 75.0, 118.0]
HV 63A | HV 63A | 63 | 0 | [10.0, 2.84, 0.368, 0.164, 0.1, 0.0621, 0.0378, 0.0195, 0.01] | [10.0, 1.82, 0.344, 0.1, 0.0467, 0.0269, 0.01] | 0 | [189.0, 220.0, 300.0, 350.0, 393.0, 450.0, 530.0, 700.0, 961.0] | [378.0, 500.0, 700.0, 934.0, 1200.0, 1500.0, 2366.0]
HV 80A | HV 80A | 80 | 0 | [10.0, 2.05, 0.369, 0.198, 0.1, 0.051, 0.0298, 0.01] | [10.0, 4.15, 1.03, 0.198, 0.1, 0.051, 0.0172, 0.01] | 0 | [240.0, 300.0, 400.0, 450.0, 530.0, 650.0, 800.0, 1311.0] | [480.0, 550.0, 700.0, 1000.0, 1260.0, 1600.0, 2500.0, 3227.0]
Siemens NH-1-100 | Siemens NH-1-100 | 100 | [5400.0, 2000.0, 400.0, 20.0, 1.0, 0.2, 0.012, 0.004] | 0 | 0 | [150.0, 190.0, 250.0, 430.0, 900.0, 1250.0, 2700.0, 3600.0] | 0 | 0
Siemens NH-1-125 | Siemens NH-1-125 | 125 | [4800.0, 120.0, 7.0, 0.1, 0.004] | 0 | 0 | [180.0, 400.0, 740.0, 2000.0, 4250.0] | 0 | 0
Siemens NH-1-16 | Siemens NH-1-16 | 16 | [4000.0, 400.0, 2.0, 0.1, 0.04, 0.01] | 0 | 0 | [26.0, 35.0, 75.0, 150.0, 200.0, 300.0] | 0 | 0
Siemens NH-1-160 | Siemens NH-1-160 | 160 | [4800.0, 120.0, 7.0, 0.1, 0.004] | 0 | 0 | [210.0, 500.0, 900.0, 2300.0, 5000.0] | 0 | 0
Siemens NH-1-25 | Siemens NH-1-25 | 25 | [4000.0, 1000.0, 10.0, 0.2, 0.02, 0.01] | 0 | 0 | [40.0, 50.0, 100.0, 210.0, 400.0, 500.0] | 0 | 0
Siemens NH-1-50 | Siemens NH-1-50 | 50 | [4000.0, 40.0, 4.0, 1.0, 0.02, 0.01] | 0 | 0 | [86.0, 200.0, 300.0, 400.0, 1000.0, 1280.0] | 0 | 0
Siemens NH-1-63 | Siemens NH-1-63 | 63 | [4000.0, 100.0, 10.0, 2.0, 0.04, 0.01] | 0 | 0 | [100.0, 200.0, 300.0, 400.0, 1000.0, 1500.0] | 0 | 0
Siemens NH-1-80 | Siemens NH-1-80 | 80 | [4800.0, 120.0, 7.0, 0.1, 0.01] | 0 | 0 | [150.58, 250.0, 450.0, 1150.0, 2470.0] | 0 | 0
Siemens NH-2-1000 | Siemens NH-2-1000 | 1000 | [4800.0, 120.0, 7.0, 0.1, 0.004] | 0 | 0 | [1900.0, 3500.0, 8400.0, 24000.0, 52000.0] | 0 | 0
Siemens NH-2-200 | Siemens NH-2-200 | 200 | [4800.0, 120.0, 7.0, 0.1, 0.004] | 0 | 0 | [280.0, 650.0, 1200.0, 3000.0, 7000.0] | 0 | 0
Siemens NH-2-224 | Siemens NH-2-224 | 224 | [4800.0, 120.0, 7.0, 0.2, 0.04, 0.004] | 0 | 0 | [400.0, 750.0, 1453.0, 3025.0, 4315.0, 7600.0] | 0 | 0
Siemens NH-2-250 | Siemens NH-2-250 | 250 | [4800.0, 120.0, 7.0, 0.1, 0.004] | 0 | 0 | [450.0, 800.0, 1650.0, 4000.0, 8500.0] | 0 | 0
Siemens NH-2-315 | Siemens NH-2-315 | 315 | [4800.0, 120.0, 7.0, 0.1, 0.004] | 0 | 0 | [550.0, 920.0, 1900.0, 5000.0, 11000.0] | 0 | 0
Siemens NH-2-355 | Siemens NH-2-355 | 355 | [4800.0, 120.0, 6.0, 0.1, 0.004] | 0 | 0 | [650.0, 1116.27, 2350.0, 5840.0, 12790.0] | 0 | 0
Siemens NH-2-400 | Siemens NH-2-400 | 400 | [4800.0, 120.0, 7.0, 0.1, 0.004] | 0 | 0 | [720.0, 1350.0, 2800.0, 6500.0, 15000.0] | 0 | 0
Siemens NH-2-425 | Siemens NH-2-425 | 425 | [4800.0, 120.0, 7.0, 0.1, 0.004] | 0 | 0 | [850.0, 1500.0, 3050.0, 7500.0, 16500.0] | 0 | 0
Siemens NH-2-630 | Siemens NH-2-630 | 630 | [4800.0, 120.0, 7.0, 0.1, 0.004] | 0 | 0 | [1200.0, 2000.0, 4800.0, 12000.0, 26000.0] | 0 | 0

## res_bus
| vm_pu | va_degree | p_mw | q_mvar
0 | 0.97366 | -0.50793 | 0 | 0
1 | 0.97277 | -0.52548 | 0 | 0
2 | 0.97293 | -0.52228 | 0.0014133 | 0.00035421
3 | 0.97484 | -0.48477 | 0 | 0
4 | 0.97264 | -0.52814 | 0.0041212 | 0.0010329
5 | 0.97274 | -0.52617 | 0.0011802 | 0.00029578
6 | 0.97785 | -0.42591 | 0.0027163 | 0.00068077
7 | 0.97788 | -0.42529 | 0 | 0
8 | 0.97188 | -0.54316 | 0.0019197 | 0.00048113
9 | 0.97191 | -0.54251 | 0 | 0
10 | 0.97211 | -0.53861 | 0.0023744 | 0.00059508
11 | 0.97189 | -0.54299 | 0.0015194 | 0.00038079
12 | 0.97035 | -0.57356 | 0.001387 | 0.00034761
13 | 0.97037 | -0.57317 | 0 | 0
14 | 0.97795 | -0.42392 | 0.0020382 | 0.00051082
15 | 0.97226 | -0.53571 | 0.0020957 | 0.00052524
16 | 0.97186 | -0.54356 | 0.0034493 | 0.00086448
17 | 0.97009 | -0.57878 | 0.0052334 | 0.0013116
18 | 0.97022 | -0.57626 | 0 | 0
19 | 0.97024 | -0.57583 | 0.0029118 | 0.00072976
20 | 0.97063 | -0.56797 | 0 | 0
21 | 0.97805 | -0.42187 | 0.0032983 | 0.00082664
22 | 0.9723 | -0.53498 | 0.002097 | 0.00052556
23 | 0.97186 | -0.54366 | 0.00192 | 0.00048119
24 | 0.9706 | -0.56864 | 0 | 0
25 | 0.97091 | -0.56246 | 0.00091324 | 0.00022888
26 | 0.97252 | -0.53045 | 0.0023892 | 0.00059878
27 | 0.97339 | -0.51335 | 0 | 0
28 | 0.97315 | -0.51811 | 0.001627 | 0.00040775
29 | 0.9736 | -0.50915 | 0.0032139 | 0.00080547
30 | 0.98588 | -0.26937 | 0.00084285 | 0.00021124
31 | 0.98588 | -0.26952 | 0.0013313 | 0.00033366
32 | 0.98589 | -0.26921 | 0 | 0
33 | 0.98769 | -0.23451 | 0.0013314 | 0.00033367
34 | 0.98357 | -0.31418 | 0.0018733 | 0.00046949
35 | 0.98911 | -0.20726 | 0.0013762 | 0.00034492
36 | 0.98099 | -0.36431 | 0.00093744 | 0.00023495
37 | 0.97523 | -0.47718 | 0.0015315 | 0.00038382
38 | 0.97525 | -0.4768 | 0 | 0
39 | 0.97801 | -0.42256 | 0.00092706 | 0.00023234
40 | 0.97801 | -0.4225 | 0.0008243 | 0.00020659
41 | 0.9907 | -0.17691 | 0 | 0
42 | 0.97975 | -0.38839 | 0.00090045 | 0.00022568
43 | 0.97534 | -0.47503 | 0 | 0
44 | 0.97496 | -0.48245 | 0.007774 | 0.0019483
45 | 0.97802 | -0.42243 | 0.001009 | 0.00025288
46 | 0.99069 | -0.17704 | 0 | 0
47 | 0.99214 | -0.14947 | 0 | 0
48 | 0.97972 | -0.38901 | 0 | 0
49 | 0.9781 | -0.42075 | 0.0013575 | 0.00034022
50 | 0.97764 | -0.42982 | 0.00066309 | 0.00016619
51 | 0.97941 | -0.39517 | 0 | 0
52 | 0.97755 | -0.43156 | 0.00066313 | 0.0001662
53 | 0.97922 | -0.39899 | 0.001286 | 0.00032229
54 | 0.98012 | -0.38135 | 0.0012845 | 0.00032193
55 | 0.97632 | -0.45563 | 0.0019907 | 0.00049891
56 | 0.97881 | -0.40698 | 0.0012433 | 0.0003116
57 | 0.98113 | -0.36169 | 0.00056519 | 0.00014165
58 | 0.97616 | -0.4589 | 0.0018752 | 0.00046996
59 | 0.97845 | -0.41418 | 0.0021335 | 0.00053471
60 | 0.98144 | -0.3557 | 0.0010182 | 0.00025517
61 | 0.97585 | -0.46488 | 0 | 0
62 | 0.97824 | -0.41814 | 0.0020229 | 0.00050697
63 | 0.98155 | -0.35352 | 0.0013676 | 0.00034274
64 | 0.97127 | -0.55534 | 0 | 0
65 | 0.97146 | -0.55171 | 0.0012282 | 0.00030782
66 | 0.97125 | -0.55573 | 0.0010433 | 0.00026147
67 | 0.97057 | -0.56927 | 0.00099495 | 0.00024936
68 | 0.97164 | -0.54806 | 0.00086125 | 0.00021585
69 | 0.97122 | -0.55627 | 0.0019079 | 0.00047816
70 | 0.9705 | -0.57061 | 0.00098717 | 0.00024741
71 | 0.97199 | -0.54116 | 0.0014053 | 0.00035221
72 | 0.97046 | -0.57148 | 0.00094638 | 0.00023718
73 | 0.97216 | -0.53775 | 0.00093592 | 0.00023456
74 | 0.97044 | -0.57191 | 0.00093235 | 0.00023367
75 | 0.97356 | -0.51018 | 0.00073776 | 0.0001849
76 | 0.97357 | -0.50998 | 0 | 0
77 | 0.97363 | -0.50869 | 0 | 0
78 | 0.97351 | -0.5112 | 0.0018196 | 0.00045604
79 | 0.97812 | -0.42071 | 0.003593 | 0.00090049
80 | 0.97832 | -0.41669 | 0.0011779 | 0.00029521
81 | 0.97746 | -0.43352 | 0 | 0
82 | 0.979 | -0.40347 | 0.0013109 | 0.00032854
83 | 0.97692 | -0.44425 | 0.00074746 | 0.00018733
84 | 0.97741 | -0.4345 | 0 | 0
85 | 0.97932 | -0.3973 | 0 | 0
86 | 0.97654 | -0.45155 | 0.0015248 | 0.00038214
87 | 0.97464 | -0.48884 | 0 | 0
88 | 0.97467 | -0.48832 | 0 | 0
89 | 0.97461 | -0.48954 | 0.00059333 | 0.0001487
90 | 0.97736 | -0.43549 | 0.0008584 | 0.00021514
91 | 0.97908 | -0.4019 | 0.0022847 | 0.0005726
92 | 0.97955 | -0.3927 | 0.0012904 | 0.00032341
93 | 0.97644 | -0.45363 | 0.00075238 | 0.00018856
94 | 0.97507 | -0.48052 | 0.0010872 | 0.00027248
95 | 0.97368 | -0.50785 | 0.00086075 | 0.00021572
96 | 0.9746 | -0.48974 | 0.00069192 | 0.00017341
97 | 0.97907 | -0.4022 | 0.0053534 | 0.0013417
98 | 0.98117 | -0.36115 | 0 | 0
99 | 0.97574 | -0.46725 | 0.0011294 | 0.00028306
100 | 0.97545 | -0.47307 | 0.0010652 | 0.00026697
101 | 0.98855 | -0.2189 | 0 | 0
102 | 0.98854 | -0.21919 | 0.0010397 | 0.00026058
103 | 0.98857 | -0.21855 | 0.0010403 | 0.00026072
104 | 0.98499 | -0.28717 | 0.0019022 | 0.00047674
105 | 0.98507 | -0.2855 | 0.00327 | 0.00081954
106 | 0.97334 | -0.51443 | 0.00082044 | 0.00020562
107 | 0.97276 | -0.52601 | 0.0008467 | 0.0002122
108 | 0.9735 | -0.51127 | 0.00080672 | 0.00020218
109 | 0.98092 | -0.36598 | 0.0019944 | 0.00049984
110 | 0.98097 | -0.36493 | 0.0020415 | 0.00051164
111 | 0.98056 | -0.37309 | 0.0021522 | 0.00053938
112 | 0.98152 | -0.35436 | 0 | 0
113 | 0.98035 | -0.37724 | 0.00219 | 0.00054887
114 | 0.98272 | -0.33083 | 0 | 0
115 | 0.98144 | -0.35573 | 0.00093852 | 0.00023521
116 | 0.98008 | -0.38253 | 0 | 0
117 | 0.98176 | -0.34952 | 0.0010174 | 0.000255
118 | 0.98419 | -0.30229 | 0.0010174 | 0.000255
119 | 0.98249 | -0.33531 | 0.0036461 | 0.00091379
120 | 0.98137 | -0.35726 | 0.00093689 | 0.00023481
121 | 0.97986 | -0.38682 | 0.003593 | 0.00090049
122 | 0.98006 | -0.38287 | 0.0020849 | 0.00052251
123 | 0.98578 | -0.27143 | 0.0011293 | 0.00028303
124 | 0.9824 | -0.33716 | 0 | 0
125 | 0.98136 | -0.35738 | 0.0019522 | 0.00048927
126 | 0.97966 | -0.39066 | 0.0018236 | 0.00045704
127 | 0.98003 | -0.38343 | 0.0017184 | 0.00043068
128 | 0.9814 | -0.35665 | 0.0015775 | 0.00039535
129 | 0.98103 | -0.36385 | 0.0054959 | 0.0013774
130 | 0.98777 | -0.23403 | 0.00077199 | 0.00019348
131 | 0.98777 | -0.23407 | 0.00083944 | 0.00021038
132 | 0.9878 | -0.23342 | 0 | 0
133 | 0.98776 | -0.23427 | 0.00094083 | 0.00023579
134 | 0.9887 | -0.21613 | 0 | 0
135 | 0.9867 | -0.25489 | 0.0013962 | 0.00034992
136 | 0.98865 | -0.21704 | 0 | 0
137 | 0.98895 | -0.21117 | 0.0021886 | 0.00054852
138 | 0.98631 | -0.26245 | 0.0011449 | 0.00028693
139 | 0.9886 | -0.21799 | 0.0010205 | 0.00025576
140 | 0.98863 | -0.21749 | 0.00097906 | 0.00024537
141 | 0.98914 | -0.20755 | 0.0010212 | 0.00025593
142 | 0.98615 | -0.26565 | 0 | 0
143 | 0.98862 | -0.21757 | 0.00045435 | 0.00011387
144 | 0.98933 | -0.2038 | 0.00099099 | 0.00024836
145 | 0.986 | -0.26859 | 0.00039565 | 9.9159e-05
146 | 0.9861 | -0.26655 | 0.00097408 | 0.00024413
147 | 0.98517 | -0.28361 | 0.001356 | 0.00033984
148 | 0.98518 | -0.28338 | 0.0016563 | 0.00041512
149 | 0.98529 | -0.28124 | 0 | 0
150 | 0.98636 | -0.26061 | 0.0051421 | 0.0012887
151 | 0.98396 | -0.30702 | 0.0014 | 0.00035087
152 | 0.9882 | -0.225 | 0.0032595 | 0.0008169
153 | 0.98337 | -0.31847 | 0.0013994 | 0.00035072
154 | 0.98933 | -0.20345 | 0.0021107 | 0.00052899
155 | 0.98937 | -0.20261 | 0.0038289 | 0.00095961
156 | 0.98946 | -0.20083 | 0 | 0
157 | 0.98266 | -0.33226 | 0 | 0
158 | 0.99042 | -0.18243 | 0 | 0
159 | 0.98256 | -0.33419 | 0.003805 | 0.00095362
160 | 0.98217 | -0.34175 | 0.0015775 | 0.00039535
161 | 0.98196 | -0.34583 | 0 | 0
162 | 0.98191 | -0.34683 | 0.0042071 | 0.0010544
163 | 0.98213 | -0.34242 | 0.00069862 | 0.00017509
164 | 0.99039 | -0.18304 | 0.001293 | 0.00032405
165 | 0.99091 | -0.17305 | 0.0027969 | 0.00070097
166 | 0.99038 | -0.18314 | 0.00091569 | 0.00022949
167 | 0.9922 | -0.14832 | 0 | 0
168 | 0.99218 | -0.14871 | 0.0014318 | 0.00035885
169 | 0.99331 | -0.12702 | 0 | 0
170 | 0.99065 | -0.17832 | 0 | 0
171 | 0.99027 | -0.1857 | 0.0036093 | 0.00090458
172 | 0.98955 | -0.19957 | 0.00076298 | 0.00019122
173 | 0.99039 | -0.18324 | 0.0042845 | 0.0010738
174 | 0.99037 | -0.1837 | 0.002592 | 0.00064962
175 | 0.99457 | -0.10309 | 0.00090674 | 0.00022725
176 | 0.99261 | -0.14049 | 0.0025633 | 0.00064243
177 | 0.99559 | -0.083497 | 0 | 0
178 | 0.99169 | -0.15823 | 0.0040655 | 0.0010189
179 | 0.97486 | -0.48438 | 0 | 0
180 | 0.97509 | -0.47988 | 0.00081093 | 0.00020324
181 | 0.97424 | -0.49657 | 0.0020019 | 0.00050173
182 | 0.98566 | -0.27513 | 0 | 0
183 | 0.98552 | -0.27793 | 0 | 0
184 | 0.98556 | -0.2771 | 0.0017936 | 0.00044952
185 | 0.98538 | -0.28054 | 0.0005912 | 0.00014817
186 | 0.98552 | -0.27789 | 0.0020215 | 0.00050664
187 | 0.98512 | -0.28571 | 0.0031046 | 0.00077808
188 | 0.98489 | -0.29022 | 0.001324 | 0.00033182
189 | 0.98489 | -0.29014 | 0.0017021 | 0.00042659
190 | 0.98503 | -0.28755 | 0 | 0
191 | 0.98494 | -0.28925 | 0 | 0
192 | 0.98978 | -0.19524 | 0 | 0
193 | 0.98975 | -0.19572 | 0.0016622 | 0.00041658
194 | 0.98793 | -0.23106 | 0 | 0
195 | 0.98711 | -0.24706 | 0 | 0
196 | 0.98687 | -0.25168 | 0.0016595 | 0.00041592
197 | 0.98677 | -0.25361 | 0 | 0
198 | 0.98749 | -0.23951 | 0.0018645 | 0.00046729
199 | 0.9878 | -0.2335 | 0.0028735 | 0.00072016
200 | 0.99316 | -0.12983 | 0.00086764 | 0.00021745
201 | 0.99885 | -0.021785 | 0.00076757 | 0.00019237
202 | 0.98678 | -0.25341 | 0.006329 | 0.0015862
203 | 0.98666 | -0.25568 | 0.0055506 | 0.0013911
204 | 0.98663 | -0.2564 | 0.0058711 | 0.0014714
205 | 0.98711 | -0.24699 | 0 | 0
206 | 0.99201 | -0.15175 | 0.00090429 | 0.00022664
207 | 1 | 0 | -0.55506 | -0.14199
208 | 0.98703 | -0.24851 | 0.0021319 | 0.00053431
209 | 0.98688 | -0.25147 | 0.0025085 | 0.0006287
210 | 0.98701 | -0.24884 | 0.0011462 | 0.00028726
211 | 0.98627 | -0.26336 | 0.0023148 | 0.00058014
212 | 0.98482 | -0.29162 | 0.00030498 | 7.6436e-05
213 | 0.98471 | -0.29361 | 0 | 0
214 | 0.98626 | -0.26345 | 0.00081364 | 0.00020392
215 | 0.98585 | -0.27158 | 0.0022914 | 0.00057428
216 | 0.98573 | -0.27379 | 0.0045775 | 0.0011472
217 | 0.98701 | -0.24889 | 0.0011295 | 0.00028309
218 | 0.98538 | -0.28064 | 0.0033658 | 0.00084356
219 | 0.9846 | -0.29575 | 0.0045116 | 0.0011307
220 | 0.9847 | -0.29395 | 0.0009484 | 0.00023769
221 | 0.9846 | -0.29586 | 0.0010368 | 0.00025985
222 | 0.98452 | -0.29748 | 0.0022733 | 0.00056973
223 | 0.98484 | -0.29114 | 0.0023306 | 0.00058411
224 | 0.9849 | -0.29009 | 0 | 0
225 | 0.98492 | -0.28963 | 0.0032996 | 0.00082696
226 | 0.98526 | -0.28295 | 0.0028711 | 0.00071956
227 | 0.98507 | -0.28666 | 0.00366 | 0.00091728
228 | 0.98498 | -0.28845 | 0.0031895 | 0.00079937
229 | 0.98828 | -0.22491 | 0 | 0
230 | 0.9883 | -0.22443 | 0.0075639 | 0.0018957
231 | 0.98826 | -0.22533 | 0 | 0
232 | 0.98843 | -0.22199 | 0.0075639 | 0.0018957
233 | 0.98821 | -0.2263 | 0.0016194 | 0.00040586
234 | 0.98878 | -0.21527 | 0.0062131 | 0.0015571
235 | 0.98922 | -0.20664 | 0.0065347 | 0.0016377
236 | 0.98877 | -0.21539 | 0.0061124 | 0.0015319
237 | 0.98939 | -0.20339 | 0 | 0
238 | 0.98867 | -0.21727 | 0 | 0
239 | 0.9887 | -0.21669 | 0.0099589 | 0.0024959
240 | 0.99021 | -0.18747 | 0.0084915 | 0.0021282
241 | 0.98852 | -0.22022 | 0.006095 | 0.0015275
242 | 0.99105 | -0.17117 | 0.007848 | 0.0019669
243 | 0.99236 | -0.14587 | 0 | 0
244 | 0.99222 | -0.1479 | 0.0012585 | 0.00031541
245 | 0.99263 | -0.14021 | 0.0088776 | 0.0022249
246 | 0.9932 | -0.12931 | 0.0021683 | 0.00054342
247 | 0.9934 | -0.12544 | 0.0091593 | 0.0022955
248 | 0.99351 | -0.12339 | 0.0007679 | 0.00019245
249 | 0.99388 | -0.11621 | 0 | 0
250 | 0.99067 | -0.17742 | 0.0003439 | 8.6189e-05
251 | 0.99406 | -0.11279 | 0.0027118 | 0.00067963
252 | 0.97404 | -0.50064 | 0.00098313 | 0.0002464
253 | 0.97404 | -0.50047 | 0.0016258 | 0.00040746
254 | 0.973 | -0.52103 | 0.0021554 | 0.0005402
255 | 0.97278 | -0.52548 | 0 | 0
256 | 0.97266 | -0.52777 | 0.0020439 | 0.00051225
257 | 0.97275 | -0.52592 | 0.0019904 | 0.00049883
258 | 0.97528 | -0.47606 | 0.001627 | 0.00040776
259 | 0.98666 | -0.25579 | 0.0011076 | 0.00027758
260 | 0.98678 | -0.25345 | 0.0011702 | 0.00029328
261 | 0.99346 | -0.12451 | 0.0027017 | 0.00067712
262 | 0.99455 | -0.10363 | 0.00098408 | 0.00024663
263 | 0.99379 | -0.11817 | 0.0032904 | 0.00082466
264 | 0.99487 | -0.097407 | 0.0021273 | 0.00053316
265 | 0.97053 | -0.56997 | 0 | 0
266 | 0.97032 | -0.57419 | 0.0023323 | 0.00058454
267 | 0.97043 | -0.57201 | 0 | 0
268 | 0.97076 | -0.56539 | 0 | 0
269 | 0.97043 | -0.57204 | 0.00022374 | 5.6075e-05
270 | 0.97028 | -0.57484 | 0.0017411 | 0.00043635
271 | 0.97153 | -0.55005 | 0.00080026 | 0.00020056
272 | 0.97187 | -0.54343 | 0 | 0
273 | 0.97212 | -0.53846 | 0 | 0
274 | 0.97177 | -0.54525 | 0.00087287 | 0.00021876
275 | 0.97479 | -0.48564 | 0.0017287 | 0.00043326
276 | 0.97557 | -0.47027 | 0.0013977 | 0.00035029
277 | 0.98599 | -0.26749 | 0.00093976 | 0.00023553
278 | 0.98652 | -0.25707 | 0.0011282 | 0.00028276
279 | 0.9887 | -0.21516 | 0.0055696 | 0.0013959
280 | 0.98907 | -0.20804 | 0.0082346 | 0.0020638
281 | 0.99076 | -0.17559 | 0 | 0
282 | 0.99072 | -0.17648 | 0.0020689 | 0.00051852
283 | 0.99494 | -0.09621 | 0 | 0
284 | 0.99621 | -0.07192 | 0.0051432 | 0.001289
285 | 0.99866 | -0.025291 | 0.0018085 | 0.00045326
286 | 0.97492 | -0.48323 | 0.0053221 | 0.0013338
287 | 0.97558 | -0.47038 | 0.0017377 | 0.0004355
288 | 0.98222 | -0.34062 | 0.0029385 | 0.00073647
289 | 0.97558 | -0.47025 | 0.0025181 | 0.0006311
290 | 0.98219 | -0.34126 | 0.0017115 | 0.00042893
291 | 0.97601 | -0.46174 | 0.00093824 | 0.00023515
292 | 0.98202 | -0.34458 | 0.0019976 | 0.00050063
293 | 0.98201 | -0.34461 | 0.001818 | 0.00045564
294 | 0.98199 | -0.34518 | 0.0019076 | 0.00047809
295 | 0.98198 | -0.34519 | 0.0018171 | 0.00045541
296 | 0.97613 | -0.45929 | 0.0044915 | 0.0011257
297 | 0.97802 | -0.42238 | 0.00082372 | 0.00020644
298 | 0.97848 | -0.41323 | 0 | 0
299 | 0.97898 | -0.40351 | 0.0011664 | 0.00029233
300 | 0.97926 | -0.398 | 0.00096246 | 0.00024121
301 | 0.97717 | -0.43899 | 0.0013911 | 0.00034865
302 | 0.97718 | -0.43878 | 0 | 0
303 | 0.97928 | -0.39764 | 0.00096135 | 0.00024094
304 | 0.97684 | -0.44548 | 0.00094446 | 0.0002367
305 | 0.97741 | -0.4342 | 0.00086562 | 0.00021695
306 | 0.97272 | -0.52651 | 0.00058765 | 0.00014728
307 | 0.97949 | -0.39346 | 0.0010772 | 0.00026998
308 | 0.97962 | -0.39147 | 0.0023635 | 0.00059236
309 | 0.97956 | -0.39262 | 0.0035245 | 0.00088331
310 | 0.98132 | -0.35818 | 0.0018904 | 0.00047378
311 | 0.97757 | -0.43111 | 0.0009704 | 0.0002432
312 | 0.97746 | -0.43322 | 0.00094566 | 0.000237
313 | 0.97794 | -0.42381 | 0.00085684 | 0.00021474
314 | 0.97811 | -0.42054 | 0.00092151 | 0.00023095
315 | 0.97842 | -0.41439 | 0 | 0
316 | 0.97865 | -0.40998 | 0.00093025 | 0.00023314
317 | 0.97834 | -0.41597 | 0.0008592 | 0.00021533
318 | 0.97654 | -0.45133 | 0.00096131 | 0.00024093
319 | 0.97905 | -0.40206 | 0.00096246 | 0.00024121
320 | 0.97829 | -0.41696 | 0.00085982 | 0.00021549
321 | 0.97641 | -0.45396 | 0.00096178 | 0.00024105
322 | 0.97613 | -0.4594 | 0.0009378 | 0.00023503
323 | 0.97606 | -0.46088 | 0.0026098 | 0.00065408
324 | 0.97821 | -0.4186 | 0.00082664 | 0.00020718
325 | 0.97818 | -0.41927 | 0.00082664 | 0.00020718
326 | 0.97176 | -0.54555 | 0.0022139 | 0.00055486
327 | 0.97174 | -0.54584 | 0.00096528 | 0.00024192
328 | 0.9717 | -0.54676 | 0 | 0
329 | 0.97198 | -0.54126 | 0.0017425 | 0.0004367
330 | 0.97193 | -0.54221 | 0.0040559 | 0.0010165
331 | 0.97025 | -0.57542 | 0.0023063 | 0.00057801
332 | 0.97803 | -0.42207 | 0.0010695 | 0.00026804
333 | 0.97809 | -0.42092 | 0.00082664 | 0.00020718
334 | 0.99998 | 149.9956 | 0 | 0

## res_line
| p_from_mw | q_from_mvar | p_to_mw | q_to_mvar | pl_mw | ql_mvar | i_from_ka | i_to_ka | i_ka | vm_from_pu | va_from_degree | vm_to_pu | va_to_degree | loading_percent
0 | 0.0058945 | 0.0014764 | -0.0058896 | -0.0014752 | 4.9234e-06 | 1.1407e-06 | 0.0090081 | 0.0090088 | 0.0090088 | 0.97366 | -0.50793 | 0.97277 | -0.52548 | 2.4749
1 | 0.018708 | 0.0046915 | -0.018695 | -0.0046838 | 1.2781e-05 | 7.6619e-06 | 0.028592 | 0.028592 | 0.028592 | 0.97366 | -0.50793 | 0.97293 | -0.52228 | 7.8549
2 | -0.024602 | -0.0061678 | 0.024629 | 0.0061846 | 2.7187e-05 | 1.6761e-05 | 0.0376 | 0.037599 | 0.0376 | 0.97366 | -0.50793 | 0.97484 | -0.48477 | 10.3295
3 | 0.0041217 | 0.0010328 | -0.0041212 | -0.0010329 | 5.2221e-07 | -1.0064e-07 | 0.0063048 | 0.0063049 | 0.0063049 | 0.97277 | -0.52548 | 0.97264 | -0.52814 | 1.7321
4 | 0.0017679 | 0.00044244 | -0.0017678 | -0.00044267 | 5.7825e-08 | -2.2479e-07 | 0.002704 | 0.0027041 | 0.0027041 | 0.97277 | -0.52548 | 0.97274 | -0.52617 | 0.74289
5 | 0.017282 | 0.0043296 | -0.017268 | -0.0043217 | 1.331e-05 | 7.8878e-06 | 0.02643 | 0.02643 | 0.02643 | 0.97293 | -0.52228 | 0.97212 | -0.53846 | 7.2611
6 | 0.0017288 | 0.00043297 | -0.0017287 | -0.00043326 | 7.1843e-08 | -2.9701e-07 | 0.0026388 | 0.0026389 | 0.0026389 | 0.97484 | -0.48477 | 0.97479 | -0.48564 | 0.72498
7 | -0.026358 | -0.0066176 | 0.026376 | 0.0066289 | 1.8246e-05 | 1.1302e-05 | 0.040238 | 0.040238 | 0.040238 | 0.97484 | -0.48477 | 0.97557 | -0.47027 | 11.0544
8 | 0.00058766 | 0.00014689 | -0.00058765 | -0.00014728 | 9.5468e-09 | -3.8501e-07 | 0.00089882 | 0.00089896 | 0.00089896 | 0.97274 | -0.52617 | 0.97272 | -0.52651 | 0.24697
9 | -0.0027163 | -0.00068077 | 0.0027164 | 0.00068066 | 8.0065e-08 | -1.0553e-07 | 0.0041335 | 0.0041334 | 0.0041335 | 0.97785 | -0.42591 | 0.97788 | -0.42529 | 1.1356
10 | -0.0027164 | -0.00068066 | 0.0027166 | 0.00068043 | 1.7762e-07 | -2.3416e-07 | 0.0041334 | 0.0041333 | 0.0041334 | 0.97788 | -0.42529 | 0.97795 | -0.42392 | 1.1356
11 | -0.0019197 | -0.00048113 | 0.0019198 | 0.00048094 | 5.9353e-08 | -1.8906e-07 | 0.0029392 | 0.0029391 | 0.0029392 | 0.97188 | -0.54316 | 0.97191 | -0.54251 | 0.80748
12 | -0.0088087 | -0.0022074 | 0.0088104 | 0.0022082 | 1.6366e-06 | 7.4998e-07 | 0.013486 | 0.013486 | 0.013486 | 0.97191 | -0.54251 | 0.97211 | -0.53861 | 3.705
13 | 0.006889 | 0.0017265 | -0.0068888 | -0.0017265 | 1.5675e-07 | 5.3755e-08 | 0.010547 | 0.010547 | 0.010547 | 0.97191 | -0.54251 | 0.97189 | -0.54299 | 2.8976
14 | -0.011185 | -0.0028033 | 0.011186 | 0.0028041 | 1.5443e-06 | 8.1414e-07 | 0.017121 | 0.017121 | 0.017121 | 0.97211 | -0.53861 | 0.97226 | -0.53571 | 4.7035
15 | 0.0053695 | 0.0013457 | -0.0053693 | -0.0013456 | 1.4674e-07 | 2.2165e-08 | 0.0082209 | 0.0082209 | 0.0082209 | 0.97189 | -0.54299 | 0.97186 | -0.54356 | 2.2585
16 | -0.001387 | -0.00034761 | 0.001387 | 0.00034744 | 2.5474e-08 | -1.6921e-07 | 0.0021269 | 0.0021268 | 0.0021269 | 0.97035 | -0.57356 | 0.97037 | -0.57317 | 0.58431
17 | 0.0081469 | 0.0020419 | -0.0081459 | -0.0020415 | 1.0327e-06 | 4.43e-07 | 0.012493 | 0.012493 | 0.012493 | 0.97037 | -0.57317 | 0.97024 | -0.57583 | 3.4322
18 | -0.0095339 | -0.0023893 | 0.0095363 | 0.0023905 | 2.3628e-06 | 1.1479e-06 | 0.01462 | 0.01462 | 0.01462 | 0.97037 | -0.57317 | 0.97063 | -0.56797 | 4.0164
19 | -0.0047547 | -0.0011912 | 0.0047552 | 0.0011912 | 4.6244e-07 | 2.9575e-10 | 0.0072345 | 0.0072344 | 0.0072345 | 0.97795 | -0.42392 | 0.97805 | -0.42187 | 1.9875
20 | -0.013282 | -0.0033293 | 0.013283 | 0.0033296 | 4.6274e-07 | 2.5912e-07 | 0.020328 | 0.020328 | 0.020328 | 0.97226 | -0.53571 | 0.9723 | -0.53498 | 5.5846
21 | 0.00192 | 0.00048116 | -0.00192 | -0.00048119 | 8.9097e-09 | -2.8366e-08 | 0.0029397 | 0.0029397 | 0.0029397 | 0.97186 | -0.54356 | 0.97186 | -0.54366 | 0.8076
22 | -0.0052334 | -0.0013116 | 0.005234 | 0.0013117 | 6.2826e-07 | 8.1058e-08 | 0.0080275 | 0.0080274 | 0.0080275 | 0.97009 | -0.57878 | 0.97022 | -0.57626 | 2.2054
23 | -0.005234 | -0.0013117 | 0.0052341 | 0.0013117 | 1.0715e-07 | 1.3815e-08 | 0.0080274 | 0.0080274 | 0.0080274 | 0.97022 | -0.57626 | 0.97024 | -0.57583 | 2.2053
24 | 0.0038614 | 0.0009668 | -0.0038612 | -0.00096684 | 1.2197e-07 | -3.6673e-08 | 0.0059193 | 0.0059193 | 0.0059193 | 0.97063 | -0.56797 | 0.9706 | -0.56864 | 1.6262
25 | -0.013398 | -0.0033573 | 0.013401 | 0.0033593 | 3.5186e-06 | 1.9769e-06 | 0.020539 | 0.020539 | 0.020539 | 0.97063 | -0.56797 | 0.97091 | -0.56246 | 5.6426
26 | -0.0080536 | -0.0020179 | 0.008055 | 0.0020185 | 1.432e-06 | 5.9721e-07 | 0.012253 | 0.012252 | 0.012253 | 0.97805 | -0.42187 | 0.97824 | -0.41814 | 3.3661
27 | -0.01538 | -0.0038552 | 0.015383 | 0.0038571 | 3.318e-06 | 1.9254e-06 | 0.023537 | 0.023537 | 0.023537 | 0.9723 | -0.53498 | 0.97252 | -0.53045 | 6.4663
28 | 0.0038612 | 0.00096684 | -0.0038611 | -0.00096687 | 1.1649e-07 | -3.5016e-08 | 0.0059193 | 0.0059193 | 0.0059193 | 0.9706 | -0.56864 | 0.97057 | -0.56927 | 1.6262
29 | -0.014314 | -0.0035882 | 0.014319 | 0.0035909 | 4.8558e-06 | 2.7748e-06 | 0.021938 | 0.021938 | 0.021938 | 0.97091 | -0.56246 | 0.97127 | -0.55534 | 6.027
30 | -0.017772 | -0.0044559 | 0.017774 | 0.0044572 | 2.2753e-06 | 1.3543e-06 | 0.027193 | 0.027193 | 0.027193 | 0.97252 | -0.53045 | 0.97266 | -0.52777 | 7.4706
31 | 0.025607 | 0.0064259 | -0.025601 | -0.0064223 | 5.8015e-06 | 3.5875e-06 | 0.039148 | 0.039148 | 0.039148 | 0.97339 | -0.51335 | 0.97315 | -0.51811 | 10.755
32 | -0.025607 | -0.0064259 | 0.025612 | 0.0064291 | 5.1352e-06 | 3.1754e-06 | 0.039148 | 0.039148 | 0.039148 | 0.97339 | -0.51335 | 0.9736 | -0.50915 | 10.755
33 | 0.023974 | 0.0060146 | -0.023971 | -0.0060125 | 3.3374e-06 | 2.0537e-06 | 0.03666 | 0.03666 | 0.03666 | 0.97315 | -0.51811 | 0.973 | -0.52103 | 10.0715
34 | -0.028826 | -0.0072345 | 0.028838 | 0.0072418 | 1.1705e-05 | 7.2911e-06 | 0.04406 | 0.04406 | 0.04406 | 0.9736 | -0.50915 | 0.97404 | -0.50064 | 12.1044
35 | 0.0013313 | 0.00033358 | -0.0013313 | -0.00033366 | 9.7243e-09 | -7.5673e-08 | 0.0020094 | 0.0020094 | 0.0020094 | 0.98588 | -0.26937 | 0.98588 | -0.26952 | 0.55203
36 | -0.0021742 | -0.00054482 | 0.0021742 | 0.00054478 | 1.668e-08 | -4.1998e-08 | 0.0032815 | 0.0032815 | 0.0032815 | 0.98588 | -0.26937 | 0.98589 | -0.26921 | 0.90151
37 | -0.085982 | -0.021845 | 0.086126 | 0.021937 | 0.00014389 | 9.1797e-05 | 0.12988 | 0.12988 | 0.12988 | 0.98589 | -0.26921 | 0.98769 | -0.23451 | 35.681
38 | 0.083808 | 0.0213 | -0.083626 | -0.021185 | 0.00018108 | 0.00011551 | 0.1266 | 0.1266 | 0.1266 | 0.98589 | -0.26921 | 0.98357 | -0.31418 | 34.7796
39 | -0.087457 | -0.02227 | 0.087572 | 0.022344 | 0.00011509 | 7.3434e-05 | 0.13188 | 0.13188 | 0.13188 | 0.98769 | -0.23451 | 0.98911 | -0.20726 | 36.232
40 | 0.081753 | 0.020715 | -0.081557 | -0.02059 | 0.00019639 | 0.00012525 | 0.12376 | 0.12376 | 0.12376 | 0.98357 | -0.31418 | 0.98099 | -0.36431 | 34.001
41 | -0.088948 | -0.022689 | 0.089079 | 0.022772 | 0.0001306 | 8.3333e-05 | 0.13395 | 0.13395 | 0.13395 | 0.98911 | -0.20726 | 0.9907 | -0.17691 | 36.8008
42 | 0.080619 | 0.020355 | -0.080526 | -0.020296 | 9.2888e-05 | 5.924e-05 | 0.12234 | 0.12234 | 0.12234 | 0.98099 | -0.36431 | 0.97975 | -0.38839 | 33.6104
43 | -0.0015315 | -0.00038382 | 0.0015315 | 0.00038367 | 2.7832e-08 | -1.5179e-07 | 0.0023367 | 0.0023367 | 0.0023367 | 0.97523 | -0.47718 | 0.97525 | -0.4768 | 0.64196
44 | -0.014631 | -0.0036678 | 0.014632 | 0.0036685 | 1.2324e-06 | 7.0643e-07 | 0.022324 | 0.022324 | 0.022324 | 0.97525 | -0.4768 | 0.97534 | -0.47503 | 6.1331
45 | 0.0131 | 0.0032842 | -0.013096 | -0.0032822 | 3.5236e-06 | 1.9617e-06 | 0.019988 | 0.019988 | 0.019988 | 0.97525 | -0.4768 | 0.97496 | -0.48245 | 5.4912
46 | -0.00092706 | -0.00023234 | 0.00092706 | 0.0002323 | 2.7923e-09 | -4.518e-08 | 0.0014105 | 0.0014105 | 0.0014105 | 0.97801 | -0.42256 | 0.97801 | -0.4225 | 0.3875
47 | -0.0017514 | -0.00043889 | 0.0017514 | 0.00043886 | 5.3411e-09 | -2.1754e-08 | 0.0026646 | 0.0026646 | 0.0026646 | 0.97801 | -0.4225 | 0.97802 | -0.42243 | 0.73204
48 | 0.00034391 | 8.5117e-05 | -0.0003439 | -8.5384e-05 | 2.0801e-09 | -2.667e-07 | 0.00051616 | 0.00051626 | 0.00051626 | 0.9907 | -0.17691 | 0.99069 | -0.17704 | 0.14183
49 | -0.089423 | -0.022857 | 0.089542 | 0.022932 | 0.00011887 | 7.5172e-05 | 0.13447 | 0.13447 | 0.13447 | 0.9907 | -0.17691 | 0.99214 | -0.14947 | 18.4713
50 | 0.079626 | 0.02007 | -0.079624 | -0.020069 | 2.3466e-06 | 1.4964e-06 | 0.12097 | 0.12097 | 0.12097 | 0.97975 | -0.38839 | 0.97972 | -0.38901 | 33.2347
51 | -0.014632 | -0.0036685 | 0.014636 | 0.0036704 | 3.2473e-06 | 1.8614e-06 | 0.022324 | 0.022324 | 0.022324 | 0.97534 | -0.47503 | 0.97558 | -0.47038 | 6.1331
52 | 0.0053223 | 0.0013339 | -0.0053221 | -0.0013338 | 1.9694e-07 | 2.679e-08 | 0.008123 | 0.008123 | 0.008123 | 0.97496 | -0.48245 | 0.97492 | -0.48323 | 2.2316
53 | -0.0027604 | -0.00069174 | 0.0027604 | 0.00069173 | 7.6697e-09 | -9.6427e-09 | 0.0041998 | 0.0041998 | 0.0041998 | 0.97802 | -0.42243 | 0.97802 | -0.42238 | 1.1538
54 | 0.0003439 | 8.5384e-05 | -0.0003439 | -8.6189e-05 | 6.2832e-09 | -8.05e-07 | 0.00051626 | 0.00051654 | 0.00051654 | 0.99069 | -0.17704 | 0.99067 | -0.17742 | 0.14191
55 | -0.089542 | -0.022932 | 0.089548 | 0.022937 | 6.7783e-06 | 4.2219e-06 | 0.13447 | 0.13447 | 0.13447 | 0.99214 | -0.14947 | 0.99222 | -0.1479 | 12.3142
56 | 0.036558 | 0.0092276 | -0.03655 | -0.0092227 | 7.7916e-06 | 4.9018e-06 | 0.055549 | 0.055549 | 0.055549 | 0.97972 | -0.38901 | 0.97949 | -0.39346 | 15.2606
57 | 0.043065 | 0.010841 | -0.043039 | -0.010824 | 2.6844e-05 | 1.6969e-05 | 0.065426 | 0.065426 | 0.065426 | 0.97972 | -0.38901 | 0.97905 | -0.40206 | 17.9741
58 | 0.04122 | 0.010399 | -0.041202 | -0.010387 | 1.7907e-05 | 1.1308e-05 | 0.062733 | 0.062734 | 0.062734 | 0.9781 | -0.42075 | 0.97764 | -0.42982 | 17.2345
59 | -0.042577 | -0.010739 | 0.04263 | 0.010772 | 5.2193e-05 | 3.2987e-05 | 0.064799 | 0.064799 | 0.064799 | 0.9781 | -0.42075 | 0.97941 | -0.39517 | 17.8018
60 | 0.040539 | 0.010221 | -0.040536 | -0.010219 | 3.3745e-06 | 2.13e-06 | 0.061724 | 0.061724 | 0.061724 | 0.97764 | -0.42982 | 0.97755 | -0.43156 | 16.9572
61 | 0.014755 | 0.0037017 | -0.014752 | -0.0037002 | 2.6878e-06 | 1.5408e-06 | 0.022418 | 0.022418 | 0.022418 | 0.97941 | -0.39517 | 0.97922 | -0.39899 | 6.1588
62 | -0.057384 | -0.014474 | 0.057422 | 0.014498 | 3.7995e-05 | 2.4149e-05 | 0.087216 | 0.087216 | 0.087216 | 0.97941 | -0.39517 | 0.98012 | -0.38135 | 23.9605
63 | 0.039872 | 0.010053 | -0.039827 | -0.010024 | 4.5864e-05 | 2.8938e-05 | 0.060715 | 0.060715 | 0.060715 | 0.97755 | -0.43156 | 0.97632 | -0.45563 | 16.68
64 | 0.013466 | 0.0033779 | -0.013461 | -0.003375 | 5.1271e-06 | 2.8708e-06 | 0.020464 | 0.020464 | 0.020464 | 0.97922 | -0.39899 | 0.97881 | -0.40698 | 5.622
65 | -0.058707 | -0.01482 | 0.058762 | 0.014855 | 5.5348e-05 | 3.5189e-05 | 0.089166 | 0.089166 | 0.089166 | 0.98012 | -0.38135 | 0.98113 | -0.36169 | 24.4963
66 | 0.037836 | 0.0095251 | -0.03783 | -0.0095214 | 5.9184e-06 | 3.7285e-06 | 0.057681 | 0.057681 | 0.057681 | 0.97632 | -0.45563 | 0.97616 | -0.4589 | 15.8465
67 | 0.012217 | 0.0030634 | -0.012213 | -0.0030611 | 4.187e-06 | 2.273e-06 | 0.018574 | 0.018574 | 0.018574 | 0.97881 | -0.40698 | 0.97845 | -0.41418 | 5.1027
68 | -0.059327 | -0.014997 | 0.059344 | 0.015007 | 1.705e-05 | 1.0841e-05 | 0.090024 | 0.090024 | 0.090024 | 0.98113 | -0.36169 | 0.98144 | -0.3557 | 24.7317
69 | 0.035955 | 0.0090514 | -0.035945 | -0.0090449 | 1.0268e-05 | 6.4576e-06 | 0.054823 | 0.054823 | 0.054823 | 0.97616 | -0.4589 | 0.97585 | -0.46488 | 15.0612
70 | 0.01008 | 0.0025264 | -0.010078 | -0.0025255 | 1.9031e-06 | 9.4678e-07 | 0.015329 | 0.015329 | 0.015329 | 0.97845 | -0.41418 | 0.97824 | -0.41814 | 4.2114
71 | -0.060362 | -0.015263 | 0.060369 | 0.015267 | 6.3067e-06 | 4.0109e-06 | 0.091567 | 0.091567 | 0.091567 | 0.98144 | -0.3557 | 0.98155 | -0.35352 | 25.1558
72 | 0.035945 | 0.0090449 | -0.035925 | -0.0090329 | 1.9201e-05 | 1.2076e-05 | 0.054823 | 0.054823 | 0.054823 | 0.97585 | -0.46488 | 0.97528 | -0.47606 | 15.0612
73 | -0.061736 | -0.015609 | 0.061748 | 0.015617 | 1.184e-05 | 7.5322e-06 | 0.09364 | 0.09364 | 0.09364 | 0.98155 | -0.35352 | 0.98176 | -0.34952 | 25.7254
74 | -0.017271 | -0.0043303 | 0.017274 | 0.0043321 | 2.9885e-06 | 1.7717e-06 | 0.02646 | 0.02646 | 0.02646 | 0.97127 | -0.55534 | 0.97146 | -0.55171 | 7.2691
75 | 0.0029513 | 0.00073942 | -0.0029512 | -0.00073947 | 5.4665e-08 | -5.3266e-08 | 0.0045213 | 0.0045214 | 0.0045214 | 0.97127 | -0.55534 | 0.97125 | -0.55573 | 1.2421
76 | -0.018502 | -0.0046399 | 0.018505 | 0.0046419 | 3.2184e-06 | 1.9274e-06 | 0.028341 | 0.028341 | 0.028341 | 0.97146 | -0.55171 | 0.97164 | -0.54806 | 7.786
77 | 0.0019079 | 0.00047801 | -0.0019079 | -0.00047816 | 4.9282e-08 | -1.5881e-07 | 0.002923 | 0.0029231 | 0.0029231 | 0.97125 | -0.55573 | 0.97122 | -0.55627 | 0.80305
78 | 0.0028662 | 0.00071751 | -0.002866 | -0.00071771 | 1.8334e-07 | -1.9558e-07 | 0.0043939 | 0.0043941 | 0.0043941 | 0.97057 | -0.56927 | 0.9705 | -0.57061 | 1.2072
79 | -0.019366 | -0.0048577 | 0.019373 | 0.0048616 | 6.3771e-06 | 3.8418e-06 | 0.02966 | 0.02966 | 0.02966 | 0.97164 | -0.54806 | 0.97199 | -0.54116 | 8.1483
80 | 0.0018788 | 0.0004703 | -0.0018787 | -0.00047056 | 7.7978e-08 | -2.5975e-07 | 0.0028805 | 0.0028806 | 0.0028806 | 0.9705 | -0.57061 | 0.97046 | -0.57148 | 0.79137
81 | -0.020778 | -0.0052138 | 0.020781 | 0.0052158 | 3.3759e-06 | 2.0503e-06 | 0.031811 | 0.031811 | 0.031811 | 0.97199 | -0.54116 | 0.97216 | -0.53775 | 8.7393
82 | 0.00093236 | 0.00023337 | -0.00093235 | -0.00023367 | 1.8951e-08 | -2.9339e-07 | 0.0014295 | 0.0014296 | 0.0014296 | 0.97046 | -0.57148 | 0.97044 | -0.57191 | 0.39275
83 | -0.021717 | -0.0054504 | 0.021729 | 0.0054578 | 1.217e-05 | 7.4245e-06 | 0.033244 | 0.033244 | 0.033244 | 0.97216 | -0.53775 | 0.97276 | -0.52601 | 9.1329
84 | -0.00073776 | -0.0001849 | 0.00073777 | 0.00018472 | 7.158e-09 | -1.821e-07 | 0.0011276 | 0.0011276 | 0.0011276 | 0.97356 | -0.51018 | 0.97357 | -0.50998 | 0.30979
85 | -0.0033643 | -0.00084267 | 0.0033645 | 0.00084255 | 2.0641e-07 | -1.2681e-07 | 0.0051418 | 0.0051417 | 0.0051418 | 0.97357 | -0.50998 | 0.97363 | -0.50869 | 1.4126
86 | 0.0026265 | 0.00065796 | -0.0026264 | -0.00065817 | 1.5264e-07 | -2.1638e-07 | 0.0040143 | 0.0040144 | 0.0040144 | 0.97357 | -0.50998 | 0.97351 | -0.5112 | 1.1029
87 | 0.023415 | 0.0058872 | -0.023409 | -0.0058833 | 6.412e-06 | 3.9378e-06 | 0.035793 | 0.035793 | 0.035793 | 0.97363 | -0.50869 | 0.97334 | -0.51443 | 9.8332
88 | -0.02678 | -0.0067298 | 0.026781 | 0.0067304 | 1.0705e-06 | 6.6391e-07 | 0.040935 | 0.040935 | 0.040935 | 0.97363 | -0.50869 | 0.97368 | -0.50785 | 11.2458
89 | 0.00080672 | 0.00020213 | -0.00080672 | -0.00020218 | 2.5521e-09 | -5.4017e-08 | 0.0012331 | 0.0012331 | 0.0012331 | 0.97351 | -0.5112 | 0.9735 | -0.51127 | 0.33876
90 | -0.039818 | -0.010045 | 0.039825 | 0.01005 | 7.6608e-06 | 4.833e-06 | 0.060599 | 0.060599 | 0.060599 | 0.97812 | -0.42071 | 0.97832 | -0.41669 | 16.648
91 | 0.036225 | 0.0091447 | -0.036203 | -0.0091307 | 2.2225e-05 | 1.3979e-05 | 0.055133 | 0.055133 | 0.055133 | 0.97812 | -0.42071 | 0.97746 | -0.43352 | 15.1464
92 | -0.041003 | -0.010345 | 0.041029 | 0.010362 | 2.5967e-05 | 1.6395e-05 | 0.06239 | 0.06239 | 0.06239 | 0.97832 | -0.41669 | 0.979 | -0.40347 | 17.1402
93 | 0.035344 | 0.0089171 | -0.035326 | -0.0089057 | 1.814e-05 | 1.14e-05 | 0.053826 | 0.053826 | 0.053826 | 0.97746 | -0.43352 | 0.97692 | -0.44425 | 14.7875
94 | 0.00085848 | 0.00021362 | -0.00085844 | -0.00021437 | 3.9922e-08 | -7.562e-07 | 0.0013063 | 0.0013066 | 0.0013066 | 0.97746 | -0.43352 | 0.97741 | -0.4345 | 0.35896
95 | -0.04234 | -0.01069 | 0.042353 | 0.010698 | 1.2517e-05 | 7.9095e-06 | 0.064383 | 0.064383 | 0.064383 | 0.979 | -0.40347 | 0.97932 | -0.3973 | 17.6875
96 | 0.034578 | 0.0087184 | -0.034566 | -0.0087108 | 1.2089e-05 | 7.5919e-06 | 0.052688 | 0.052688 | 0.052688 | 0.97692 | -0.44425 | 0.97654 | -0.45155 | 14.4747
97 | 0.00085844 | 0.00021437 | -0.0008584 | -0.00021514 | 4.0247e-08 | -7.6193e-07 | 0.0013066 | 0.0013069 | 0.0013069 | 0.97741 | -0.4345 | 0.97736 | -0.43549 | 0.35904
98 | 0.0076399 | 0.001915 | -0.0076382 | -0.0019143 | 1.6742e-06 | 6.5474e-07 | 0.011608 | 0.011609 | 0.011609 | 0.97932 | -0.3973 | 0.97908 | -0.4019 | 3.1892
99 | -0.049993 | -0.012613 | 0.050004 | 0.01262 | 1.1028e-05 | 6.9936e-06 | 0.075991 | 0.075991 | 0.075991 | 0.97932 | -0.3973 | 0.97955 | -0.3927 | 20.8766
100 | 0.033042 | 0.0083286 | -0.033038 | -0.0083266 | 3.2885e-06 | 2.0614e-06 | 0.050365 | 0.050365 | 0.050365 | 0.97654 | -0.45155 | 0.97644 | -0.45363 | 13.8364
101 | -0.0012853 | -0.00032158 | 0.0012853 | 0.00032133 | 3.1718e-08 | -2.5352e-07 | 0.0019621 | 0.001962 | 0.0019621 | 0.97464 | -0.48884 | 0.97467 | -0.48832 | 0.53904
102 | 0.0012853 | 0.00032158 | -0.0012853 | -0.00032193 | 4.2992e-08 | -3.4356e-07 | 0.0019621 | 0.0019622 | 0.0019622 | 0.97464 | -0.48884 | 0.97461 | -0.48954 | 0.53908
103 | -0.028953 | -0.0072835 | 0.028964 | 0.0072902 | 1.0796e-05 | 6.7259e-06 | 0.044212 | 0.044212 | 0.044212 | 0.97467 | -0.48832 | 0.97507 | -0.48052 | 12.1461
104 | 0.027668 | 0.0069622 | -0.027642 | -0.0069461 | 2.5798e-05 | 1.6031e-05 | 0.04225 | 0.04225 | 0.04225 | 0.97467 | -0.48832 | 0.97368 | -0.50785 | 11.6071
105 | 0.00069193 | 0.00017323 | -0.00069192 | -0.00017341 | 6.3905e-09 | -1.862e-07 | 0.0010564 | 0.0010564 | 0.0010564 | 0.97461 | -0.48954 | 0.9746 | -0.48974 | 0.29023
106 | 0.0053535 | 0.0013417 | -0.0053534 | -0.0013417 | 7.5474e-08 | 1.0069e-08 | 0.0081363 | 0.0081363 | 0.0081363 | 0.97908 | -0.4019 | 0.97907 | -0.4022 | 2.2353
107 | -0.051294 | -0.012943 | 0.051372 | 0.012993 | 7.7633e-05 | 4.9256e-05 | 0.077951 | 0.077951 | 0.077951 | 0.97955 | -0.3927 | 0.98117 | -0.36115 | 21.4152
108 | 0.032286 | 0.008138 | -0.032265 | -0.0081248 | 2.1021e-05 | 1.3164e-05 | 0.049218 | 0.049218 | 0.049218 | 0.97644 | -0.45363 | 0.97574 | -0.46725 | 13.5215
109 | -0.030051 | -0.0075627 | 0.030062 | 0.0075694 | 1.07e-05 | 6.6785e-06 | 0.045871 | 0.045871 | 0.045871 | 0.97507 | -0.48052 | 0.97545 | -0.47307 | 12.6019
110 | -0.056868 | -0.01437 | 0.056881 | 0.014378 | 1.2258e-05 | 7.7897e-06 | 0.086287 | 0.086287 | 0.086287 | 0.98117 | -0.36115 | 0.9814 | -0.35665 | 23.7052
111 | 0.0054966 | 0.0013775 | -0.0054959 | -0.0013774 | 7.0821e-07 | 1.1005e-07 | 0.008336 | 0.0083361 | 0.0083361 | 0.98117 | -0.36115 | 0.98103 | -0.36385 | 2.2901
112 | 0.031135 | 0.0078418 | -0.031127 | -0.0078364 | 8.6653e-06 | 5.4179e-06 | 0.047496 | 0.047496 | 0.047496 | 0.97574 | -0.46725 | 0.97545 | -0.47307 | 13.0483
113 | 0.0010397 | 0.00026039 | -0.0010397 | -0.00026058 | 1.4354e-08 | -1.9117e-07 | 0.001565 | 0.0015651 | 0.0015651 | 0.98855 | -0.2189 | 0.98854 | -0.21919 | 0.42996
114 | -0.0010397 | -0.00026039 | 0.0010397 | 0.00026016 | 1.7148e-08 | -2.2841e-07 | 0.001565 | 0.0015649 | 0.001565 | 0.98855 | -0.2189 | 0.98857 | -0.21855 | 0.42994
115 | -0.00208 | -0.00052088 | 0.0020801 | 0.00052072 | 5.5229e-08 | -1.5731e-07 | 0.0031307 | 0.0031307 | 0.0031307 | 0.98857 | -0.21855 | 0.9886 | -0.21799 | 0.8601
116 | -0.0019022 | -0.00047674 | 0.0019024 | 0.00047622 | 1.5134e-07 | -5.2529e-07 | 0.0028737 | 0.0028735 | 0.0028737 | 0.98499 | -0.28717 | 0.98507 | -0.2855 | 0.78948
117 | -0.0051724 | -0.0012958 | 0.0051728 | 0.0012958 | 4.657e-07 | 3.9029e-08 | 0.007813 | 0.0078129 | 0.007813 | 0.98507 | -0.2855 | 0.98517 | -0.28361 | 2.1464
118 | 0.022589 | 0.0056777 | -0.022576 | -0.00567 | 1.2481e-05 | 7.6415e-06 | 0.034539 | 0.034539 | 0.034539 | 0.97334 | -0.51443 | 0.97276 | -0.52601 | 9.4887
119 | -0.021463 | -0.0053842 | 0.021464 | 0.0053848 | 1.0799e-06 | 6.5686e-07 | 0.03256 | 0.03256 | 0.03256 | 0.98092 | -0.36598 | 0.98097 | -0.36493 | 8.9449
120 | 0.019468 | 0.0048843 | -0.019462 | -0.0048804 | 6.5929e-06 | 3.9651e-06 | 0.029534 | 0.029534 | 0.029534 | 0.98092 | -0.36598 | 0.98056 | -0.37309 | 8.1138
121 | -0.023505 | -0.0058965 | 0.023517 | 0.0059037 | 1.1852e-05 | 7.2712e-06 | 0.035656 | 0.035656 | 0.035656 | 0.98097 | -0.36493 | 0.98152 | -0.35436 | 9.7957
122 | 0.017309 | 0.004341 | -0.017306 | -0.004339 | 3.4211e-06 | 2.0228e-06 | 0.026268 | 0.026268 | 0.026268 | 0.98056 | -0.37309 | 0.98035 | -0.37724 | 7.2166
123 | -0.029236 | -0.0073366 | 0.029269 | 0.0073571 | 3.2837e-05 | 2.0452e-05 | 0.044326 | 0.044326 | 0.044326 | 0.98152 | -0.35436 | 0.98272 | -0.33083 | 12.1775
124 | 0.0057188 | 0.0014329 | -0.0057185 | -0.0014328 | 3.7476e-07 | 7.1823e-08 | 0.0086699 | 0.0086699 | 0.0086699 | 0.98152 | -0.35436 | 0.98144 | -0.35573 | 2.3818
125 | 0.015116 | 0.0037901 | -0.015112 | -0.0037879 | 3.8095e-06 | 2.1949e-06 | 0.022944 | 0.022944 | 0.022944 | 0.98035 | -0.37724 | 0.98008 | -0.38253 | 6.3034
126 | 0.062822 | 0.015908 | -0.062766 | -0.015872 | 5.6329e-05 | 3.5841e-05 | 0.095182 | 0.095183 | 0.095183 | 0.98272 | -0.33083 | 0.98176 | -0.34952 | 26.149
127 | -0.10793 | -0.027238 | 0.10808 | 0.027332 | 0.00014778 | 9.439e-05 | 0.1635 | 0.1635 | 0.1635 | 0.98272 | -0.33083 | 0.98419 | -0.30229 | 44.9176
128 | 0.015844 | 0.0039731 | -0.015841 | -0.0039712 | 3.3813e-06 | 1.9656e-06 | 0.023992 | 0.023992 | 0.023992 | 0.98272 | -0.33083 | 0.98249 | -0.33531 | 6.5913
129 | 0.00478 | 0.0011976 | -0.0047796 | -0.0011976 | 3.4778e-07 | -5.5196e-10 | 0.007247 | 0.0072471 | 0.0072471 | 0.98144 | -0.35573 | 0.98137 | -0.35726 | 1.991
130 | 0.011309 | 0.0028349 | -0.011306 | -0.0028337 | 2.313e-06 | 1.2167e-06 | 0.01717 | 0.01717 | 0.01717 | 0.98008 | -0.38253 | 0.97986 | -0.38682 | 4.717
131 | 0.0038034 | 0.00095297 | -0.0038033 | -0.000953 | 6.1934e-08 | -2.2778e-08 | 0.0057745 | 0.0057745 | 0.0057745 | 0.98008 | -0.38253 | 0.98006 | -0.38287 | 1.5864
132 | -0.1091 | -0.027587 | 0.10926 | 0.027691 | 0.00016173 | 0.00010331 | 0.16504 | 0.16504 | 0.16504 | 0.98419 | -0.30229 | 0.98578 | -0.27143 | 45.3402
133 | 0.012195 | 0.0030574 | -0.012194 | -0.0030568 | 1.0768e-06 | 5.8259e-07 | 0.01847 | 0.01847 | 0.01847 | 0.98249 | -0.33531 | 0.9824 | -0.33716 | 5.0742
134 | 0.0038427 | 0.0009628 | -0.0038427 | -0.0009628 | 2.1983e-08 | -7.7484e-09 | 0.0058265 | 0.0058265 | 0.0058265 | 0.98137 | -0.35726 | 0.98136 | -0.35738 | 1.6007
135 | 0.0077134 | 0.0019332 | -0.007712 | -0.0019327 | 1.4117e-06 | 5.5796e-07 | 0.011714 | 0.011714 | 0.011714 | 0.97986 | -0.38682 | 0.97966 | -0.39066 | 3.2181
136 | 0.0017185 | 0.00043049 | -0.0017184 | -0.00043068 | 4.6151e-08 | -1.9826e-07 | 0.0026091 | 0.0026092 | 0.0026092 | 0.98006 | -0.38287 | 0.98003 | -0.38343 | 0.71681
137 | -0.11039 | -0.027974 | 0.11041 | 0.027987 | 2.0893e-05 | 1.3346e-05 | 0.16674 | 0.16674 | 0.16674 | 0.98578 | -0.27143 | 0.98599 | -0.26749 | 45.8085
138 | 0.012194 | 0.0030568 | -0.012192 | -0.0030557 | 2.0084e-06 | 1.0866e-06 | 0.01847 | 0.01847 | 0.01847 | 0.9824 | -0.33716 | 0.98222 | -0.34062 | 5.0742
139 | 0.0018905 | 0.00047354 | -0.0018904 | -0.00047378 | 7.1907e-08 | -2.4883e-07 | 0.0028664 | 0.0028665 | 0.0028665 | 0.98136 | -0.35738 | 0.98132 | -0.35818 | 0.78751
140 | 0.0058884 | 0.0014756 | -0.0058882 | -0.0014756 | 2.2768e-07 | 5.0154e-08 | 0.0089439 | 0.0089439 | 0.0089439 | 0.97966 | -0.39066 | 0.97962 | -0.39147 | 2.4571
141 | -0.058458 | -0.014773 | 0.058488 | 0.014793 | 3.0354e-05 | 1.9297e-05 | 0.088679 | 0.088679 | 0.088679 | 0.9814 | -0.35665 | 0.98196 | -0.34583 | 24.3623
142 | 0.0017803 | 0.00044602 | -0.0017803 | -0.00044603 | 3.8802e-09 | -1.5932e-08 | 0.0026818 | 0.0026818 | 0.0026818 | 0.98777 | -0.23403 | 0.98777 | -0.23407 | 0.73676
143 | -0.0025523 | -0.0006395 | 0.0025523 | 0.00063937 | 7.3903e-08 | -1.2336e-07 | 0.0038448 | 0.0038447 | 0.0038448 | 0.98777 | -0.23403 | 0.9878 | -0.23342 | 1.0563
144 | 0.00094084 | 0.00023565 | -0.00094083 | -0.00023579 | 8.712e-09 | -1.4247e-07 | 0.0014173 | 0.0014173 | 0.0014173 | 0.98777 | -0.23407 | 0.98776 | -0.23427 | 0.38937
145 | -0.026133 | -0.0065663 | 0.026154 | 0.0065796 | 2.159e-05 | 1.3342e-05 | 0.039372 | 0.039372 | 0.039372 | 0.9878 | -0.23342 | 0.9887 | -0.21613 | 10.8165
146 | 0.02358 | 0.0059269 | -0.023556 | -0.0059121 | 2.4141e-05 | 1.4798e-05 | 0.035527 | 0.035528 | 0.035528 | 0.9878 | -0.23342 | 0.9867 | -0.25489 | 9.7603
147 | 0.0045344 | 0.0011353 | -0.0045342 | -0.0011353 | 1.9755e-07 | -1.8642e-08 | 0.0068239 | 0.006824 | 0.006824 | 0.9887 | -0.21613 | 0.98865 | -0.21704 | 1.8747
148 | -0.030689 | -0.0077149 | 0.030696 | 0.0077194 | 7.2599e-06 | 4.53e-06 | 0.046196 | 0.046196 | 0.046196 | 0.9887 | -0.21613 | 0.98895 | -0.21117 | 12.6912
149 | 0.02216 | 0.0055622 | -0.022152 | -0.0055573 | 7.9877e-06 | 4.8687e-06 | 0.033422 | 0.033422 | 0.033422 | 0.9867 | -0.25489 | 0.98631 | -0.26245 | 9.1819
150 | 0.0031007 | 0.00077635 | -0.0031006 | -0.00077648 | 1.4072e-07 | -1.3089e-07 | 0.0046666 | 0.0046667 | 0.0046667 | 0.98865 | -0.21704 | 0.9886 | -0.21799 | 1.2821
151 | 0.0014334 | 0.00035892 | -0.0014334 | -0.00035913 | 3.1005e-08 | -2.0794e-07 | 0.0021574 | 0.0021574 | 0.0021574 | 0.98865 | -0.21704 | 0.98863 | -0.21749 | 0.5927
152 | -0.032885 | -0.0082679 | 0.03289 | 0.0082715 | 5.685e-06 | 3.559e-06 | 0.049489 | 0.049489 | 0.049489 | 0.98895 | -0.21117 | 0.98914 | -0.20755 | 13.5958
153 | 0.021007 | 0.0052704 | -0.021004 | -0.0052684 | 3.2116e-06 | 1.9467e-06 | 0.031695 | 0.031695 | 0.031695 | 0.98631 | -0.26245 | 0.98615 | -0.26565 | 8.7074
154 | 0.00045435 | 0.00011376 | -0.00045435 | -0.00011387 | 1.5952e-09 | -1.1562e-07 | 0.00068382 | 0.00068386 | 0.00068386 | 0.98863 | -0.21749 | 0.98862 | -0.21757 | 0.18787
155 | -0.033911 | -0.0085274 | 0.033918 | 0.0085312 | 6.0754e-06 | 3.8084e-06 | 0.051025 | 0.051025 | 0.051025 | 0.98914 | -0.20755 | 0.98933 | -0.2038 | 14.0179
156 | 0.02003 | 0.0050249 | -0.020027 | -0.0050233 | 2.8004e-06 | 1.688e-06 | 0.030225 | 0.030225 | 0.030225 | 0.98615 | -0.26565 | 0.986 | -0.26859 | 8.3037
157 | 0.00097412 | 0.0002435 | -0.00097408 | -0.00024413 | 4.1578e-08 | -6.282e-07 | 0.0014696 | 0.0014699 | 0.0014699 | 0.98615 | -0.26565 | 0.9861 | -0.26655 | 0.40381
158 | -0.034909 | -0.0087796 | 0.034916 | 0.008784 | 7.06e-06 | 4.4307e-06 | 0.052516 | 0.052516 | 0.052516 | 0.98933 | -0.2038 | 0.98955 | -0.19957 | 14.4273
159 | 0.019631 | 0.0049241 | -0.019625 | -0.0049204 | 6.1232e-06 | 3.6817e-06 | 0.029628 | 0.029628 | 0.029628 | 0.986 | -0.26859 | 0.98566 | -0.27513 | 8.1397
160 | -0.0065288 | -0.0016356 | 0.0065289 | 0.0016357 | 7.0406e-08 | 2.0475e-08 | 0.009861 | 0.009861 | 0.009861 | 0.98517 | -0.28361 | 0.98518 | -0.28338 | 2.7091
161 | -0.0081852 | -0.0020508 | 0.0081861 | 0.0020511 | 8.3569e-07 | 3.4916e-07 | 0.012363 | 0.012363 | 0.012363 | 0.98518 | -0.28338 | 0.98529 | -0.28124 | 3.3964
162 | -0.079977 | -0.020261 | 0.080057 | 0.020311 | 7.9335e-05 | 5.059e-05 | 0.12086 | 0.12086 | 0.12086 | 0.98529 | -0.28124 | 0.98636 | -0.26061 | 33.2039
163 | 0.071791 | 0.018209 | -0.071703 | -0.018153 | 8.8872e-05 | 5.6622e-05 | 0.1085 | 0.1085 | 0.1085 | 0.98529 | -0.28124 | 0.98396 | -0.30702 | 29.8076
164 | -0.085199 | -0.0216 | 0.085345 | 0.021693 | 0.00014608 | 9.3187e-05 | 0.12862 | 0.12862 | 0.12862 | 0.98636 | -0.26061 | 0.9882 | -0.225 | 35.335
165 | 0.070303 | 0.017802 | -0.070264 | -0.017777 | 3.8645e-05 | 2.4617e-05 | 0.10638 | 0.10638 | 0.10638 | 0.98396 | -0.30702 | 0.98337 | -0.31847 | 29.2259
166 | -0.088604 | -0.02251 | 0.088708 | 0.022576 | 0.00010321 | 6.5855e-05 | 0.13353 | 0.13353 | 0.13353 | 0.9882 | -0.225 | 0.98946 | -0.20083 | 36.6833
167 | 0.068865 | 0.017427 | -0.068819 | -0.017398 | 4.5528e-05 | 2.8997e-05 | 0.10426 | 0.10426 | 0.10426 | 0.98337 | -0.31847 | 0.98266 | -0.33226 | 28.6442
168 | -0.0021107 | -0.00052899 | 0.0021108 | 0.00052876 | 8.4297e-08 | -2.3248e-07 | 0.0031746 | 0.0031745 | 0.0031746 | 0.98933 | -0.20345 | 0.98937 | -0.20261 | 0.87215
169 | -0.0059397 | -0.0014884 | 0.0059402 | 0.0014885 | 5.0166e-07 | 1.0576e-07 | 0.0089332 | 0.0089331 | 0.0089332 | 0.98937 | -0.20261 | 0.98946 | -0.20083 | 2.4542
170 | -0.094648 | -0.024064 | 0.094732 | 0.024118 | 8.4006e-05 | 5.3622e-05 | 0.14246 | 0.14246 | 0.14246 | 0.98946 | -0.20083 | 0.99042 | -0.18243 | 39.1374
171 | 0.0038054 | 0.00095349 | -0.003805 | -0.00095362 | 3.5052e-07 | -1.3224e-07 | 0.0057623 | 0.0057624 | 0.0057624 | 0.98266 | -0.33226 | 0.98256 | -0.33419 | 1.5831
172 | 0.065014 | 0.016444 | -0.064984 | -0.016425 | 2.958e-05 | 1.8828e-05 | 0.098503 | 0.098503 | 0.098503 | 0.98266 | -0.33226 | 0.98217 | -0.34175 | 27.0612
173 | 0.0022087 | 0.0005533 | -0.0022087 | -0.00055346 | 6.4647e-08 | -1.6009e-07 | 0.0033183 | 0.0033184 | 0.0033184 | 0.99042 | -0.18243 | 0.99039 | -0.18304 | 0.91165
174 | -0.096941 | -0.024671 | 0.096984 | 0.024699 | 4.3841e-05 | 2.7987e-05 | 0.14578 | 0.14578 | 0.14578 | 0.99042 | -0.18243 | 0.99091 | -0.17305 | 40.049
175 | 0.063407 | 0.01603 | -0.063405 | -0.016029 | 2.0481e-06 | 1.3033e-06 | 0.096113 | 0.096113 | 0.096113 | 0.98217 | -0.34175 | 0.98213 | -0.34242 | 26.4046
176 | 0.0042073 | 0.0010544 | -0.0042071 | -0.0010544 | 2.0068e-07 | -3.8099e-08 | 0.0063756 | 0.0063756 | 0.0063756 | 0.98196 | -0.34583 | 0.98191 | -0.34683 | 1.7515
177 | -0.062696 | -0.015847 | 0.062706 | 0.015854 | 1.0244e-05 | 6.5178e-06 | 0.095054 | 0.095054 | 0.095054 | 0.98196 | -0.34583 | 0.98213 | -0.34242 | 26.1138
178 | 0.00091569 | 0.00022941 | -0.00091569 | -0.00022949 | 4.502e-09 | -7.8739e-08 | 0.0013758 | 0.0013758 | 0.0013758 | 0.99039 | -0.18304 | 0.99038 | -0.18314 | 0.37796
179 | -0.099781 | -0.0254 | 0.0999 | 0.025476 | 0.00011915 | 7.6073e-05 | 0.14998 | 0.14998 | 0.14998 | 0.99091 | -0.17305 | 0.9922 | -0.14832 | 41.2029
180 | 0.0014318 | 0.00035867 | -0.0014318 | -0.00035885 | 2.6525e-08 | -1.8114e-07 | 0.0021473 | 0.0021474 | 0.0021474 | 0.9922 | -0.14832 | 0.99218 | -0.14871 | 0.58993
181 | -0.1476 | -0.037504 | 0.14775 | 0.0376 | 0.00015153 | 9.6022e-05 | 0.22154 | 0.22154 | 0.22154 | 0.9922 | -0.14832 | 0.99331 | -0.12702 | 20.2878
182 | 0.04627 | 0.011669 | -0.046204 | -0.011627 | 6.6341e-05 | 4.1985e-05 | 0.069418 | 0.069418 | 0.069418 | 0.9922 | -0.14832 | 0.99065 | -0.17832 | 19.0708
183 | -0.21852 | -0.055495 | 0.21878 | 0.055656 | 0.00025199 | 0.00016054 | 0.32761 | 0.32761 | 0.32761 | 0.99331 | -0.12702 | 0.99457 | -0.10309 | 30.0014
184 | 0.07077 | 0.017895 | -0.070725 | -0.017866 | 4.5707e-05 | 2.9112e-05 | 0.10607 | 0.10607 | 0.10607 | 0.99331 | -0.12702 | 0.99261 | -0.14049 | 29.1408
185 | 0.0068782 | 0.0017238 | -0.0068766 | -0.0017233 | 1.6117e-06 | 5.1321e-07 | 0.010331 | 0.010332 | 0.010332 | 0.99065 | -0.17832 | 0.99039 | -0.18324 | 2.8384
186 | 0.039325 | 0.0099034 | -0.039312 | -0.0098947 | 1.3883e-05 | 8.7486e-06 | 0.059086 | 0.059086 | 0.059086 | 0.99065 | -0.17832 | 0.99027 | -0.1857 | 16.2325
187 | 0.035702 | 0.0089901 | -0.035679 | -0.0089752 | 2.3655e-05 | 1.4858e-05 | 0.053663 | 0.053663 | 0.053663 | 0.99027 | -0.1857 | 0.98955 | -0.19957 | 14.7425
188 | 0.0025921 | 0.00064953 | -0.002592 | -0.00064962 | 5.7515e-08 | -9.3321e-08 | 0.0038944 | 0.0038945 | 0.0038945 | 0.99039 | -0.18324 | 0.99037 | -0.1837 | 1.0699
189 | -0.21968 | -0.055883 | 0.21989 | 0.056015 | 0.0002076 | 0.00013227 | 0.32897 | 0.32897 | 0.32897 | 0.99457 | -0.10309 | 0.99559 | -0.083497 | 30.1256
190 | 0.068161 | 0.017223 | -0.068103 | -0.017186 | 5.7918e-05 | 3.6876e-05 | 0.10223 | 0.10223 | 0.10223 | 0.99261 | -0.14049 | 0.99169 | -0.15823 | 28.0851
191 | 0.13123 | 0.033631 | -0.13093 | -0.033443 | 0.00029403 | 0.00018792 | 0.1964 | 0.1964 | 0.1964 | 0.99559 | -0.083497 | 0.99316 | -0.12983 | 53.9553
192 | -0.35112 | -0.089646 | 0.35217 | 0.090318 | 0.0010506 | 0.00067119 | 0.52537 | 0.52537 | 0.52537 | 0.99559 | -0.083497 | 0.99885 | -0.021785 | 48.1106
193 | 0.064038 | 0.016167 | -0.063925 | -0.016095 | 0.00011333 | 7.2108e-05 | 0.09613 | 0.09613 | 0.09613 | 0.99169 | -0.15823 | 0.98978 | -0.19524 | 26.4093
194 | -0.033474 | -0.0084134 | 0.033481 | 0.0084179 | 7.1815e-06 | 4.5047e-06 | 0.051103 | 0.051103 | 0.051103 | 0.97486 | -0.48438 | 0.97509 | -0.47988 | 14.0393
195 | 0.033474 | 0.0084134 | -0.033455 | -0.0084012 | 1.947e-05 | 1.2213e-05 | 0.051103 | 0.051103 | 0.051103 | 0.97486 | -0.48438 | 0.97424 | -0.49657 | 14.0393
196 | -0.034292 | -0.0086212 | 0.034298 | 0.0086251 | 6.2619e-06 | 3.9315e-06 | 0.05234 | 0.05234 | 0.05234 | 0.97509 | -0.47988 | 0.97528 | -0.47606 | 14.3793
197 | 0.031453 | 0.0078995 | -0.031447 | -0.0078958 | 5.8626e-06 | 3.6678e-06 | 0.048045 | 0.048045 | 0.048045 | 0.97424 | -0.49657 | 0.97404 | -0.50047 | 13.1993
198 | 0.01581 | 0.0039646 | -0.015808 | -0.0039634 | 2.1101e-06 | 1.2246e-06 | 0.023868 | 0.023868 | 0.023868 | 0.98566 | -0.27513 | 0.98552 | -0.27793 | 6.5572
199 | 0.0038155 | 0.00095579 | -0.0038152 | -0.00095593 | 3.5735e-07 | -1.3734e-07 | 0.00576 | 0.0057601 | 0.0057601 | 0.98566 | -0.27513 | 0.98556 | -0.2771 | 1.5825
200 | 0.015808 | 0.0039634 | -0.015806 | -0.0039623 | 1.9645e-06 | 1.1401e-06 | 0.023868 | 0.023868 | 0.023868 | 0.98552 | -0.27793 | 0.98538 | -0.28054 | 6.5573
201 | 0.0020216 | 0.00050641 | -0.0020215 | -0.00050664 | 7.5966e-08 | -2.2848e-07 | 0.0030521 | 0.0030522 | 0.0030522 | 0.98556 | -0.2771 | 0.98552 | -0.27789 | 0.83852
202 | 0.015215 | 0.0038141 | -0.015211 | -0.0038119 | 3.7473e-06 | 2.1572e-06 | 0.022976 | 0.022976 | 0.022976 | 0.98538 | -0.28054 | 0.98512 | -0.28571 | 6.312
203 | 0.012106 | 0.0030339 | -0.012105 | -0.0030333 | 1.0586e-06 | 5.7001e-07 | 0.018286 | 0.018286 | 0.018286 | 0.98512 | -0.28571 | 0.98503 | -0.28755 | 5.0237
204 | -0.001324 | -0.00033182 | 0.001324 | 0.00033178 | 5.5245e-09 | -4.3318e-08 | 0.0020004 | 0.0020003 | 0.0020004 | 0.98489 | -0.29022 | 0.98489 | -0.29014 | 0.54955
205 | -0.0030261 | -0.00075837 | 0.0030262 | 0.00075824 | 1.2758e-07 | -1.2549e-07 | 0.0045719 | 0.0045719 | 0.0045719 | 0.98489 | -0.29014 | 0.98494 | -0.28925 | 1.256
206 | 0.0090787 | 0.0022753 | -0.009077 | -0.0022745 | 1.7622e-06 | 8.0987e-07 | 0.013715 | 0.013715 | 0.013715 | 0.98503 | -0.28755 | 0.98482 | -0.29162 | 3.7678
207 | 0.0030265 | 0.000758 | -0.0030262 | -0.00075824 | 2.4574e-07 | -2.4178e-07 | 0.0045717 | 0.0045719 | 0.0045719 | 0.98503 | -0.28755 | 0.98494 | -0.28925 | 1.256
208 | 0.0016622 | 0.00041639 | -0.0016622 | -0.00041658 | 3.7999e-08 | -1.8423e-07 | 0.0024989 | 0.0024989 | 0.0024989 | 0.98978 | -0.19524 | 0.98975 | -0.19572 | 0.68652
209 | 0.062262 | 0.015679 | -0.062156 | -0.015611 | 0.00010641 | 6.7688e-05 | 0.093631 | 0.093631 | 0.093631 | 0.98978 | -0.19524 | 0.98793 | -0.23106 | 25.7228
210 | 0.03757 | 0.0094423 | -0.037554 | -0.0094328 | 1.515e-05 | 9.5348e-06 | 0.056597 | 0.056597 | 0.056597 | 0.98793 | -0.23106 | 0.98749 | -0.23951 | 15.5485
211 | 0.0028738 | 0.00071977 | -0.0028735 | -0.00072016 | 3.342e-07 | -3.951e-07 | 0.0043284 | 0.0043286 | 0.0043286 | 0.98793 | -0.23106 | 0.9878 | -0.2335 | 1.1892
212 | 0.021713 | 0.0054492 | -0.021696 | -0.0054391 | 1.6557e-05 | 1.0069e-05 | 0.032706 | 0.032706 | 0.032706 | 0.98793 | -0.23106 | 0.98711 | -0.24706 | 8.9852
213 | 0.0091614 | 0.0022965 | -0.0091594 | -0.0022956 | 2.0154e-06 | 9.2977e-07 | 0.013811 | 0.013811 | 0.013811 | 0.98711 | -0.24706 | 0.98687 | -0.25168 | 3.7942
214 | 0.012535 | 0.0031425 | -0.012531 | -0.0031404 | 3.9138e-06 | 2.1313e-06 | 0.018896 | 0.018896 | 0.018896 | 0.98711 | -0.24706 | 0.98677 | -0.25361 | 5.1912
215 | 0.0074999 | 0.0018797 | -0.0074993 | -0.0018795 | 6.176e-07 | 2.3073e-07 | 0.011308 | 0.011308 | 0.011308 | 0.98687 | -0.25168 | 0.98678 | -0.25341 | 3.1067
216 | 0.0066588 | 0.0016688 | -0.0066582 | -0.0016686 | 6.5585e-07 | 1.9819e-07 | 0.010041 | 0.010041 | 0.010041 | 0.98677 | -0.25361 | 0.98666 | -0.25568 | 2.7586
217 | 0.0058718 | 0.0014716 | -0.0058711 | -0.0014714 | 7.7834e-07 | 1.6001e-07 | 0.0088545 | 0.0088547 | 0.0088547 | 0.98677 | -0.25361 | 0.98663 | -0.2564 | 2.4326
218 | 0.03569 | 0.0089655 | -0.035677 | -0.0089575 | 1.274e-05 | 8.0035e-06 | 0.053787 | 0.053787 | 0.053787 | 0.98749 | -0.23951 | 0.98711 | -0.24699 | 14.7767
219 | 0.13007 | 0.033226 | -0.12993 | -0.033138 | 0.00013763 | 8.7958e-05 | 0.1951 | 0.1951 | 0.1951 | 0.99316 | -0.12983 | 0.99201 | -0.15175 | 53.5982
220 | -0.35294 | -0.09051 | 0.35331 | 0.090748 | 0.00037331 | 0.0002385 | 0.52651 | 0.52651 | 0.52651 | 0.99885 | -0.021785 | 1 | 0 | 48.2153
221 | 0.0011702 | 0.00029326 | -0.0011702 | -0.00029328 | 2.7186e-09 | -2.8001e-08 | 0.0017646 | 0.0017646 | 0.0017646 | 0.98678 | -0.25341 | 0.98678 | -0.25345 | 0.48479
222 | 0.0011076 | 0.00027752 | -0.0011076 | -0.00027758 | 5.7336e-09 | -6.6319e-08 | 0.0016703 | 0.0016704 | 0.0016704 | 0.98666 | -0.25568 | 0.98666 | -0.25579 | 0.45889
223 | 0.004408 | 0.0011045 | -0.0044077 | -0.0011046 | 3.1938e-07 | -4.2155e-08 | 0.0066448 | 0.0066448 | 0.0066448 | 0.98711 | -0.24699 | 0.98703 | -0.24851 | 1.8255
224 | 0.031269 | 0.007853 | -0.031263 | -0.0078488 | 6.6919e-06 | 4.1802e-06 | 0.047142 | 0.047142 | 0.047142 | 0.98711 | -0.24699 | 0.98688 | -0.25147 | 12.9512
225 | 0.12902 | 0.032911 | -0.12888 | -0.032817 | 0.00014837 | 9.482e-05 | 0.19374 | 0.19374 | 0.19374 | 0.99201 | -0.15175 | 0.99076 | -0.17559 | 53.2255
226 | 0.2001 | 0.05124 | -0.19986 | -0.051084 | 0.00024482 | 0.00015582 | 0.29814 | 0.29814 | 0.29814 | 1 | 0 | 0.99866 | -0.025291 | 27.3025
227 | 0.0022758 | 0.00057025 | -0.0022757 | -0.00057033 | 3.6026e-08 | -8.1258e-08 | 0.0034309 | 0.0034309 | 0.0034309 | 0.98703 | -0.24851 | 0.98701 | -0.24884 | 0.94255
228 | 0.028754 | 0.0072201 | -0.028738 | -0.00721 | 1.6294e-05 | 1.0133e-05 | 0.04336 | 0.04336 | 0.04336 | 0.98688 | -0.25147 | 0.98627 | -0.26336 | 11.9121
229 | 0.0011295 | 0.00028306 | -0.0011295 | -0.00028309 | 2.4259e-09 | -2.696e-08 | 0.0017029 | 0.0017029 | 0.0017029 | 0.98701 | -0.24884 | 0.98701 | -0.24889 | 0.46783
230 | 0.026423 | 0.0066298 | -0.026423 | -0.0066298 | 1.1459e-07 | 7.0882e-08 | 0.039868 | 0.039868 | 0.039868 | 0.98627 | -0.26336 | 0.98626 | -0.26345 | 10.9527
231 | 0.008772 | 0.002198 | -0.0087711 | -0.0021977 | 8.3082e-07 | 3.7127e-07 | 0.013254 | 0.013254 | 0.013254 | 0.98482 | -0.29162 | 0.98471 | -0.29361 | 3.6412
232 | 0.0078227 | 0.0019602 | -0.0078219 | -0.0019599 | 7.9883e-07 | 3.1734e-07 | 0.011821 | 0.011821 | 0.011821 | 0.98471 | -0.29361 | 0.9846 | -0.29575 | 3.2475
233 | 0.00094841 | 0.00023745 | -0.0009484 | -0.00023769 | 1.5222e-08 | -2.4168e-07 | 0.0014331 | 0.0014332 | 0.0014332 | 0.98471 | -0.29361 | 0.9847 | -0.29395 | 0.39373
234 | 0.025609 | 0.0064258 | -0.025599 | -0.0064197 | 9.9243e-06 | 6.1254e-06 | 0.03864 | 0.03864 | 0.03864 | 0.98626 | -0.26345 | 0.98585 | -0.27158 | 10.6155
235 | 0.023308 | 0.0058454 | -0.023305 | -0.0058439 | 2.4554e-06 | 1.504e-06 | 0.035182 | 0.035182 | 0.035182 | 0.98585 | -0.27158 | 0.98573 | -0.27379 | 9.6653
236 | 0.018728 | 0.0046967 | -0.018722 | -0.004693 | 6.1075e-06 | 3.6491e-06 | 0.028272 | 0.028272 | 0.028272 | 0.98573 | -0.27379 | 0.98538 | -0.28064 | 7.767
237 | 0.015356 | 0.0038495 | -0.015354 | -0.0038485 | 1.6926e-06 | 9.7635e-07 | 0.023189 | 0.023189 | 0.023189 | 0.98538 | -0.28064 | 0.98526 | -0.28295 | 6.3707
238 | 0.0033103 | 0.00082919 | -0.0033103 | -0.0008292 | 1.7464e-08 | -1.249e-08 | 0.0050026 | 0.0050026 | 0.0050026 | 0.9846 | -0.29575 | 0.9846 | -0.29586 | 1.3743
239 | 0.0022734 | 0.00056934 | -0.0022733 | -0.00056973 | 1.7501e-07 | -3.9078e-07 | 0.0034357 | 0.0034359 | 0.0034359 | 0.9846 | -0.29586 | 0.98452 | -0.29748 | 0.94392
240 | -0.0023306 | -0.00058411 | 0.0023308 | 0.00058387 | 1.1645e-07 | -2.4416e-07 | 0.0035214 | 0.0035213 | 0.0035214 | 0.98484 | -0.29114 | 0.9849 | -0.29009 | 0.96742
241 | -0.0023308 | -0.00058387 | 0.0023308 | 0.00058376 | 5.0849e-08 | -1.0663e-07 | 0.0035213 | 0.0035212 | 0.0035213 | 0.9849 | -0.29009 | 0.98492 | -0.28963 | 0.96739
242 | -0.0056304 | -0.0014107 | 0.0056307 | 0.0014108 | 3.1592e-07 | 5.4002e-08 | 0.0085063 | 0.0085062 | 0.0085063 | 0.98492 | -0.28963 | 0.98498 | -0.28845 | 2.3369
243 | 0.012483 | 0.003129 | -0.012481 | -0.0031278 | 2.208e-06 | 1.2022e-06 | 0.018853 | 0.018853 | 0.018853 | 0.98526 | -0.28295 | 0.98507 | -0.28666 | 5.1794
244 | 0.008821 | 0.0022105 | -0.0088202 | -0.0022101 | 7.5172e-07 | 3.3738e-07 | 0.013325 | 0.013325 | 0.013325 | 0.98507 | -0.28666 | 0.98498 | -0.28845 | 3.6606
245 | -0.0016195 | -0.00040531 | 0.0016195 | 0.00040512 | 3.6945e-08 | -1.8872e-07 | 0.0024382 | 0.0024381 | 0.0024382 | 0.98828 | -0.22491 | 0.9883 | -0.22443 | 0.66984
246 | 0.0016195 | 0.00040531 | -0.0016195 | -0.00040547 | 3.2317e-08 | -1.6506e-07 | 0.0024382 | 0.0024383 | 0.0024383 | 0.98828 | -0.22491 | 0.98826 | -0.22533 | 0.66986
247 | -0.0091835 | -0.0023008 | 0.0091845 | 0.0023013 | 1.067e-06 | 4.9213e-07 | 0.013827 | 0.013827 | 0.013827 | 0.9883 | -0.22443 | 0.98843 | -0.22199 | 3.7985
248 | 0.0016195 | 0.00040547 | -0.0016194 | -0.00040586 | 7.5047e-08 | -3.8323e-07 | 0.0024383 | 0.0024384 | 0.0024384 | 0.98826 | -0.22533 | 0.98821 | -0.2263 | 0.6699
249 | -0.016748 | -0.004197 | 0.016753 | 0.0041995 | 4.2289e-06 | 2.4791e-06 | 0.025214 | 0.025213 | 0.025214 | 0.98843 | -0.22199 | 0.9887 | -0.21669 | 6.9268
250 | -0.018422 | -0.004617 | 0.01843 | 0.0046215 | 7.5766e-06 | 4.5117e-06 | 0.027723 | 0.027723 | 0.027723 | 0.98878 | -0.21527 | 0.98922 | -0.20664 | 7.6163
251 | 0.012209 | 0.0030598 | -0.012209 | -0.0030598 | 7.3617e-08 | 3.9656e-08 | 0.018373 | 0.018373 | 0.018373 | 0.98878 | -0.21527 | 0.98877 | -0.21539 | 5.0476
252 | -0.024964 | -0.0062592 | 0.024968 | 0.0062616 | 3.8639e-06 | 2.3791e-06 | 0.037553 | 0.037553 | 0.037553 | 0.98922 | -0.20664 | 0.98939 | -0.20339 | 10.3167
253 | 0.0060964 | 0.0015279 | -0.0060958 | -0.0015277 | 5.4539e-07 | 1.2745e-07 | 0.0091745 | 0.0091746 | 0.0091746 | 0.98877 | -0.21539 | 0.98867 | -0.21727 | 2.5205
254 | 0.026728 | 0.0067059 | -0.026712 | -0.0066954 | 1.6941e-05 | 1.0483e-05 | 0.040202 | 0.040202 | 0.040202 | 0.98939 | -0.20339 | 0.9887 | -0.21669 | 11.0444
255 | -0.051697 | -0.012968 | 0.051736 | 0.012992 | 3.9251e-05 | 2.4898e-05 | 0.077754 | 0.077754 | 0.077754 | 0.98939 | -0.20339 | 0.99021 | -0.18747 | 21.3611
256 | 0.0060958 | 0.0015277 | -0.006095 | -0.0015275 | 8.5551e-07 | 2.0002e-07 | 0.0091746 | 0.0091747 | 0.0091747 | 0.98867 | -0.21727 | 0.98852 | -0.22022 | 2.5205
257 | -0.060227 | -0.015121 | 0.060274 | 0.01515 | 4.688e-05 | 2.9807e-05 | 0.090515 | 0.090515 | 0.090515 | 0.99021 | -0.18747 | 0.99105 | -0.17117 | 24.8667
258 | -0.068122 | -0.017117 | 0.068205 | 0.01717 | 8.2387e-05 | 5.2457e-05 | 0.1023 | 0.1023 | 0.1023 | 0.99105 | -0.17117 | 0.99236 | -0.14587 | 28.1039
259 | -0.068205 | -0.01717 | 0.068274 | 0.017214 | 6.9713e-05 | 4.4387e-05 | 0.1023 | 0.1023 | 0.1023 | 0.99236 | -0.14587 | 0.99346 | -0.12451 | 28.1039
260 | -0.090807 | -0.023252 | 0.090841 | 0.023273 | 3.3875e-05 | 2.1115e-05 | 0.13636 | 0.13636 | 0.13636 | 0.99222 | -0.1479 | 0.99263 | -0.14021 | 12.487
261 | -0.099718 | -0.025498 | 0.099771 | 0.025531 | 5.2616e-05 | 3.2945e-05 | 0.14967 | 0.14967 | 0.14967 | 0.99263 | -0.14021 | 0.9932 | -0.12931 | 13.7057
262 | -0.10194 | -0.026074 | 0.10196 | 0.026086 | 1.9089e-05 | 1.1963e-05 | 0.15291 | 0.15291 | 0.15291 | 0.9932 | -0.12931 | 0.9934 | -0.12544 | 14.0031
263 | -0.11112 | -0.028382 | 0.11113 | 0.028389 | 1.1036e-05 | 6.9394e-06 | 0.16663 | 0.16663 | 0.16663 | 0.9934 | -0.12544 | 0.99351 | -0.12339 | 15.2595
264 | -0.1119 | -0.028581 | 0.11194 | 0.028606 | 3.8835e-05 | 2.4426e-05 | 0.16778 | 0.16778 | 0.16778 | 0.99351 | -0.12339 | 0.99388 | -0.11621 | 15.3648
265 | -0.11194 | -0.028606 | 0.11195 | 0.028617 | 1.852e-05 | 1.1648e-05 | 0.16778 | 0.16778 | 0.16778 | 0.99388 | -0.11621 | 0.99406 | -0.11279 | 15.3648
266 | -0.11467 | -0.029297 | 0.11472 | 0.029329 | 5.0791e-05 | 3.1971e-05 | 0.17184 | 0.17184 | 0.17184 | 0.99406 | -0.11279 | 0.99455 | -0.10363 | 15.7365
267 | -0.029821 | -0.0074882 | 0.029821 | 0.0074884 | 2.335e-07 | 1.4571e-07 | 0.045562 | 0.045562 | 0.045562 | 0.97404 | -0.50064 | 0.97404 | -0.50047 | 12.517
268 | 0.021815 | 0.0054723 | -0.021811 | -0.0054695 | 4.6265e-06 | 2.8233e-06 | 0.033364 | 0.033364 | 0.033364 | 0.973 | -0.52103 | 0.97278 | -0.52548 | 9.166
269 | 0.01982 | 0.0049708 | -0.019818 | -0.0049695 | 2.1624e-06 | 1.3061e-06 | 0.03032 | 0.03032 | 0.03032 | 0.97278 | -0.52548 | 0.97266 | -0.52777 | 8.3296
270 | 0.0019904 | 0.00049871 | -0.0019904 | -0.00049883 | 4.2392e-08 | -1.2427e-07 | 0.0030446 | 0.0030447 | 0.0030447 | 0.97278 | -0.52548 | 0.97275 | -0.52592 | 0.83644
271 | -0.070976 | -0.017891 | 0.070998 | 0.017905 | 2.1528e-05 | 1.3712e-05 | 0.10634 | 0.10634 | 0.10634 | 0.99346 | -0.12451 | 0.99379 | -0.11817 | 29.2156
272 | -0.1157 | -0.029576 | 0.11574 | 0.029598 | 3.4853e-05 | 2.1944e-05 | 0.17331 | 0.17331 | 0.17331 | 0.99455 | -0.10363 | 0.99487 | -0.097407 | 15.8713
273 | -0.074288 | -0.01873 | 0.074366 | 0.018779 | 7.8168e-05 | 4.9809e-05 | 0.11127 | 0.11127 | 0.11127 | 0.99379 | -0.11817 | 0.99494 | -0.09621 | 30.5691
274 | -0.11786 | -0.030131 | 0.11787 | 0.030135 | 6.8279e-06 | 4.3015e-06 | 0.1765 | 0.1765 | 0.1765 | 0.99487 | -0.097407 | 0.99494 | -0.09621 | 16.1627
275 | 0.0063812 | 0.0015991 | -0.0063799 | -0.0015987 | 1.2817e-06 | 3.7913e-07 | 0.0097836 | 0.0097837 | 0.0097837 | 0.97053 | -0.56997 | 0.97032 | -0.57419 | 2.6878
276 | 0.00022376 | 5.0109e-05 | -0.00022374 | -5.5968e-05 | 2.0849e-08 | -5.8598e-06 | 0.00034103 | 0.00034304 | 0.00034304 | 0.97053 | -0.56997 | 0.97043 | -0.57201 | 0.094242
277 | -0.0066049 | -0.0016492 | 0.0066064 | 0.0016497 | 1.439e-06 | 4.5825e-07 | 0.010124 | 0.010124 | 0.010124 | 0.97053 | -0.56997 | 0.97076 | -0.56539 | 2.7815
278 | 0.0040476 | 0.0010142 | -0.0040474 | -0.0010142 | 1.2572e-07 | -2.7019e-08 | 0.006207 | 0.0062071 | 0.0062071 | 0.97032 | -0.57419 | 0.97028 | -0.57484 | 1.7052
279 | 0.00022374 | 5.5968e-05 | -0.00022374 | -5.6075e-05 | 3.8269e-10 | -1.0689e-07 | 0.00034304 | 0.00034308 | 0.00034308 | 0.97043 | -0.57201 | 0.97043 | -0.57204 | 0.094252
280 | -0.0066064 | -0.0016497 | 0.0066112 | 0.0016512 | 4.8159e-06 | 1.5319e-06 | 0.010124 | 0.010124 | 0.010124 | 0.97076 | -0.56539 | 0.97153 | -0.55005 | 2.7814
281 | 0.0023064 | 0.00057789 | -0.0023063 | -0.00057801 | 6.3882e-08 | -1.2729e-07 | 0.003537 | 0.003537 | 0.003537 | 0.97028 | -0.57484 | 0.97025 | -0.57542 | 0.97171
282 | -0.0074115 | -0.0018518 | 0.0074126 | 0.0018522 | 1.1571e-06 | 4.4388e-07 | 0.011349 | 0.011349 | 0.011349 | 0.97153 | -0.55005 | 0.9717 | -0.54676 | 3.118
283 | -0.0040525 | -0.0010152 | 0.0040534 | 0.001015 | 9.5886e-07 | -2.0963e-07 | 0.0062046 | 0.0062043 | 0.0062046 | 0.97187 | -0.54343 | 0.97212 | -0.53846 | 1.7045
284 | 0.0040525 | 0.0010152 | -0.0040521 | -0.0010153 | 3.5097e-07 | -7.6605e-08 | 0.0062046 | 0.0062047 | 0.0062047 | 0.97187 | -0.54343 | 0.97177 | -0.54525 | 1.7046
285 | 0.0057994 | 0.0014533 | -0.0057986 | -0.0014532 | 7.7369e-07 | 1.7061e-07 | 0.008877 | 0.0088771 | 0.0088771 | 0.97212 | -0.53846 | 0.97198 | -0.54126 | 2.4388
286 | 0.0074155 | 0.0018534 | -0.0074126 | -0.0018522 | 2.9262e-06 | 1.122e-06 | 0.011349 | 0.011349 | 0.011349 | 0.97212 | -0.53846 | 0.9717 | -0.54676 | 3.118
287 | 0.0031793 | 0.00079656 | -0.0031792 | -0.00079659 | 4.5812e-08 | -3.4545e-08 | 0.0048681 | 0.0048681 | 0.0048681 | 0.97177 | -0.54525 | 0.97176 | -0.54555 | 1.3374
288 | -0.027774 | -0.0069792 | 0.027789 | 0.0069882 | 1.4566e-05 | 9.0518e-06 | 0.04237 | 0.04237 | 0.04237 | 0.97557 | -0.47027 | 0.97613 | -0.45929 | 11.6401
289 | -0.11135 | -0.028223 | 0.11141 | 0.028258 | 5.5786e-05 | 3.5636e-05 | 0.16816 | 0.16816 | 0.16816 | 0.98599 | -0.26749 | 0.98652 | -0.25707 | 46.1981
290 | -0.11254 | -0.028541 | 0.11276 | 0.028686 | 0.00022726 | 0.00014518 | 0.16986 | 0.16986 | 0.16986 | 0.98652 | -0.25707 | 0.9887 | -0.21516 | 46.6657
291 | -0.11833 | -0.030082 | 0.11837 | 0.030108 | 4.0594e-05 | 2.5936e-05 | 0.17825 | 0.17825 | 0.17825 | 0.9887 | -0.21516 | 0.98907 | -0.20804 | 48.9684
292 | -0.12661 | -0.032172 | 0.12681 | 0.032298 | 0.00019817 | 0.00012664 | 0.19063 | 0.19063 | 0.19063 | 0.98907 | -0.20804 | 0.99076 | -0.17559 | 52.3719
293 | 0.002069 | 0.00051826 | -0.0020689 | -0.00051852 | 8.845e-08 | -2.5796e-07 | 0.0031073 | 0.0031074 | 0.0031074 | 0.99076 | -0.17559 | 0.99072 | -0.17648 | 0.85369
294 | -0.19224 | -0.048914 | 0.19246 | 0.049058 | 0.00022535 | 0.00014337 | 0.28777 | 0.28777 | 0.28777 | 0.99494 | -0.09621 | 0.99621 | -0.07192 | 26.3523
295 | -0.1976 | -0.050347 | 0.19805 | 0.05063 | 0.00044566 | 0.00028362 | 0.29545 | 0.29545 | 0.29545 | 0.99621 | -0.07192 | 0.99866 | -0.025291 | 27.0558
296 | -0.016373 | -0.0041059 | 0.016374 | 0.004106 | 9.998e-08 | 5.865e-08 | 0.024975 | 0.024975 | 0.024975 | 0.97558 | -0.47038 | 0.97558 | -0.47025 | 6.8612
297 | 0.0092533 | 0.0023193 | -0.0092531 | -0.0023191 | 2.7934e-07 | 1.308e-07 | 0.014018 | 0.014018 | 0.014018 | 0.98222 | -0.34062 | 0.98219 | -0.34126 | 3.8512
298 | -0.018892 | -0.0047371 | 0.018899 | 0.0047417 | 7.667e-06 | 4.5993e-06 | 0.028816 | 0.028815 | 0.028816 | 0.97558 | -0.47025 | 0.97601 | -0.46174 | 7.9164
299 | 0.0075416 | 0.0018902 | -0.0075404 | -0.0018897 | 1.1932e-06 | 4.5524e-07 | 0.011426 | 0.011426 | 0.011426 | 0.98219 | -0.34126 | 0.98202 | -0.34458 | 3.1389
300 | -0.019838 | -0.0049768 | 0.019838 | 0.0049773 | 8.1593e-07 | 4.9247e-07 | 0.030246 | 0.030246 | 0.030246 | 0.97601 | -0.46174 | 0.97606 | -0.46088 | 8.3093
301 | 0.0055429 | 0.0013891 | -0.0055429 | -0.0013891 | 8.1817e-09 | 1.3233e-09 | 0.0083989 | 0.0083989 | 0.0083989 | 0.98202 | -0.34458 | 0.98201 | -0.34461 | 2.3074
302 | 0.0037248 | 0.00093345 | -0.0037247 | -0.0009335 | 1.0219e-07 | -4.2824e-08 | 0.0056441 | 0.0056441 | 0.0056441 | 0.98201 | -0.34461 | 0.98199 | -0.34518 | 1.5506
303 | 0.0018171 | 0.00045541 | -0.0018171 | -0.00045541 | 8.3994e-10 | -3.2005e-09 | 0.0027535 | 0.0027535 | 0.0027535 | 0.98199 | -0.34518 | 0.98198 | -0.34519 | 0.75646
304 | -0.03228 | -0.0081139 | 0.032351 | 0.0081585 | 7.1155e-05 | 4.4558e-05 | 0.049217 | 0.049216 | 0.049217 | 0.97613 | -0.45929 | 0.97848 | -0.41323 | 13.5211
305 | -0.0035841 | -0.00089818 | 0.0035841 | 0.00089815 | 5.2458e-08 | -2.5463e-08 | 0.005453 | 0.005453 | 0.005453 | 0.97802 | -0.42238 | 0.97803 | -0.42207 | 1.4981
306 | -0.032351 | -0.0081585 | 0.032366 | 0.0081679 | 1.5063e-05 | 9.4319e-06 | 0.049216 | 0.049216 | 0.049216 | 0.97848 | -0.41323 | 0.97898 | -0.40351 | 13.521
307 | -0.033533 | -0.0084602 | 0.033542 | 0.0084658 | 8.8393e-06 | 5.5431e-06 | 0.050989 | 0.050989 | 0.050989 | 0.97898 | -0.40351 | 0.97926 | -0.398 | 14.008
308 | -0.034504 | -0.008707 | 0.034505 | 0.0087074 | 6.0322e-07 | 3.787e-07 | 0.052452 | 0.052452 | 0.052452 | 0.97926 | -0.398 | 0.97928 | -0.39764 | 14.4098
309 | -0.0013911 | -0.00034865 | 0.0013911 | 0.00034855 | 1.3957e-08 | -9.4964e-08 | 0.0021184 | 0.0021183 | 0.0021184 | 0.97717 | -0.43899 | 0.97718 | -0.43878 | 0.58197
310 | 0.02628 | 0.0066012 | -0.026271 | -0.006596 | 8.4008e-06 | 5.2014e-06 | 0.040023 | 0.040023 | 0.040023 | 0.97718 | -0.43878 | 0.97684 | -0.44548 | 10.9954
311 | -0.027671 | -0.0069498 | 0.027677 | 0.0069535 | 6.0477e-06 | 3.7567e-06 | 0.042141 | 0.042141 | 0.042141 | 0.97718 | -0.43878 | 0.97741 | -0.4342 | 11.5773
312 | -0.035466 | -0.0089483 | 0.035473 | 0.0089528 | 7.0959e-06 | 4.4595e-06 | 0.053912 | 0.053912 | 0.053912 | 0.97928 | -0.39764 | 0.97949 | -0.39346 | 14.8111
313 | 0.025327 | 0.0063593 | -0.02532 | -0.006355 | 7.0599e-06 | 4.3601e-06 | 0.038584 | 0.038585 | 0.038585 | 0.97684 | -0.44548 | 0.97654 | -0.45133 | 10.6001
314 | -0.028543 | -0.0071705 | 0.028544 | 0.0071713 | 1.3417e-06 | 8.3493e-07 | 0.043459 | 0.043459 | 0.043459 | 0.97741 | -0.4342 | 0.97746 | -0.43322 | 11.9394
315 | 0.0035246 | 0.00088321 | -0.0035245 | -0.00088331 | 1.9233e-07 | -1.0217e-07 | 0.0053538 | 0.0053539 | 0.0053539 | 0.97962 | -0.39147 | 0.97956 | -0.39262 | 1.4708
316 | 0.029492 | 0.0074102 | -0.02949 | -0.0074083 | 2.9631e-06 | 1.8472e-06 | 0.044899 | 0.044899 | 0.044899 | 0.97757 | -0.43111 | 0.97746 | -0.43322 | 12.3348
317 | -0.030463 | -0.0076534 | 0.030473 | 0.00766 | 1.063e-05 | 6.6379e-06 | 0.046376 | 0.046376 | 0.046376 | 0.97757 | -0.43111 | 0.97794 | -0.42381 | 12.7406
318 | -0.03133 | -0.0078748 | 0.031335 | 0.0078778 | 4.8916e-06 | 3.0586e-06 | 0.04768 | 0.04768 | 0.04768 | 0.97794 | -0.42381 | 0.97811 | -0.42054 | 13.0988
319 | -0.032257 | -0.0081088 | 0.032266 | 0.0081147 | 9.4656e-06 | 5.9264e-06 | 0.049081 | 0.049081 | 0.049081 | 0.97811 | -0.42054 | 0.97842 | -0.41439 | 13.4839
320 | -0.041121 | -0.010334 | 0.04113 | 0.010339 | 8.656e-06 | 5.4658e-06 | 0.062548 | 0.062548 | 0.062548 | 0.97842 | -0.41439 | 0.97865 | -0.40998 | 17.1836
321 | 0.0088551 | 0.0022193 | -0.0088544 | -0.002219 | 6.6416e-07 | 3.0243e-07 | 0.013467 | 0.013467 | 0.013467 | 0.97842 | -0.41439 | 0.97834 | -0.41597 | 3.6997
322 | -0.04206 | -0.010573 | 0.042076 | 0.010583 | 1.5924e-05 | 1.0061e-05 | 0.063963 | 0.063963 | 0.063963 | 0.97865 | -0.40998 | 0.97905 | -0.40206 | 17.5722
323 | 0.0079952 | 0.0020037 | -0.0079948 | -0.0020035 | 3.784e-07 | 1.5649e-07 | 0.01216 | 0.01216 | 0.01216 | 0.97834 | -0.41597 | 0.97829 | -0.41696 | 3.3407
324 | 0.024358 | 0.006114 | -0.024355 | -0.0061122 | 3.0575e-06 | 1.8828e-06 | 0.03712 | 0.03712 | 0.03712 | 0.97654 | -0.45133 | 0.97641 | -0.45396 | 10.1977
325 | 0.007135 | 0.001788 | -0.0071344 | -0.0017878 | 5.5657e-07 | 1.9799e-07 | 0.010852 | 0.010853 | 0.010853 | 0.97829 | -0.41696 | 0.97821 | -0.4186 | 2.9815
326 | 0.023394 | 0.0058711 | -0.023388 | -0.0058674 | 6.0644e-06 | 3.7221e-06 | 0.035654 | 0.035654 | 0.035654 | 0.97641 | -0.45396 | 0.97613 | -0.4594 | 9.7951
327 | 0.02245 | 0.0056324 | -0.022448 | -0.0056314 | 1.5798e-06 | 9.661e-07 | 0.034225 | 0.034225 | 0.034225 | 0.97613 | -0.4594 | 0.97606 | -0.46088 | 9.4023
328 | 0.0063078 | 0.0015807 | -0.0063076 | -0.0015806 | 2.0171e-07 | 5.5752e-08 | 0.0095951 | 0.0095951 | 0.0095951 | 0.97821 | -0.4186 | 0.97818 | -0.41927 | 2.636
329 | 0.005481 | 0.0013734 | -0.0054805 | -0.0013734 | 4.3174e-07 | 6.8434e-08 | 0.0083376 | 0.0083377 | 0.0083377 | 0.97818 | -0.41927 | 0.97809 | -0.42092 | 2.2906
330 | 0.00096529 | 0.00024173 | -0.00096528 | -0.00024192 | 1.3119e-08 | -1.8998e-07 | 0.001478 | 0.0014781 | 0.0014781 | 0.97176 | -0.54555 | 0.97174 | -0.54584 | 0.40608
331 | 0.0040561 | 0.0010165 | -0.0040559 | -0.0010165 | 1.8418e-07 | -3.9989e-08 | 0.0062095 | 0.0062096 | 0.0062096 | 0.97198 | -0.54126 | 0.97193 | -0.54221 | 1.7059
332 | -0.0046536 | -0.0011662 | 0.0046539 | 0.0011662 | 2.5371e-07 | -7.0087e-09 | 0.0070801 | 0.0070801 | 0.0070801 | 0.97803 | -0.42207 | 0.97809 | -0.42092 | 1.9451

## res_trafo
| p_hv_mw | q_hv_mvar | p_lv_mw | q_lv_mvar | pl_mw | ql_mvar | i_hv_ka | i_lv_ka | vm_hv_pu | va_hv_degree | vm_lv_pu | va_lv_degree | loading_percent
0 | -1.2729e-15 | -1.3162e-15 | 0.00165 | 1.2699e-07 | 0.00165 | 1.2699e-07 | 5.2857e-17 | 0.0023815 | 0.99998 | 149.9956 | 1 | 0 | 0.2619

## res_ext_grid
| p_mw | q_mvar
0 | 0.55864 | 0.14288

## res_load
| p_mw | q_mvar
0 | 0.0014133 | 0.00035421
1 | 0.0041212 | 0.0010329
2 | 0.0011802 | 0.00029578
3 | 0.0027163 | 0.00068077
4 | 0.0019197 | 0.00048113
5 | 0.0023744 | 0.00059508
6 | 0.0015194 | 0.00038079
7 | 0.001387 | 0.00034761
8 | 0.0020382 | 0.00051082
9 | 0.0020957 | 0.00052524
10 | 0.0034493 | 0.00086448
11 | 0.0052334 | 0.0013116
12 | 0.0029118 | 0.00072976
13 | 0.0032983 | 0.00082664
14 | 0.002097 | 0.00052556
15 | 0.00192 | 0.00048119
16 | 0.00091324 | 0.00022888
17 | 0.0023892 | 0.00059878
18 | 0.001627 | 0.00040775
19 | 0.0032139 | 0.00080547
20 | 0.00084285 | 0.00021124
21 | 0.0013313 | 0.00033366
22 | 0.0013314 | 0.00033367
23 | 0.0018733 | 0.00046949
24 | 0.0013762 | 0.00034492
25 | 0.00093744 | 0.00023495
26 | 0.0015315 | 0.00038382
27 | 0.00092706 | 0.00023234
28 | 0.0008243 | 0.00020659
29 | 0.00090045 | 0.00022568
30 | 0.007774 | 0.0019483
31 | 0.001009 | 0.00025288
32 | 0.0013575 | 0.00034022
33 | 0.00066309 | 0.00016619
34 | 0.00066313 | 0.0001662
35 | 0.001286 | 0.00032229
36 | 0.0012845 | 0.00032193
37 | 0.0019907 | 0.00049891
38 | 0.0012433 | 0.0003116
39 | 0.00056519 | 0.00014165
40 | 0.0018752 | 0.00046996
41 | 0.0021335 | 0.00053471
42 | 0.0010182 | 0.00025517
43 | 0.0020229 | 0.00050697
44 | 0.0013676 | 0.00034274
45 | 0.0012282 | 0.00030782
46 | 0.0010433 | 0.00026147
47 | 0.00099495 | 0.00024936
48 | 0.00086125 | 0.00021585
49 | 0.0019079 | 0.00047816
50 | 0.00098717 | 0.00024741
51 | 0.0014053 | 0.00035221
52 | 0.00094638 | 0.00023718
53 | 0.00093592 | 0.00023456
54 | 0.00093235 | 0.00023367
55 | 0.00073776 | 0.0001849
56 | 0.0018196 | 0.00045604
57 | 0.003593 | 0.00090049
58 | 0.0011779 | 0.00029521
59 | 0.0013109 | 0.00032854
60 | 0.00074746 | 0.00018733
61 | 0.0015248 | 0.00038214
62 | 0.00059333 | 0.0001487
63 | 0.0008584 | 0.00021514
64 | 0.0022847 | 0.0005726
65 | 0.0012904 | 0.00032341
66 | 0.00075238 | 0.00018856
67 | 0.0010872 | 0.00027248
68 | 0.00086075 | 0.00021572
69 | 0.00069192 | 0.00017341
70 | 0.0053534 | 0.0013417
71 | 0.0011294 | 0.00028306
72 | 0.0010652 | 0.00026697
73 | 0.0010397 | 0.00026058
74 | 0.0010403 | 0.00026072
75 | 0.0019022 | 0.00047674
76 | 0.00327 | 0.00081954
77 | 0.00082044 | 0.00020562
78 | 0.0008467 | 0.0002122
79 | 0.00080672 | 0.00020218
80 | 0.0019944 | 0.00049984
81 | 0.0020415 | 0.00051164
82 | 0.0021522 | 0.00053938
83 | 0.00219 | 0.00054887
84 | 0.00093852 | 0.00023521
85 | 0.0010174 | 0.000255
86 | 0.0010174 | 0.000255
87 | 0.0036461 | 0.00091379
88 | 0.00093689 | 0.00023481
89 | 0.003593 | 0.00090049
90 | 0.0020849 | 0.00052251
91 | 0.0011293 | 0.00028303
92 | 0.0019522 | 0.00048927
93 | 0.0018236 | 0.00045704
94 | 0.0017184 | 0.00043068
95 | 0.0015775 | 0.00039535
96 | 0.0054959 | 0.0013774
97 | 0.00077199 | 0.00019348
98 | 0.00083944 | 0.00021038
99 | 0.00094083 | 0.00023579
100 | 0.0013962 | 0.00034992
101 | 0.0021886 | 0.00054852
102 | 0.0011449 | 0.00028693
103 | 0.0010205 | 0.00025576
104 | 0.00097906 | 0.00024537
105 | 0.0010212 | 0.00025593
106 | 0.00045435 | 0.00011387
107 | 0.00099099 | 0.00024836
108 | 0.00039565 | 9.9159e-05
109 | 0.00097408 | 0.00024413
110 | 0.001356 | 0.00033984
111 | 0.0016563 | 0.00041512
112 | 0.0051421 | 0.0012887
113 | 0.0014 | 0.00035087
114 | 0.0032595 | 0.0008169
115 | 0.0013994 | 0.00035072
116 | 0.0021107 | 0.00052899
117 | 0.0038289 | 0.00095961
118 | 0.003805 | 0.00095362
119 | 0.0015775 | 0.00039535
120 | 0.0042071 | 0.0010544
121 | 0.00069862 | 0.00017509
122 | 0.001293 | 0.00032405
123 | 0.0027969 | 0.00070097
124 | 0.00091569 | 0.00022949
125 | 0.0014318 | 0.00035885
126 | 0.0036093 | 0.00090458
127 | 0.00076298 | 0.00019122
128 | 0.0042845 | 0.0010738
129 | 0.002592 | 0.00064962
130 | 0.00090674 | 0.00022725
131 | 0.0025633 | 0.00064243
132 | 0.0040655 | 0.0010189
133 | 0.00081093 | 0.00020324
134 | 0.0020019 | 0.00050173
135 | 0.0017936 | 0.00044952
136 | 0.0005912 | 0.00014817
137 | 0.0020215 | 0.00050664
138 | 0.0031046 | 0.00077808
139 | 0.001324 | 0.00033182
140 | 0.0017021 | 0.00042659
141 | 0.0016622 | 0.00041658
142 | 0.0016595 | 0.00041592
143 | 0.0018645 | 0.00046729
144 | 0.0028735 | 0.00072016
145 | 0.00086764 | 0.00021745
146 | 0.00076757 | 0.00019237
147 | 0.006329 | 0.0015862
148 | 0.0055506 | 0.0013911
149 | 0.0058711 | 0.0014714
150 | 0.00090429 | 0.00022664
151 | 0.0035766 | 0.00089637
152 | 0.0021319 | 0.00053431
153 | 0.0025085 | 0.0006287
154 | 0.0011462 | 0.00028726
155 | 0.0023148 | 0.00058014
156 | 0.00030498 | 7.6436e-05
157 | 0.00081364 | 0.00020392
158 | 0.0022914 | 0.00057428
159 | 0.0045775 | 0.0011472
160 | 0.0011295 | 0.00028309
161 | 0.0033658 | 0.00084356
162 | 0.0045116 | 0.0011307
163 | 0.0009484 | 0.00023769
164 | 0.0010368 | 0.00025985
165 | 0.0022733 | 0.00056973
166 | 0.0023306 | 0.00058411
167 | 0.0032996 | 0.00082696
168 | 0.0028711 | 0.00071956
169 | 0.00366 | 0.00091728
170 | 0.0031895 | 0.00079937
171 | 0.0075639 | 0.0018957
172 | 0.0075639 | 0.0018957
173 | 0.0016194 | 0.00040586
174 | 0.0062131 | 0.0015571
175 | 0.0065347 | 0.0016377
176 | 0.0061124 | 0.0015319
177 | 0.0099589 | 0.0024959
178 | 0.0084915 | 0.0021282
179 | 0.006095 | 0.0015275
180 | 0.007848 | 0.0019669
181 | 0.0012585 | 0.00031541
182 | 0.0088776 | 0.0022249
183 | 0.0021683 | 0.00054342
184 | 0.0091593 | 0.0022955
185 | 0.0007679 | 0.00019245
186 | 0.0003439 | 8.6189e-05
187 | 0.0027118 | 0.00067963
188 | 0.00098313 | 0.0002464
189 | 0.0016258 | 0.00040746
190 | 0.0021554 | 0.0005402
191 | 0.0020439 | 0.00051225
192 | 0.0019904 | 0.00049883
193 | 0.001627 | 0.00040776
194 | 0.0011076 | 0.00027758
195 | 0.0011702 | 0.00029328
196 | 0.0027017 | 0.00067712
197 | 0.00098408 | 0.00024663
198 | 0.0032904 | 0.00082466
199 | 0.0021273 | 0.00053316
200 | 0.0023323 | 0.00058454
201 | 0.00022374 | 5.6075e-05
202 | 0.0017411 | 0.00043635
203 | 0.00080026 | 0.00020056
204 | 0.00087287 | 0.00021876
205 | 0.0017287 | 0.00043326
206 | 0.0013977 | 0.00035029
207 | 0.00093976 | 0.00023553
208 | 0.0011282 | 0.00028276
209 | 0.0055696 | 0.0013959
210 | 0.0082346 | 0.0020638
211 | 0.0020689 | 0.00051852
212 | 0.0051432 | 0.001289
213 | 0.0018085 | 0.00045326
214 | 0.0053221 | 0.0013338
215 | 0.0017377 | 0.0004355
216 | 0.0029385 | 0.00073647
217 | 0.0025181 | 0.0006311
218 | 0.0017115 | 0.00042893
219 | 0.00093824 | 0.00023515
220 | 0.0019976 | 0.00050063
221 | 0.001818 | 0.00045564
222 | 0.0019076 | 0.00047809
223 | 0.0018171 | 0.00045541
224 | 0.0044915 | 0.0011257
225 | 0.00082372 | 0.00020644
226 | 0.0011664 | 0.00029233
227 | 0.00096246 | 0.00024121
228 | 0.0013911 | 0.00034865
229 | 0.00096135 | 0.00024094
230 | 0.00094446 | 0.0002367
231 | 0.00086562 | 0.00021695
232 | 0.00058765 | 0.00014728
233 | 0.0010772 | 0.00026998
234 | 0.0023635 | 0.00059236
235 | 0.0035245 | 0.00088331
236 | 0.0018904 | 0.00047378
237 | 0.0009704 | 0.0002432
238 | 0.00094566 | 0.000237
239 | 0.00085684 | 0.00021474
240 | 0.00092151 | 0.00023095
241 | 0.00093025 | 0.00023314
242 | 0.0008592 | 0.00021533
243 | 0.00096131 | 0.00024093
244 | 0.00096246 | 0.00024121
245 | 0.00085982 | 0.00021549
246 | 0.00096178 | 0.00024105
247 | 0.0009378 | 0.00023503
248 | 0.0026098 | 0.00065408
249 | 0.00082664 | 0.00020718
250 | 0.00082664 | 0.00020718
251 | 0.0022139 | 0.00055486
252 | 0.00096528 | 0.00024192
253 | 0.0017425 | 0.0004367
254 | 0.0040559 | 0.0010165
255 | 0.0023063 | 0.00057801
256 | 0.0010695 | 0.00026804
257 | 0.00082664 | 0.00020718

## dtypes
| element | column | dtype
0 | bus | name | object
1 | bus | vn_kv | float64
2 | bus | type | object
3 | bus | zone | object
4 | bus | in_service | bool
5 | load | name | object
6 | load | bus | uint32
7 | load | p_mw | float64
8 | load | q_mvar | float64
9 | load | const_z_percent | float64
10 | load | const_i_percent | float64
11 | load | sn_mva | float64
12 | load | scaling | float64
13 | load | in_service | bool
14 | load | type | object
15 | ext_grid | name | object
16 | ext_grid | bus | uint32
17 | ext_grid | vm_pu | float64
18 | ext_grid | va_degree | float64
19 | ext_grid | slack_weight | float64
20 | ext_grid | in_service | bool
21 | line | name | object
22 | line | std_type | object
23 | line | from_bus | uint32
24 | line | to_bus | uint32
25 | line | length_km | float64
26 | line | r_ohm_per_km | float64
27 | line | x_ohm_per_km | float64
28 | line | c_nf_per_km | float64
29 | line | g_us_per_km | float64
30 | line | max_i_ka | float64
31 | line | df | float64
32 | line | parallel | uint32
33 | line | type | object
34 | line | in_service | bool
35 | trafo | name | object
36 | trafo | std_type | object
37 | trafo | hv_bus | uint32
38 | trafo | lv_bus | uint32
39 | trafo | sn_mva | float64
40 | trafo | vn_hv_kv | float64
41 | trafo | vn_lv_kv | float64
42 | trafo | vk_percent | float64
43 | trafo | vkr_percent | float64
44 | trafo | pfe_kw | float64
45 | trafo | i0_percent | float64
46 | trafo | shift_degree | float64
47 | trafo | tap_side | object
48 | trafo | tap_neutral | int32
49 | trafo | tap_min | int32
50 | trafo | tap_max | int32
51 | trafo | tap_step_percent | float64
52 | trafo | tap_step_degree | float64
53 | trafo | tap_pos | int32
54 | trafo | tap_phase_shifter | bool
55 | trafo | parallel | uint32
56 | trafo | df | float64
57 | trafo | in_service | bool
58 | line_geodata | coords | object
59 | bus_geodata | x | float64
60 | bus_geodata | y | float64
61 | bus_geodata | coords | object
62 | res_bus | vm_pu | float64
63 | res_bus | va_degree | float64
64 | res_bus | p_mw | float64
65 | res_bus | q_mvar | float64
66 | res_line | p_from_mw | float64
67 | res_line | q_from_mvar | float64
68 | res_line | p_to_mw | float64
69 | res_line | q_to_mvar | float64
70 | res_line | pl_mw | float64
71 | res_line | ql_mvar | float64
72 | res_line | i_from_ka | float64
73 | res_line | i_to_ka | float64
74 | res_line | i_ka | float64
75 | res_line | vm_from_pu | float64
76 | res_line | va_from_degree | float64
77 | res_line | vm_to_pu | float64
78 | res_line | va_to_degree | float64
79 | res_line | loading_percent | float64
80 | res_trafo | p_hv_mw | float64
81 | res_trafo | q_hv_mvar | float64
82 | res_trafo | p_lv_mw | float64
83 | res_trafo | q_lv_mvar | float64
84 | res_trafo | pl_mw | float64
85 | res_trafo | ql_mvar | float64
86 | res_trafo | i_hv_ka | float64
87 | res_trafo | i_lv_ka | float64
88 | res_trafo | vm_hv_pu | float64
89 | res_trafo | va_hv_degree | float64
90 | res_trafo | vm_lv_pu | float64
91 | res_trafo | va_lv_degree | float64
92 | res_trafo | loading_percent | float64
93 | res_ext_grid | p_mw | float64
94 | res_ext_grid | q_mvar | float64
95 | res_load | p_mw | float64
96 | res_load | q_mvar | float64

## parameters
| version | format_version | converged | OPF_converged | name | f_hz | sn_mva
0 | 2.14.6 | 2.14.0 | TRUE | FALSE |  | 50 | 1