## bus
| name | vn_kv | type | zone | in_service
0 | bus_LV_2208-1_0_3_node_0 | 0.4 | n |  | TRUE
1 | bus_LV_2208-1_0_3_node_1 | 0.4 | n |  | TRUE
2 | bus_LV_2208-1_0_3_node_2 | 0.4 | n |  | TRUE
3 | bus_LV_2208-1_0_3_node_17 | 0.4 | n |  | TRUE
4 | bus_LV_2208-1_0_3_node_5 | 0.4 | n |  | TRUE
5 | bus_LV_2208-1_0_3_node_3 | 0.4 | n |  | TRUE
6 | bus_LV_2208-1_0_3_node_6 | 0.4 | n |  | TRUE
7 | bus_LV_2208-1_0_3_node_104 | 0.4 | n |  | TRUE
8 | bus_LV_2208-1_0_3_node_4 | 0.4 | n |  | TRUE
9 | bus_LV_2208-1_0_3_node_125 | 0.4 | n |  | TRUE
10 | bus_LV_2208-1_0_3_node_110 | 0.4 | n |  | TRUE
11 | bus_LV_2208-1_0_3_node_101 | 0.4 | n |  | TRUE
12 | bus_LV_2208-1_0_3_node_12 | 0.4 | n |  | TRUE
13 | bus_LV_2208-1_0_3_node_16 | 0.4 | n |  | TRUE
14 | bus_LV_2208-1_0_3_node_111 | 0.4 | n |  | TRUE
15 | bus_LV_2208-1_0_3_node_14 | 0.4 | n |  | TRUE
16 | bus_LV_2208-1_0_3_node_173 | 0.4 | n |  | TRUE
17 | bus_LV_2208-1_0_3_node_130 | 0.4 | n |  | TRUE
18 | bus_LV_2208-1_0_3_node_123 | 0.4 | n |  | TRUE
19 | bus_LV_2208-1_0_3_node_121 | 0.4 | n |  | TRUE
20 | bus_LV_2208-1_0_3_node_105 | 0.4 | n |  | TRUE
21 | bus_LV_2208-1_0_3_node_124 | 0.4 | n |  | TRUE
22 | bus_LV_2208-1_0_3_node_102 | 0.4 | n |  | TRUE
23 | bus_LV_2208-1_0_3_node_79 | 0.4 | n |  | TRUE
24 | bus_LV_2208-1_0_3_node_118 | 0.4 | n |  | TRUE
25 | bus_LV_2208-1_0_3_node_78 | 0.4 | n |  | TRUE
26 | bus_LV_2208-1_0_3_node_131 | 0.4 | n |  | TRUE
27 | bus_LV_2208-1_0_3_node_42 | 0.4 | n |  | TRUE
28 | bus_LV_2208-1_0_3_node_167 | 0.4 | n |  | TRUE
29 | bus_LV_2208-1_0_3_node_40 | 0.4 | n |  | TRUE
30 | bus_LV_2208-1_0_3_node_171 | 0.4 | n |  | TRUE
31 | bus_LV_2208-1_0_3_node_122 | 0.4 | n |  | TRUE
32 | bus_LV_2208-1_0_3_node_170 | 0.4 | n |  | TRUE
33 | bus_LV_2208-1_0_3_node_172 | 0.4 | n |  | TRUE
34 | bus_LV_2208-1_0_3_node_147 | 0.4 | n |  | TRUE
35 | bus_LV_2208-1_0_3_node_63 | 0.4 | n |  | TRUE
36 | bus_LV_2208-1_0_3_node_108 | 0.4 | n |  | TRUE
37 | bus_LV_2208-1_0_3_node_144 | 0.4 | n |  | TRUE
38 | bus_LV_2208-1_0_3_node_32 | 0.4 | n |  | TRUE
39 | bus_LV_2208-1_0_3_node_33 | 0.4 | n |  | TRUE
40 | bus_LV_2208-1_0_3_node_34 | 0.4 | n |  | TRUE
41 | bus_LV_2208-1_0_3_node_36 | 0.4 | n |  | TRUE
42 | bus_LV_2208-1_0_3_node_35 | 0.4 | n |  | TRUE
43 | bus_LV_2208-1_0_3_node_162 | 0.4 | n |  | TRUE
44 | bus_LV_2208-1_0_3_node_38 | 0.4 | n |  | TRUE
45 | bus_LV_2208-1_0_3_node_47 | 0.4 | n |  | TRUE
46 | bus_LV_2208-1_0_3_node_156 | 0.4 | n |  | TRUE
47 | bus_LV_2208-1_0_3_node_95 | 0.4 | n |  | TRUE
48 | bus_LV_2208-1_0_3_node_37 | 0.4 | n |  | TRUE
49 | bus_LV_2208-1_0_3_node_43 | 0.4 | n |  | TRUE
50 | bus_LV_2208-1_0_3_node_70 | 0.4 | n |  | TRUE
51 | bus_LV_2208-1_0_3_node_45 | 0.4 | n |  | TRUE
52 | bus_LV_2208-1_0_3_node_129 | 0.4 | n |  | TRUE
53 | bus_LV_2208-1_0_3_node_41 | 0.4 | n |  | TRUE
54 | bus_LV_2208-1_0_3_node_73 | 0.4 | n |  | TRUE
55 | bus_LV_2208-1_0_3_node_44 | 0.4 | n |  | TRUE
56 | bus_LV_2208-1_0_3_node_52 | 0.4 | n |  | TRUE
57 | bus_LV_2208-1_0_3_node_72 | 0.4 | n |  | TRUE
58 | bus_LV_2208-1_0_3_node_163 | 0.4 | n |  | TRUE
59 | bus_LV_2208-1_0_3_node_55 | 0.4 | n |  | TRUE
60 | bus_LV_2208-1_0_3_node_48 | 0.4 | n |  | TRUE
61 | bus_LV_2208-1_0_3_node_68 | 0.4 | n |  | TRUE
62 | bus_LV_2208-1_0_3_node_160 | 0.4 | n |  | TRUE
63 | bus_LV_2208-1_0_3_node_155 | 0.4 | n |  | TRUE
64 | bus_LV_2208-1_0_3_node_97 | 0.4 | n |  | TRUE
65 | bus_LV_2208-1_0_3_node_94 | 0.4 | n |  | TRUE
66 | bus_LV_2208-1_0_3_node_96 | 0.4 | n |  | TRUE
67 | bus_LV_2208-1_0_3_node_92 | 0.4 | n |  | TRUE
68 | bus_LV_2208-1_0_3_node_98 | 0.4 | n |  | TRUE
69 | bus_LV_2208-1_0_3_node_93 | 0.4 | n |  | TRUE
70 | bus_LV_2208-1_0_3_node_46 | 0.4 | n |  | TRUE
71 | bus_LV_2208-1_0_3_node_53 | 0.4 | n |  | TRUE
72 | bus_LV_2208-1_0_3_node_54 | 0.4 | n |  | TRUE
73 | bus_LV_2208-1_0_3_node_51 | 0.4 | n |  | TRUE
74 | bus_LV_2208-1_0_3_node_50 | 0.4 | n |  | TRUE
75 | bus_LV_2208-1_0_3_node_58 | 0.4 | n |  | TRUE
76 | bus_LV_2208-1_0_3_node_59 | 0.4 | n |  | TRUE
77 | bus_LV_2208-1_0_3_node_169 | 0.4 | n |  | TRUE
78 | bus_LV_2208-1_0_3_node_61 | 0.4 | n |  | TRUE
79 | bus_LV_2208-1_0_3_node_164 | 0.4 | n |  | TRUE
80 | bus_LV_2208-1_0_3_node_60 | 0.4 | n |  | TRUE
81 | bus_LV_2208-1_0_3_node_64 | 0.4 | n |  | TRUE
82 | bus_LV_2208-1_0_3_node_74 | 0.4 | n |  | TRUE
83 | bus_LV_2208-1_0_3_node_165 | 0.4 | n |  | TRUE
84 | bus_LV_2208-1_0_3_node_75 | 0.4 | n |  | TRUE
85 | bus_LV_2208-1_0_3_node_62 | 0.4 | n |  | TRUE
86 | bus_LV_2208-1_0_3_node_126 | 0.4 | n |  | TRUE
87 | bus_LV_2208-1_0_3_node_127 | 0.4 | n |  | TRUE
88 | bus_LV_2208-1_0_3_node_66 | 0.4 | n |  | TRUE
89 | bus_LV_2208-1_0_3_node_106 | 0.4 | n |  | TRUE
90 | bus_LV_2208-1_0_3_node_133 | 0.4 | n |  | TRUE
91 | bus_LV_2208-1_0_3_node_65 | 0.4 | n |  | TRUE
92 | bus_LV_2208-1_0_3_node_148 | 0.4 | n |  | TRUE
93 | bus_LV_2208-1_0_3_node_135 | 0.4 | n |  | TRUE
94 | bus_LV_2208-1_0_3_node_67 | 0.4 | n |  | TRUE
95 | bus_LV_2208-1_0_3_node_56 | 0.4 | n |  | TRUE
96 | bus_LV_2208-1_0_3_node_69 | 0.4 | n |  | TRUE
97 | bus_LV_2208-1_0_3_node_49 | 0.4 | n |  | TRUE
98 | bus_LV_2208-1_0_3_node_57 | 0.4 | n |  | TRUE
99 | bus_LV_2208-1_0_3_node_76 | 0.4 | n |  | TRUE
100 | bus_LV_2208-1_0_3_node_145 | 0.4 | n |  | TRUE
101 | bus_LV_2208-1_0_3_node_107 | 0.4 | n |  | TRUE
102 | bus_LV_2208-1_0_3_node_132 | 0.4 | n |  | TRUE
103 | bus_LV_2208-1_0_3_node_149 | 0.4 | n |  | TRUE
104 | bus_LV_2208-1_0_3_node_136 | 0.4 | n |  | TRUE
105 | bus_LV_2208-1_0_3_node_71 | 0.4 | n |  | TRUE
106 | bus_LV_2208-1_0_3_node_116 | 0.4 | n |  | TRUE
107 | bus_LV_2208-1_0_3_node_99 | 0.4 | n |  | TRUE
108 | bus_LV_2208-1_0_3_node_100 | 0.4 | n |  | TRUE
109 | bus_LV_2208-1_0_3_node_109 | 0.4 | n |  | TRUE
110 | bus_LV_2208-1_0_3_node_103 | 0.4 | n |  | TRUE
111 | bus_LV_2208-1_0_3_node_128 | 0.4 | n |  | TRUE
112 | bus_LV_2208-1_0_3_node_141 | 0.4 | n |  | TRUE
113 | bus_LV_2208-1_0_3_node_115 | 0.4 | n |  | TRUE
114 | bus_LV_2208-1_0_3_node_117 | 0.4 | n |  | TRUE
115 | bus_LV_2208-1_0_3_node_119 | 0.4 | n |  | TRUE
116 | bus_LV_2208-1_0_3_node_120 | 0.4 | n |  | TRUE
117 | bus_LV_2208-1_0_3_node_146 | 0.4 | n |  | TRUE
118 | bus_LV_2208-1_0_3_node_139 | 0.4 | n |  | TRUE
119 | bus_LV_2208-1_0_3_node_134 | 0.4 | n |  | TRUE
120 | bus_LV_2208-1_0_3_node_137 | 0.4 | n |  | TRUE
121 | bus_LV_2208-1_0_3_node_138 | 0.4 | n |  | TRUE
122 | bus_LV_2208-1_0_3_node_140 | 0.4 | n |  | TRUE
123 | bus_LV_2208-1_0_3_node_142 | 0.4 | n |  | TRUE
124 | bus_LV_2208-1_0_3_node_143 | 0.4 | n |  | TRUE
125 | bus_LV_2208-1_0_3_node_157 | 0.4 | n |  | TRUE
126 | bus_LV_2208-1_0_3_node_158 | 0.4 | n |  | TRUE
127 | bus_LV_2208-1_0_3_node_150 | 0.4 | n |  | TRUE
128 | bus_LV_2208-1_0_3_node_151 | 0.4 | n |  | TRUE
129 | bus_LV_2208-1_0_3_node_152 | 0.4 | n |  | TRUE
130 | bus_LV_2208-1_0_3_node_153 | 0.4 | n |  | TRUE
131 | bus_LV_2208-1_0_3_node_154 | 0.4 | n |  | TRUE
132 | bus_LV_2208-1_0_3_node_161 | 0.4 | n |  | TRUE
133 | bus_LV_2208-1_0_3_node_159 | 0.4 | n |  | TRUE
134 | bus_MV_373_0_node_21 | 20 | n |  | TRUE

## load
| name | bus | p_mw | q_mvar | const_z_percent | const_i_percent | sn_mva | scaling | in_service | type
0 | LV_2208-1_0_3_load_0 | 0 | 0.011864 | 0.0029735 | 0 | 0 |  | 1 | TRUE | wye
1 | LV_2208-1_0_3_load_104 | 7 | 0.0023368 | 0.00058566 | 0 | 0 |  | 1 | TRUE | wye
2 | LV_2208-1_0_3_load_125 | 9 | 0.0014555 | 0.00036477 | 0 | 0 |  | 1 | TRUE | wye
3 | LV_2208-1_0_3_load_110 | 10 | 0.0019109 | 0.00047891 | 0 | 0 |  | 1 | TRUE | wye
4 | LV_2208-1_0_3_load_101 | 11 | 0.013645 | 0.0034198 | 0 | 0 |  | 1 | TRUE | wye
5 | LV_2208-1_0_3_load_111 | 14 | 0.0092816 | 0.0023262 | 0 | 0 |  | 1 | TRUE | wye
6 | LV_2208-1_0_3_load_173 | 16 | 0.0047023 | 0.0011785 | 0 | 0 |  | 1 | TRUE | wye
7 | LV_2208-1_0_3_load_130 | 17 | 0.001532 | 0.00038397 | 0 | 0 |  | 1 | TRUE | wye
8 | LV_2208-1_0_3_load_123 | 18 | 0.0012235 | 0.00030665 | 0 | 0 |  | 1 | TRUE | wye
9 | LV_2208-1_0_3_load_121 | 19 | 0.0089468 | 0.0022423 | 0 | 0 |  | 1 | TRUE | wye
10 | LV_2208-1_0_3_load_105 | 20 | 0.0023338 | 0.0005849 | 0 | 0 |  | 1 | TRUE | wye
11 | LV_2208-1_0_3_load_124 | 21 | 0.0056164 | 0.0014076 | 0 | 0 |  | 1 | TRUE | wye
12 | LV_2208-1_0_3_load_131 | 26 | 0.0011438 | 0.00028665 | 0 | 0 |  | 1 | TRUE | wye
13 | LV_2208-1_0_3_load_167 | 28 | 5.047e-05 | 1.2649e-05 | 0 | 0 |  | 1 | TRUE | wye
14 | LV_2208-1_0_3_load_122 | 31 | 0.0070232 | 0.0017602 | 0 | 0 |  | 1 | TRUE | wye
15 | LV_2208-1_0_3_load_172 | 33 | 0.0016707 | 0.00041872 | 0 | 0 |  | 1 | TRUE | wye
16 | LV_2208-1_0_3_load_147 | 34 | 0.0023615 | 0.00059186 | 0 | 0 |  | 1 | TRUE | wye
17 | LV_2208-1_0_3_load_108 | 36 | 0.008827 | 0.0022123 | 0 | 0 |  | 1 | TRUE | wye
18 | LV_2208-1_0_3_load_144 | 37 | 0.0063766 | 0.0015981 | 0 | 0 |  | 1 | TRUE | wye
19 | LV_2208-1_0_3_load_32 | 38 | 0.0037635 | 0.00094323 | 0 | 0 |  | 1 | TRUE | wye
20 | LV_2208-1_0_3_load_34 | 40 | 0.0034342 | 0.00086069 | 0 | 0 |  | 1 | TRUE | wye
21 | LV_2208-1_0_3_load_162 | 43 | 0.002456 | 0.00061552 | 0 | 0 |  | 1 | TRUE | wye
22 | LV_2208-1_0_3_load_70 | 50 | 0.0019897 | 0.00049867 | 0 | 0 |  | 1 | TRUE | wye
23 | LV_2208-1_0_3_load_45 | 51 | 0.0018514 | 0.000464 | 0 | 0 |  | 1 | TRUE | wye
24 | LV_2208-1_0_3_load_129 | 52 | 0.00010868 | 2.7237e-05 | 0 | 0 |  | 1 | TRUE | wye
25 | LV_2208-1_0_3_load_73 | 54 | 0.0047794 | 0.0011978 | 0 | 0 |  | 1 | TRUE | wye
26 | LV_2208-1_0_3_load_52 | 56 | 0.0041578 | 0.001042 | 0 | 0 |  | 1 | TRUE | wye
27 | LV_2208-1_0_3_load_72 | 57 | 0.0038465 | 0.00096402 | 0 | 0 |  | 1 | TRUE | wye
28 | LV_2208-1_0_3_load_163 | 58 | 0.003901 | 0.00097768 | 0 | 0 |  | 1 | TRUE | wye
29 | LV_2208-1_0_3_load_55 | 59 | 0.0041801 | 0.0010476 | 0 | 0 |  | 1 | TRUE | wye
30 | LV_2208-1_0_3_load_68 | 61 | 0.0052716 | 0.0013212 | 0 | 0 |  | 1 | TRUE | wye
31 | LV_2208-1_0_3_load_160 | 62 | 0.003317 | 0.00083131 | 0 | 0 |  | 1 | TRUE | wye
32 | LV_2208-1_0_3_load_155 | 63 | 0.0049799 | 0.0012481 | 0 | 0 |  | 1 | TRUE | wye
33 | LV_2208-1_0_3_load_92 | 67 | 0.002436 | 0.00061051 | 0 | 0 |  | 1 | TRUE | wye
34 | LV_2208-1_0_3_load_98 | 68 | 0.00043816 | 0.00010981 | 0 | 0 |  | 1 | TRUE | wye
35 | LV_2208-1_0_3_load_93 | 69 | 0.0001448 | 3.6291e-05 | 0 | 0 |  | 1 | TRUE | wye
36 | LV_2208-1_0_3_load_46 | 70 | 0.0014962 | 0.00037498 | 0 | 0 |  | 1 | TRUE | wye
37 | LV_2208-1_0_3_load_54 | 72 | 0.0076735 | 0.0019232 | 0 | 0 |  | 1 | TRUE | wye
38 | LV_2208-1_0_3_load_51 | 73 | 0.0044407 | 0.0011129 | 0 | 0 |  | 1 | TRUE | wye
39 | LV_2208-1_0_3_load_50 | 74 | 5.1225e-05 | 1.2838e-05 | 0 | 0 |  | 1 | TRUE | wye
40 | LV_2208-1_0_3_load_169 | 77 | 0.0026917 | 0.0006746 | 0 | 0 |  | 1 | TRUE | wye
41 | LV_2208-1_0_3_load_164 | 79 | 0.0031831 | 0.00079777 | 0 | 0 |  | 1 | TRUE | wye
42 | LV_2208-1_0_3_load_74 | 82 | 0.0069527 | 0.0017425 | 0 | 0 |  | 1 | TRUE | wye
43 | LV_2208-1_0_3_load_165 | 83 | 0.01803 | 0.0045188 | 0 | 0 |  | 1 | TRUE | wye
44 | LV_2208-1_0_3_load_126 | 86 | 0.003415 | 0.00085589 | 0 | 0 |  | 1 | TRUE | wye
45 | LV_2208-1_0_3_load_127 | 87 | 0.003609 | 0.00090449 | 0 | 0 |  | 1 | TRUE | wye
46 | LV_2208-1_0_3_load_133 | 90 | 0.0049875 | 0.00125 | 0 | 0 |  | 1 | TRUE | wye
47 | LV_2208-1_0_3_load_148 | 92 | 0.010042 | 0.0025167 | 0 | 0 |  | 1 | TRUE | wye
48 | LV_2208-1_0_3_load_135 | 93 | 0.0046311 | 0.0011607 | 0 | 0 |  | 1 | TRUE | wye
49 | LV_2208-1_0_3_load_56 | 95 | 0.0024707 | 0.00061922 | 0 | 0 |  | 1 | TRUE | wye
50 | LV_2208-1_0_3_load_49 | 97 | 0.0018806 | 0.00047133 | 0 | 0 |  | 1 | TRUE | wye
51 | LV_2208-1_0_3_load_57 | 98 | 0.0025665 | 0.00064323 | 0 | 0 |  | 1 | TRUE | wye
52 | LV_2208-1_0_3_load_76 | 99 | 0.0077918 | 0.0019528 | 0 | 0 |  | 1 | TRUE | wye
53 | LV_2208-1_0_3_load_145 | 100 | 0.005167 | 0.001295 | 0 | 0 |  | 1 | TRUE | wye
54 | LV_2208-1_0_3_load_107 | 101 | 0.0053567 | 0.0013425 | 0 | 0 |  | 1 | TRUE | wye
55 | LV_2208-1_0_3_load_132 | 102 | 0.0044968 | 0.001127 | 0 | 0 |  | 1 | TRUE | wye
56 | LV_2208-1_0_3_load_136 | 104 | 0.003965 | 0.00099371 | 0 | 0 |  | 1 | TRUE | wye
57 | LV_2208-1_0_3_load_71 | 105 | 0.0033384 | 0.00083669 | 0 | 0 |  | 1 | TRUE | wye
58 | LV_2208-1_0_3_load_116 | 106 | 0.0026535 | 0.00066502 | 0 | 0 |  | 1 | TRUE | wye
59 | LV_2208-1_0_3_load_100 | 108 | 0.00030224 | 7.5748e-05 | 0 | 0 |  | 1 | TRUE | wye
60 | LV_2208-1_0_3_load_109 | 109 | 0.0005259 | 0.0001318 | 0 | 0 |  | 1 | TRUE | wye
61 | LV_2208-1_0_3_load_103 | 110 | 0.0050878 | 0.0012751 | 0 | 0 |  | 1 | TRUE | wye
62 | LV_2208-1_0_3_load_141 | 112 | 0.0029014 | 0.00072715 | 0 | 0 |  | 1 | TRUE | wye
63 | LV_2208-1_0_3_load_115 | 113 | 0.0034114 | 0.00085497 | 0 | 0 |  | 1 | TRUE | wye
64 | LV_2208-1_0_3_load_117 | 114 | 8.2335e-05 | 2.0635e-05 | 0 | 0 |  | 1 | TRUE | wye
65 | LV_2208-1_0_3_load_119 | 115 | 9.5396e-05 | 2.3909e-05 | 0 | 0 |  | 1 | TRUE | wye
66 | LV_2208-1_0_3_load_120 | 116 | 5.8641e-05 | 1.4697e-05 | 0 | 0 |  | 1 | TRUE | wye
67 | LV_2208-1_0_3_load_146 | 117 | 0.0031525 | 0.00079009 | 0 | 0 |  | 1 | TRUE | wye
68 | LV_2208-1_0_3_load_139 | 118 | 0.0082988 | 0.0020799 | 0 | 0 |  | 1 | TRUE | wye
69 | LV_2208-1_0_3_load_134 | 119 | 0.0082919 | 0.0020781 | 0 | 0 |  | 1 | TRUE | wye
70 | LV_2208-1_0_3_load_137 | 120 | 0.0032951 | 0.00082583 | 0 | 0 |  | 1 | TRUE | wye
71 | LV_2208-1_0_3_load_138 | 121 | 0.0068363 | 0.0017133 | 0 | 0 |  | 1 | TRUE | wye
72 | LV_2208-1_0_3_load_140 | 122 | 0.00342 | 0.00085712 | 0 | 0 |  | 1 | TRUE | wye
73 | LV_2208-1_0_3_load_142 | 123 | 0.0032642 | 0.00081809 | 0 | 0 |  | 1 | TRUE | wye
74 | LV_2208-1_0_3_load_143 | 124 | 0.0038355 | 0.00096126 | 0 | 0 |  | 1 | TRUE | wye
75 | LV_2208-1_0_3_load_157 | 125 | 0.0020472 | 0.00051307 | 0 | 0 |  | 1 | TRUE | wye
76 | LV_2208-1_0_3_load_158 | 126 | 0.0027206 | 0.00068186 | 0 | 0 |  | 1 | TRUE | wye
77 | LV_2208-1_0_3_load_150 | 127 | 0.0019417 | 0.00048664 | 0 | 0 |  | 1 | TRUE | wye
78 | LV_2208-1_0_3_load_151 | 128 | 0.0050281 | 0.0012602 | 0 | 0 |  | 1 | TRUE | wye
79 | LV_2208-1_0_3_load_152 | 129 | 0.0021639 | 0.00054232 | 0 | 0 |  | 1 | TRUE | wye
80 | LV_2208-1_0_3_load_154 | 131 | 0.0024541 | 0.00061505 | 0 | 0 |  | 1 | TRUE | wye
81 | LV_2208-1_0_3_load_161 | 132 | 0.010241 | 0.0025665 | 0 | 0 |  | 1 | TRUE | wye
82 | LV_2208-1_0_3_load_159 | 133 | 0.0020591 | 0.00051607 | 0 | 0 |  | 1 | TRUE | wye

## ext_grid
| name | bus | vm_pu | va_degree | slack_weight | in_service
0 |  | 128 | 1 | 0 | 1 | TRUE

## line
| name | std_type | from_bus | to_bus | length_km | r_ohm_per_km | x_ohm_per_km | c_nf_per_km | g_us_per_km | max_i_ka | df | parallel | type | in_service
0 | LV_2208-1_0_3_line_0 |  | 0 | 1 | 0.033029 | 0.125 | 0.08 | 261 | 0 | 0.364 | 1 | 1 | cs | TRUE
1 | LV_2208-1_0_3_line_1 |  | 0 | 2 | 0.0064152 | 0.125 | 0.08 | 261 | 0 | 0.364 | 1 | 1 | cs | TRUE
2 | LV_2208-1_0_3_line_2 |  | 1 | 3 | 0.13749 | 0.125 | 0.08 | 261 | 0 | 0.364 | 1 | 1 | cs | TRUE
3 | LV_2208-1_0_3_line_3 |  | 2 | 4 | 0.062684 | 0.125 | 0.08 | 261 | 0 | 0.364 | 1 | 2 | cs | TRUE
4 | LV_2208-1_0_3_line_4 |  | 2 | 5 | 0.078136 | 0.125 | 0.08 | 261 | 0 | 0.364 | 1 | 2 | cs | TRUE
5 | LV_2208-1_0_3_line_5 |  | 3 | 18 | 0.072165 | 0.125 | 0.08 | 261 | 0 | 0.364 | 1 | 1 | cs | TRUE
6 | LV_2208-1_0_3_line_6 |  | 3 | 19 | 0.032081 | 0.125 | 0.08 | 261 | 0 | 0.364 | 1 | 1 | cs | TRUE
7 | LV_2208-1_0_3_line_7 |  | 3 | 15 | 0.27691 | 0.125 | 0.08 | 261 | 0 | 0.364 | 1 | 1 | cs | TRUE
8 | LV_2208-1_0_3_line_8 |  | 4 | 10 | 0.030496 | 0.125 | 0.08 | 261 | 0 | 0.364 | 1 | 2 | cs | TRUE
9 | LV_2208-1_0_3_line_9 |  | 5 | 6 | 0.04436 | 0.125 | 0.08 | 261 | 0 | 0.364 | 1 | 1 | cs | TRUE
10 | LV_2208-1_0_3_line_10 |  | 5 | 7 | 0.035989 | 0.125 | 0.08 | 261 | 0 | 0.364 | 1 | 2 | cs | TRUE
11 | LV_2208-1_0_3_line_11 |  | 6 | 11 | 0.020025 | 0.125 | 0.08 | 261 | 0 | 0.364 | 1 | 1 | cs | TRUE
12 | LV_2208-1_0_3_line_12 |  | 6 | 8 | 0.022674 | 0.125 | 0.08 | 261 | 0 | 0.364 | 1 | 1 | cs | TRUE
13 | LV_2208-1_0_3_line_13 |  | 7 | 20 | 0.0023518 | 0.125 | 0.08 | 261 | 0 | 0.364 | 1 | 2 | cs | TRUE
14 | LV_2208-1_0_3_line_14 |  | 8 | 9 | 0.018439 | 0.125 | 0.08 | 261 | 0 | 0.364 | 1 | 1 | cs | TRUE
15 | LV_2208-1_0_3_line_15 |  | 9 | 21 | 0.03953 | 0.125 | 0.08 | 261 | 0 | 0.364 | 1 | 1 | cs | TRUE
16 | LV_2208-1_0_3_line_16 |  | 10 | 14 | 0.019355 | 0.125 | 0.08 | 261 | 0 | 0.364 | 1 | 2 | cs | TRUE
17 | LV_2208-1_0_3_line_17 |  | 11 | 22 | 0.039793 | 0.125 | 0.08 | 261 | 0 | 0.364 | 1 | 1 | cs | TRUE
18 | LV_2208-1_0_3_line_18 |  | 12 | 13 | 0.059971 | 0.125 | 0.08 | 261 | 0 | 0.364 | 1 | 2 | cs | TRUE
19 | LV_2208-1_0_3_line_19 |  | 12 | 14 | 0.023422 | 0.125 | 0.08 | 261 | 0 | 0.364 | 1 | 2 | cs | TRUE
20 | LV_2208-1_0_3_line_20 |  | 13 | 17 | 0.010746 | 0.125 | 0.08 | 261 | 0 | 0.364 | 1 | 1 | cs | TRUE
21 | LV_2208-1_0_3_line_21 |  | 15 | 16 | 0.017815 | 0.125 | 0.08 | 261 | 0 | 0.364 | 1 | 1 | cs | TRUE
22 | LV_2208-1_0_3_line_22 |  | 16 | 30 | 0.017382 | 0.125 | 0.08 | 261 | 0 | 0.364 | 1 | 1 | cs | TRUE
23 | LV_2208-1_0_3_line_23 |  | 17 | 23 | 0.014841 | 0.125 | 0.08 | 261 | 0 | 0.364 | 1 | 1 | cs | TRUE
24 | LV_2208-1_0_3_line_24 |  | 19 | 31 | 0.062363 | 0.125 | 0.08 | 261 | 0 | 0.364 | 1 | 1 | cs | TRUE
25 | LV_2208-1_0_3_line_25 |  | 20 | 89 | 0.063736 | 0.125 | 0.08 | 261 | 0 | 0.364 | 1 | 2 | cs | TRUE
26 | LV_2208-1_0_3_line_26 |  | 22 | 110 | 0.012538 | 0.125 | 0.08 | 261 | 0 | 0.364 | 1 | 1 | cs | TRUE
27 | LV_2208-1_0_3_line_27 |  | 23 | 24 | 0.011068 | 0.125 | 0.08 | 261 | 0 | 0.364 | 1 | 1 | cs | TRUE
28 | LV_2208-1_0_3_line_28 |  | 23 | 25 | 0.073501 | 0.125 | 0.08 | 261 | 0 | 0.364 | 1 | 1 | cs | TRUE
29 | LV_2208-1_0_3_line_29 |  | 24 | 106 | 0.071034 | 0.125 | 0.08 | 261 | 0 | 0.364 | 1 | 1 | cs | TRUE
30 | LV_2208-1_0_3_line_30 |  | 25 | 26 | 0.067868 | 0.125 | 0.08 | 261 | 0 | 0.364 | 1 | 1 | cs | TRUE
31 | LV_2208-1_0_3_line_31 |  | 26 | 64 | 0.038275 | 0.125 | 0.08 | 261 | 0 | 0.364 | 1 | 1 | cs | TRUE
32 | LV_2208-1_0_3_line_32 |  | 27 | 28 | 0.05316 | 0.125 | 0.08 | 261 | 0 | 0.364 | 1 | 1 | cs | TRUE
33 | LV_2208-1_0_3_line_33 |  | 27 | 29 | 0.20957 | 0.125 | 0.08 | 261 | 0 | 0.364 | 1 | 1 | cs | TRUE
34 | LV_2208-1_0_3_line_34 |  | 29 | 49 | 0.097439 | 0.125 | 0.08 | 261 | 0 | 0.364 | 1 | 1 | cs | TRUE
35 | LV_2208-1_0_3_line_35 |  | 29 | 52 | 0.022092 | 0.125 | 0.08 | 261 | 0 | 0.364 | 1 | 1 | cs | TRUE
36 | LV_2208-1_0_3_line_36 |  | 30 | 32 | 0.02586 | 0.125 | 0.08 | 261 | 0 | 0.364 | 1 | 1 | cs | TRUE
37 | LV_2208-1_0_3_line_37 |  | 32 | 33 | 0.008946 | 0.125 | 0.08 | 261 | 0 | 0.364 | 1 | 1 | cs | TRUE
38 | LV_2208-1_0_3_line_38 |  | 34 | 35 | 0.054988 | 0.125 | 0.08 | 261 | 0 | 0.364 | 1 | 1 | cs | TRUE
39 | LV_2208-1_0_3_line_39 |  | 35 | 85 | 0.20532 | 0.125 | 0.08 | 261 | 0 | 0.364 | 1 | 1 | cs | TRUE
40 | LV_2208-1_0_3_line_40 |  | 36 | 37 | 0.053135 | 0.125 | 0.08 | 261 | 0 | 0.364 | 1 | 1 | cs | TRUE
41 | LV_2208-1_0_3_line_41 |  | 37 | 111 | 0.0155 | 0.125 | 0.08 | 261 | 0 | 0.364 | 1 | 1 | cs | TRUE
42 | LV_2208-1_0_3_line_42 |  | 38 | 39 | 0.010141 | 0.125 | 0.08 | 261 | 0 | 0.364 | 1 | 1 | cs | TRUE
43 | LV_2208-1_0_3_line_43 |  | 39 | 40 | 0.08529 | 0.125 | 0.08 | 261 | 0 | 0.364 | 1 | 1 | cs | TRUE
44 | LV_2208-1_0_3_line_44 |  | 39 | 41 | 0.084138 | 0.125 | 0.08 | 261 | 0 | 0.364 | 1 | 1 | cs | TRUE
45 | LV_2208-1_0_3_line_45 |  | 41 | 47 | 0.089454 | 0.125 | 0.08 | 261 | 0 | 0.364 | 1 | 1 | cs | TRUE
46 | LV_2208-1_0_3_line_46 |  | 42 | 43 | 0.02316 | 0.125 | 0.08 | 261 | 0 | 0.364 | 1 | 1 | cs | TRUE
47 | LV_2208-1_0_3_line_47 |  | 42 | 44 | 0.035122 | 0.125 | 0.08 | 261 | 0 | 0.364 | 1 | 1 | cs | TRUE
48 | LV_2208-1_0_3_line_48 |  | 42 | 45 | 0.069264 | 0.125 | 0.08 | 261 | 0 | 0.364 | 1 | 1 | cs | TRUE
49 | LV_2208-1_0_3_line_49 |  | 42 | 46 | 0.030749 | 0.125 | 0.08 | 261 | 0 | 0.364 | 1 | 1 | cs | TRUE
50 | LV_2208-1_0_3_line_50 |  | 43 | 58 | 0.040521 | 0.125 | 0.08 | 261 | 0 | 0.364 | 1 | 1 | cs | TRUE
51 | LV_2208-1_0_3_line_51 |  | 44 | 51 | 0.0079656 | 0.125 | 0.08 | 261 | 0 | 0.364 | 1 | 1 | cs | TRUE
52 | LV_2208-1_0_3_line_52 |  | 44 | 48 | 0.040799 | 0.125 | 0.08 | 261 | 0 | 0.364 | 1 | 1 | cs | TRUE
53 | LV_2208-1_0_3_line_53 |  | 45 | 59 | 0.032169 | 0.125 | 0.08 | 261 | 0 | 0.364 | 1 | 1 | cs | TRUE
54 | LV_2208-1_0_3_line_54 |  | 46 | 62 | 0.062308 | 0.125 | 0.08 | 261 | 0 | 0.364 | 1 | 1 | cs | TRUE
55 | LV_2208-1_0_3_line_55 |  | 46 | 63 | 0.016734 | 0.125 | 0.08 | 261 | 0 | 0.364 | 1 | 1 | cs | TRUE
56 | LV_2208-1_0_3_line_56 |  | 47 | 68 | 0.010545 | 0.125 | 0.08 | 261 | 0 | 0.364 | 1 | 1 | cs | TRUE
57 | LV_2208-1_0_3_line_57 |  | 47 | 69 | 0.024318 | 0.125 | 0.08 | 261 | 0 | 0.364 | 1 | 1 | cs | TRUE
58 | LV_2208-1_0_3_line_58 |  | 48 | 49 | 0.04622 | 0.125 | 0.08 | 261 | 0 | 0.364 | 1 | 1 | cs | TRUE
59 | LV_2208-1_0_3_line_59 |  | 48 | 50 | 0.051841 | 0.125 | 0.08 | 261 | 0 | 0.364 | 1 | 1 | cs | TRUE
60 | LV_2208-1_0_3_line_60 |  | 49 | 55 | 0.024847 | 0.125 | 0.08 | 261 | 0 | 0.364 | 1 | 1 | cs | TRUE
61 | LV_2208-1_0_3_line_61 |  | 49 | 56 | 0.06565 | 0.125 | 0.08 | 261 | 0 | 0.364 | 1 | 1 | cs | TRUE
62 | LV_2208-1_0_3_line_62 |  | 50 | 60 | 0.035507 | 0.125 | 0.08 | 261 | 0 | 0.364 | 1 | 1 | cs | TRUE
63 | LV_2208-1_0_3_line_63 |  | 51 | 70 | 0.026869 | 0.125 | 0.08 | 261 | 0 | 0.364 | 1 | 1 | cs | TRUE
64 | LV_2208-1_0_3_line_64 |  | 53 | 54 | 0.01319 | 0.125 | 0.08 | 261 | 0 | 0.364 | 1 | 1 | cs | TRUE
65 | LV_2208-1_0_3_line_65 |  | 53 | 55 | 0.017153 | 0.125 | 0.08 | 261 | 0 | 0.364 | 1 | 1 | cs | TRUE
66 | LV_2208-1_0_3_line_66 |  | 55 | 57 | 0.031814 | 0.125 | 0.08 | 261 | 0 | 0.364 | 1 | 1 | cs | TRUE
67 | LV_2208-1_0_3_line_67 |  | 56 | 74 | 0.0095886 | 0.125 | 0.08 | 261 | 0 | 0.364 | 1 | 1 | cs | TRUE
68 | LV_2208-1_0_3_line_68 |  | 58 | 79 | 0.025236 | 0.125 | 0.08 | 261 | 0 | 0.364 | 1 | 1 | cs | TRUE
69 | LV_2208-1_0_3_line_69 |  | 59 | 95 | 0.0091291 | 0.125 | 0.08 | 261 | 0 | 0.364 | 1 | 1 | cs | TRUE
70 | LV_2208-1_0_3_line_70 |  | 60 | 61 | 0.0052718 | 0.125 | 0.08 | 261 | 0 | 0.364 | 1 | 1 | cs | TRUE
71 | LV_2208-1_0_3_line_71 |  | 61 | 96 | 0.017349 | 0.125 | 0.08 | 261 | 0 | 0.364 | 1 | 1 | cs | TRUE
72 | LV_2208-1_0_3_line_72 |  | 62 | 132 | 0.027602 | 0.125 | 0.08 | 261 | 0 | 0.364 | 1 | 1 | cs | TRUE
73 | LV_2208-1_0_3_line_73 |  | 63 | 130 | 0.037651 | 0.125 | 0.08 | 261 | 0 | 0.364 | 1 | 1 | cs | TRUE
74 | LV_2208-1_0_3_line_74 |  | 64 | 65 | 0.034582 | 0.125 | 0.08 | 261 | 0 | 0.364 | 1 | 1 | cs | TRUE
75 | LV_2208-1_0_3_line_75 |  | 65 | 66 | 0.034822 | 0.125 | 0.08 | 261 | 0 | 0.364 | 1 | 1 | cs | TRUE
76 | LV_2208-1_0_3_line_76 |  | 65 | 67 | 0.0068369 | 0.125 | 0.08 | 261 | 0 | 0.364 | 1 | 1 | cs | TRUE
77 | LV_2208-1_0_3_line_77 |  | 66 | 107 | 0.075411 | 0.125 | 0.08 | 261 | 0 | 0.364 | 1 | 1 | cs | TRUE
78 | LV_2208-1_0_3_line_78 |  | 66 | 108 | 0.015578 | 0.125 | 0.08 | 261 | 0 | 0.364 | 1 | 1 | cs | TRUE
79 | LV_2208-1_0_3_line_79 |  | 67 | 69 | 0.012952 | 0.125 | 0.08 | 261 | 0 | 0.364 | 1 | 1 | cs | TRUE
80 | LV_2208-1_0_3_line_80 |  | 71 | 72 | 0.0213 | 0.125 | 0.08 | 261 | 0 | 0.364 | 1 | 1 | cs | TRUE
81 | LV_2208-1_0_3_line_81 |  | 71 | 73 | 0.060827 | 0.125 | 0.08 | 261 | 0 | 0.364 | 1 | 1 | cs | TRUE
82 | LV_2208-1_0_3_line_82 |  | 73 | 97 | 0.034378 | 0.125 | 0.08 | 261 | 0 | 0.364 | 1 | 1 | cs | TRUE
83 | LV_2208-1_0_3_line_83 |  | 74 | 97 | 0.010331 | 0.125 | 0.08 | 261 | 0 | 0.364 | 1 | 1 | cs | TRUE
84 | LV_2208-1_0_3_line_84 |  | 75 | 76 | 0.2319 | 0.125 | 0.08 | 261 | 0 | 0.364 | 1 | 1 | cs | TRUE
85 | LV_2208-1_0_3_line_85 |  | 75 | 77 | 0.015186 | 0.125 | 0.08 | 261 | 0 | 0.364 | 1 | 1 | cs | TRUE
86 | LV_2208-1_0_3_line_86 |  | 76 | 78 | 0.019401 | 0.125 | 0.08 | 261 | 0 | 0.364 | 1 | 1 | cs | TRUE
87 | LV_2208-1_0_3_line_87 |  | 76 | 79 | 0.070113 | 0.125 | 0.08 | 261 | 0 | 0.364 | 1 | 1 | cs | TRUE
88 | LV_2208-1_0_3_line_88 |  | 78 | 83 | 0.017668 | 0.125 | 0.08 | 261 | 0 | 0.364 | 1 | 1 | cs | TRUE
89 | LV_2208-1_0_3_line_89 |  | 78 | 84 | 0.011206 | 0.125 | 0.08 | 261 | 0 | 0.364 | 1 | 1 | cs | TRUE
90 | LV_2208-1_0_3_line_90 |  | 80 | 81 | 0.075355 | 0.125 | 0.08 | 261 | 0 | 0.364 | 1 | 1 | cs | TRUE
91 | LV_2208-1_0_3_line_91 |  | 80 | 82 | 0.032653 | 0.125 | 0.08 | 261 | 0 | 0.364 | 1 | 1 | cs | TRUE
92 | LV_2208-1_0_3_line_92 |  | 81 | 90 | 0.041392 | 0.125 | 0.08 | 261 | 0 | 0.364 | 1 | 1 | cs | TRUE
93 | LV_2208-1_0_3_line_93 |  | 82 | 94 | 0.022446 | 0.125 | 0.08 | 261 | 0 | 0.364 | 1 | 1 | cs | TRUE
94 | LV_2208-1_0_3_line_94 |  | 84 | 99 | 0.018279 | 0.125 | 0.08 | 261 | 0 | 0.364 | 1 | 1 | cs | TRUE
95 | LV_2208-1_0_3_line_95 |  | 84 | 94 | 0.001271 | 0.125 | 0.08 | 261 | 0 | 0.364 | 1 | 1 | cs | TRUE
96 | LV_2208-1_0_3_line_96 |  | 85 | 86 | 0.030441 | 0.125 | 0.08 | 261 | 0 | 0.364 | 1 | 2 | cs | TRUE
97 | LV_2208-1_0_3_line_97 |  | 85 | 87 | 0.023551 | 0.125 | 0.08 | 261 | 0 | 0.364 | 1 | 1 | cs | TRUE
98 | LV_2208-1_0_3_line_98 |  | 85 | 88 | 0.088177 | 0.125 | 0.08 | 261 | 0 | 0.364 | 1 | 1 | cs | TRUE
99 | LV_2208-1_0_3_line_99 |  | 85 | 89 | 0.056041 | 0.125 | 0.08 | 261 | 0 | 0.364 | 1 | 2 | cs | TRUE
100 | LV_2208-1_0_3_line_100 |  | 86 | 91 | 0.00087064 | 0.125 | 0.08 | 261 | 0 | 0.364 | 1 | 2 | cs | TRUE
101 | LV_2208-1_0_3_line_101 |  | 87 | 100 | 0.01431 | 0.125 | 0.08 | 261 | 0 | 0.364 | 1 | 1 | cs | TRUE
102 | LV_2208-1_0_3_line_102 |  | 88 | 93 | 0.019226 | 0.125 | 0.08 | 261 | 0 | 0.364 | 1 | 1 | cs | TRUE
103 | LV_2208-1_0_3_line_103 |  | 89 | 101 | 0.0097499 | 0.125 | 0.08 | 261 | 0 | 0.364 | 1 | 1 | cs | TRUE
104 | LV_2208-1_0_3_line_104 |  | 90 | 102 | 0.0019399 | 0.125 | 0.08 | 261 | 0 | 0.364 | 1 | 1 | cs | TRUE
105 | LV_2208-1_0_3_line_105 |  | 91 | 92 | 0.038437 | 0.125 | 0.08 | 261 | 0 | 0.364 | 1 | 2 | cs | TRUE
106 | LV_2208-1_0_3_line_106 |  | 92 | 103 | 0.018607 | 0.125 | 0.08 | 261 | 0 | 0.364 | 1 | 2 | cs | TRUE
107 | LV_2208-1_0_3_line_107 |  | 93 | 104 | 0.0054583 | 0.125 | 0.08 | 261 | 0 | 0.364 | 1 | 1 | cs | TRUE
108 | LV_2208-1_0_3_line_108 |  | 95 | 98 | 0.022065 | 0.125 | 0.08 | 261 | 0 | 0.364 | 1 | 1 | cs | TRUE
109 | LV_2208-1_0_3_line_109 |  | 96 | 105 | 0.025434 | 0.125 | 0.08 | 261 | 0 | 0.364 | 1 | 1 | cs | TRUE
110 | LV_2208-1_0_3_line_110 |  | 100 | 117 | 0.0057866 | 0.125 | 0.08 | 261 | 0 | 0.364 | 1 | 1 | cs | TRUE
111 | LV_2208-1_0_3_line_111 |  | 101 | 111 | 0.041239 | 0.125 | 0.08 | 261 | 0 | 0.364 | 1 | 1 | cs | TRUE
112 | LV_2208-1_0_3_line_112 |  | 102 | 119 | 0.018941 | 0.125 | 0.08 | 261 | 0 | 0.364 | 1 | 1 | cs | TRUE
113 | LV_2208-1_0_3_line_113 |  | 103 | 127 | 0.037933 | 0.125 | 0.08 | 261 | 0 | 0.364 | 1 | 1 | cs | TRUE
114 | LV_2208-1_0_3_line_114 |  | 103 | 128 | 0.047778 | 0.125 | 0.08 | 261 | 0 | 0.364 | 1 | 2 | cs | TRUE
115 | LV_2208-1_0_3_line_115 |  | 104 | 120 | 0.017671 | 0.125 | 0.08 | 261 | 0 | 0.364 | 1 | 1 | cs | TRUE
116 | LV_2208-1_0_3_line_116 |  | 106 | 113 | 0.00011496 | 0.125 | 0.08 | 261 | 0 | 0.364 | 1 | 1 | cs | TRUE
117 | LV_2208-1_0_3_line_117 |  | 107 | 109 | 0.040236 | 0.125 | 0.08 | 261 | 0 | 0.364 | 1 | 1 | cs | TRUE
118 | LV_2208-1_0_3_line_118 |  | 111 | 112 | 0.021832 | 0.125 | 0.08 | 261 | 0 | 0.364 | 1 | 1 | cs | TRUE
119 | LV_2208-1_0_3_line_119 |  | 112 | 118 | 0.01717 | 0.125 | 0.08 | 261 | 0 | 0.364 | 1 | 1 | cs | TRUE
120 | LV_2208-1_0_3_line_120 |  | 113 | 114 | 0.053248 | 0.125 | 0.08 | 261 | 0 | 0.364 | 1 | 1 | cs | TRUE
121 | LV_2208-1_0_3_line_121 |  | 114 | 115 | 0.026748 | 0.125 | 0.08 | 261 | 0 | 0.364 | 1 | 1 | cs | TRUE
122 | LV_2208-1_0_3_line_122 |  | 115 | 116 | 0.0030892 | 0.125 | 0.08 | 261 | 0 | 0.364 | 1 | 1 | cs | TRUE
123 | LV_2208-1_0_3_line_123 |  | 118 | 122 | 0.01606 | 0.125 | 0.08 | 261 | 0 | 0.364 | 1 | 1 | cs | TRUE
124 | LV_2208-1_0_3_line_124 |  | 120 | 121 | 0.0097477 | 0.125 | 0.08 | 261 | 0 | 0.364 | 1 | 1 | cs | TRUE
125 | LV_2208-1_0_3_line_125 |  | 122 | 123 | 0.0057826 | 0.125 | 0.08 | 261 | 0 | 0.364 | 1 | 1 | cs | TRUE
126 | LV_2208-1_0_3_line_126 |  | 123 | 124 | 0.011861 | 0.125 | 0.08 | 261 | 0 | 0.364 | 1 | 1 | cs | TRUE
127 | LV_2208-1_0_3_line_127 |  | 124 | 125 | 0.015967 | 0.125 | 0.08 | 261 | 0 | 0.364 | 1 | 1 | cs | TRUE
128 | LV_2208-1_0_3_line_128 |  | 125 | 126 | 0.0042203 | 0.125 | 0.08 | 261 | 0 | 0.364 | 1 | 1 | cs | TRUE
129 | LV_2208-1_0_3_line_129 |  | 126 | 133 | 0.012993 | 0.125 | 0.08 | 261 | 0 | 0.364 | 1 | 1 | cs | TRUE
130 | LV_2208-1_0_3_line_130 |  | 127 | 129 | 0.0016202 | 0.125 | 0.08 | 261 | 0 | 0.364 | 1 | 1 | cs | TRUE
131 | LV_2208-1_0_3_line_131 |  | 128 | 130 | 0.028534 | 0.125 | 0.08 | 261 | 0 | 0.364 | 1 | 1 | cs | TRUE
132 | LV_2208-1_0_3_line_132 |  | 130 | 131 | 0.019613 | 0.125 | 0.08 | 261 | 0 | 0.364 | 1 | 1 | cs | TRUE

## trafo
| name | std_type | hv_bus | lv_bus | sn_mva | vn_hv_kv | vn_lv_kv | vk_percent | vkr_percent | pfe_kw | i0_percent | shift_degree | tap_side | tap_neutral | tap_min | tap_max | tap_step_percent | tap_step_degree | tap_pos | tap_phase_shifter | parallel | df | in_service
0 | LV_2208-1_0_3_trafo_151 | 0.63 MVA 20/0.4 kV | 134 | 128 | 0.63 | 20 | 0.4 | 6 | 1.206 | 1.65 | 0.2619 | 150 | hv | 0 | -2 | 2 | 2.5 | 0 | 0 | FALSE | 1 | 1 | TRUE

## line_geodata
| x0 | y0 | x1 | y1 | x2 | y2 | x3 | y3 | x4 | y4 | x5 | y5 | x6 | y6 | x7 | y7 | x8 | y8 | x9 | y9 | x10 | y10 | x11 | y11 | x12 | y12 | x13 | y13 | x14 | y14 | x15 | y15 | x16 | y16 | x17 | y17 | x18 | y18
0 | 2573855.4641 | 1181301.4123 | 2573844.5573 | 1181332.589
1 | 2573842.4389 | 1181338.6443 | 2573844.5573 | 1181332.589
2 | 2573844.9426 | 1181221.6057 | 2573829.4046 | 1181265.7634 | 2573878.1072 | 1181287.5838 | 2573872.7027 | 1181303.7937 | 2573871.7762 | 1181306.7215 | 2573855.4641 | 1181301.4123
3 | 2573842.4389 | 1181338.6443 | 2573860.102 | 1181343.8252 | 2573863.2136 | 1181344.6343 | 2573877.43 | 1181349.23 | 2573881.3915 | 1181350.5467 | 2573886.1164 | 1181329.1149
4 | 2573842.4389 | 1181338.6443 | 2573860.102 | 1181343.8252 | 2573847.5189 | 1181382.6227 | 2573845.7683 | 1181383.9422 | 2573849.9729 | 1181388.4706 | 2573850.3834 | 1181389.7806 | 2573850.6111 | 1181392.9479 | 2573849.1093 | 1181398.7798
5 | 2573844.9426 | 1181221.6057 | 2573897.19 | 1181236.6739 | 2573899.6133 | 1181228.5035 | 2573895.4526 | 1181220.2241
6 | 2573844.9426 | 1181221.6057 | 2573875.7673 | 1181230.4956
7 | 2573824.678 | 1181201.4395 | 2573817.4762 | 1181217.0236 | 2573810.0474 | 1181233.0868 | 2573802.2632 | 1181249.9297 | 2573794.9858 | 1181265.6698 | 2573787.6328 | 1181281.577 | 2573780.2421 | 1181297.5622 | 2573772.526 | 1181314.2492 | 2573770.9375 | 1181317.6913 | 2573771.5557 | 1181322.8357 | 2573774.4934 | 1181325.7577 | 2573779.7167 | 1181327.4912 | 2573787.2839 | 1181323.8561 | 2573811.001 | 1181271.1469 | 2573814.2765 | 1181267.5417 | 2573820.9143 | 1181264.3999 | 2573821.8288 | 1181263.9735 | 2573829.4046 | 1181265.7634 | 2573844.9426 | 1181221.6057
8 | 2573886.1164 | 1181329.1149 | 2573902.0603 | 1181332.3247 | 2573916.0114 | 1181335.1415
9 | 2573849.1093 | 1181398.7798 | 2573860.1418 | 1181400.021 | 2573859.863 | 1181404.3689 | 2573861.0269 | 1181408.566 | 2573863.5015 | 1181412.146 | 2573867.0103 | 1181414.7319 | 2573871.1779 | 1181416.0366 | 2573875.5377 | 1181415.9175 | 2573877.9877 | 1181422.588
10 | 2573849.1093 | 1181398.7798 | 2573847.595 | 1181403.4777 | 2573849.009 | 1181407.2513 | 2573854.7651 | 1181412.0841 | 2573859.3536 | 1181422.3138 | 2573857.0993 | 1181430.2976
11 | 2573877.9877 | 1181422.588 | 2573885.2211 | 1181421.2335 | 2573894.2497 | 1181418.2814 | 2573897.268 | 1181417.3227
12 | 2573877.9877 | 1181422.588 | 2573875.5377 | 1181415.9175 | 2573879.2128 | 1181414.6007 | 2573882.3336 | 1181412.2859 | 2573884.6413 | 1181409.1519 | 2573885.9388 | 1181405.4888
13 | 2573857.0993 | 1181430.2976 | 2573856.4602 | 1181432.5609
14 | 2573885.9388 | 1181405.4888 | 2573904.2432 | 1181407.712
15 | 2573943.1027 | 1181414.854 | 2573912.4437 | 1181408.708 | 2573904.2432 | 1181407.712
16 | 2573916.0114 | 1181335.1415 | 2573921.0309 | 1181336.1549 | 2573924.786 | 1181333.9152 | 2573926.1726 | 1181327.9282 | 2573924.2533 | 1181324.7457
17 | 2573933.408 | 1181426.6925 | 2573929.8264 | 1181421.4276 | 2573902.5543 | 1181415.6437 | 2573897.268 | 1181417.3227
18 | 2573944.9991 | 1181267.2256 | 2573947.6647 | 1181272.5723 | 2573950.1212 | 1181277.2418 | 2573914.7945 | 1181296.5504 | 2573912.1572 | 1181304.6884
19 | 2573912.1572 | 1181304.6884 | 2573924.2533 | 1181324.7457
20 | 2573944.9991 | 1181267.2256 | 2573954.4414 | 1181262.0953
21 | 2573824.678 | 1181201.4395 | 2573832.1599 | 1181185.265
22 | 2573832.1599 | 1181185.265 | 2573839.4525 | 1181169.4804
23 | 2573967.4816 | 1181255.0101 | 2573954.4414 | 1181262.0953
24 | 2573875.7673 | 1181230.4956 | 2573897.19 | 1181236.6739 | 2573899.6133 | 1181228.5035 | 2573885.4485 | 1181200.3172
25 | 2573829.3456 | 1181487.5014 | 2573845.3553 | 1181470.9671 | 2573849.1825 | 1181464.3025 | 2573851.0777 | 1181457.6574 | 2573851.7988 | 1181454.9083 | 2573851.1237 | 1181454.2109 | 2573853.1873 | 1181444.1522 | 2573856.4602 | 1181432.5609
26 | 2573933.408 | 1181426.6925 | 2573930.8958 | 1181438.9766
27 | 2573967.4816 | 1181255.0101 | 2573969.7413 | 1181258.3575 | 2573973.9508 | 1181263.9977
28 | 2573967.4816 | 1181255.0101 | 2574002.7482 | 1181235.8465 | 2574018.9884 | 1181264.991
29 | 2573973.9508 | 1181263.9977 | 2573977.6379 | 1181268.9286 | 2574008.1057 | 1181326.2066
30 | 2574018.9884 | 1181264.991 | 2574019.9269 | 1181270.0785 | 2574048.8416 | 1181325.7071
31 | 2574067.4767 | 1181358.9404 | 2574064.7005 | 1181356.2177 | 2574048.8416 | 1181325.7071
32 | 2574157.5347 | 1181277.9079 | 2574155.517 | 1181281.0516 | 2574149.8445 | 1181288.4578 | 2574147.3298 | 1181293.2267 | 2574146.3029 | 1181299.4455 | 2574148.2119 | 1181306.4742 | 2574159.2941 | 1181324.4801
33 | 2574157.5347 | 1181277.9079 | 2574162.7833 | 1181285.4891 | 2574168.1887 | 1181297.5387 | 2574177.0373 | 1181337.6324 | 2574182.8979 | 1181354.2936 | 2574199.5985 | 1181380.7018 | 2574200.1177 | 1181384.2125 | 2574199.3682 | 1181387.4841 | 2574197.8714 | 1181389.2359 | 2574197.1484 | 1181391.5847 | 2574197.4924 | 1181393.4398 | 2574199.015 | 1181395.8789 | 2574201.9215 | 1181400.4799 | 2574202.7919 | 1181402.2103 | 2574159.7662 | 1181433.546 | 2574156.3841 | 1181437.2736 | 2574154.9674 | 1181439.87 | 2574158.5757 | 1181439.0317 | 2574165.4963 | 1181434.1993
34 | 2574159.8517 | 1181486.8289 | 2574125.6417 | 1181469.4124 | 2574123.7467 | 1181465.6075 | 2574123.6129 | 1181461.1613 | 2574126.2089 | 1181457.5482 | 2574154.9674 | 1181439.87 | 2574158.5757 | 1181439.0317 | 2574165.4963 | 1181434.1993
35 | 2574165.4963 | 1181434.1993 | 2574167.082 | 1181437.1051 | 2574170.4674 | 1181439.4472 | 2574177.1124 | 1181439.752 | 2574184.003 | 1181435.6619
36 | 2573832.3179 | 1181146.3885 | 2573838.5573 | 1181153.387 | 2573840.5873 | 1181167.0297 | 2573839.4525 | 1181169.4804
37 | 2573832.3179 | 1181146.3885 | 2573832.3087 | 1181144.2985 | 2573829.0671 | 1181138.254
38 | 2573667.0847 | 1181529.9811 | 2573663.5363 | 1181525.3499 | 2573664.2958 | 1181508.8268 | 2573672.0141 | 1181484.1243 | 2573673.1597 | 1181477.4896
39 | 2573667.0847 | 1181529.9811 | 2573752.4055 | 1181556.1192 | 2573760.8039 | 1181557.5275 | 2573775.954 | 1181557.4609 | 2573786.9251 | 1181558.7023 | 2573807.9074 | 1181563.4238 | 2573819.9148 | 1181564.1716 | 2573841.7992 | 1181563.8978 | 2573843.3527 | 1181554.2082 | 2573847.6601 | 1181538.6479
40 | 2573747.362 | 1181405.3408 | 2573762.3483 | 1181438.0473 | 2573774.8537 | 1181449.7967
41 | 2573786.1499 | 1181460.41 | 2573774.8537 | 1181449.7967
42 | 2574098.0045 | 1181504.3503 | 2574095.6342 | 1181514.2102
43 | 2574098.0045 | 1181504.3503 | 2574094.1571 | 1181504.6449 | 2574089.1624 | 1181504.511 | 2574084.0468 | 1181502.9212 | 2574073.4649 | 1181496.3749 | 2574065.9068 | 1181493.2838 | 2574050.8157 | 1181491.1483 | 2574041.4009 | 1181487.8319 | 2574025.8231 | 1181479.1173 | 2574024.8728 | 1181474.8414 | 2574026.25 | 1181471.945
44 | 2574065.8196 | 1181446.8378 | 2574079.3653 | 1181453.5936 | 2574103.9202 | 1181472.0857 | 2574110.3941 | 1181476.9601 | 2574107.8227 | 1181480.9511 | 2574106.7 | 1181482.6902 | 2574098.0045 | 1181504.3503
45 | 2574065.8196 | 1181446.8378 | 2574071.7754 | 1181434.3943 | 2574077.7312 | 1181421.9398 | 2574080.9196 | 1181408.7969 | 2574078.4153 | 1181393.0662 | 2574093.8887 | 1181393.5104 | 2574108.7678 | 1181385.4529
46 | 2574085.8006 | 1181537.5205 | 2574075.698 | 1181558.3607
47 | 2574085.8006 | 1181537.5205 | 2574088.5633 | 1181538.9204 | 2574090.6268 | 1181537.5441 | 2574094.2804 | 1181536.5833 | 2574114.6882 | 1181533.9045 | 2574119.7229 | 1181532.6709
48 | 2574085.8006 | 1181537.5205 | 2574088.5633 | 1181538.9204 | 2574145.1766 | 1181566.6229 | 2574144.1356 | 1181569.5845
49 | 2574085.8006 | 1181537.5205 | 2574058.1212 | 1181523.967
50 | 2574075.698 | 1181558.3607 | 2574058.0224 | 1181594.8231
51 | 2574119.7229 | 1181532.6709 | 2574123.6286 | 1181537.023 | 2574125.7391 | 1181536.846
52 | 2574119.7229 | 1181532.6709 | 2574138.9765 | 1181527.974 | 2574159.6555 | 1181524.4271
53 | 2574144.1356 | 1181569.5845 | 2574142.1535 | 1181577.3971 | 2574144.1202 | 1181585.4261 | 2574153.1083 | 1181594.303 | 2574154.438 | 1181597.2244
54 | 2574058.1212 | 1181523.967 | 2574054.4707 | 1181530.9198 | 2574042.3543 | 1181564.8456 | 2574035.0965 | 1181581.7866
55 | 2574058.1212 | 1181523.967 | 2574042.7048 | 1181517.4592
56 | 2574108.7678 | 1181385.4529 | 2574118.039 | 1181380.4292
57 | 2574108.7678 | 1181385.4529 | 2574097.4413 | 1181363.9332
58 | 2574159.6555 | 1181524.4271 | 2574146.562 | 1181509.1869 | 2574149.0698 | 1181502.8394 | 2574151.4068 | 1181499.372 | 2574155.4964 | 1181493.2956 | 2574159.8517 | 1181486.8289
59 | 2574159.6555 | 1181524.4271 | 2574169.1722 | 1181537.2037 | 2574178.1021 | 1181550.283 | 2574188.1383 | 1181567.6665
60 | 2574159.8517 | 1181486.8289 | 2574155.4964 | 1181493.2956 | 2574170.5745 | 1181501.2567
61 | 2574159.8517 | 1181486.8289 | 2574180.5952 | 1181464.5943 | 2574191.9361 | 1181459.4982 | 2574205.2171 | 1181458.0401 | 2574214.6629 | 1181458.2189
62 | 2574204.5667 | 1181599.1386 | 2574190.3816 | 1181571.5522 | 2574188.1383 | 1181567.6665
63 | 2574152.3698 | 1181538.045 | 2574145.7793 | 1181536.5268 | 2574137.3308 | 1181535.8741 | 2574125.7391 | 1181536.846
64 | 2574162.4167 | 1181513.1093 | 2574170.9062 | 1181523.2223
65 | 2574170.5745 | 1181501.2567 | 2574171.2883 | 1181505.6337 | 2574166.3486 | 1181512.9144 | 2574162.4167 | 1181513.1093
66 | 2574170.5745 | 1181501.2567 | 2574199.7312 | 1181513.984
67 | 2574214.6629 | 1181458.2189 | 2574224.2498 | 1181458.4004
68 | 2574058.0224 | 1181594.8231 | 2574047.0143 | 1181617.5312
69 | 2574154.438 | 1181597.2244 | 2574156.2846 | 1181601.2817 | 2574158.4596 | 1181605.4158
70 | 2574204.5667 | 1181599.1386 | 2574207.0356 | 1181603.7965
71 | 2574215.1605 | 1181619.1255 | 2574207.0356 | 1181603.7965
72 | 2574016.63 | 1181589.9261 | 2574029.6619 | 1181594.4718 | 2574035.0965 | 1181581.7866
73 | 2574005.8012 | 1181517.869 | 2574013.732 | 1181515.3332 | 2574025.4117 | 1181514.4486 | 2574040.8391 | 1181516.6716 | 2574042.7048 | 1181517.4592
74 | 2574067.4767 | 1181358.9404 | 2574069.7914 | 1181366.1563 | 2574088.2243 | 1181346.4216
75 | 2574088.2243 | 1181346.4216 | 2574077.2029 | 1181324.8804 | 2574082.0212 | 1181317.7669 | 2574081.0969 | 1181315.9366
76 | 2574088.2243 | 1181346.4216 | 2574091.4086 | 1181352.4716
77 | 2574033.2875 | 1181288.5745 | 2574037.7003 | 1181297.0931 | 2574065.0593 | 1181284.123 | 2574081.0969 | 1181315.9366
78 | 2574081.0969 | 1181315.9366 | 2574094.8382 | 1181308.5988
79 | 2574091.4086 | 1181352.4716 | 2574097.4413 | 1181363.9332
80 | 2574329.6218 | 1181463.4292 | 2574350.7188 | 1181466.3599
81 | 2574329.6218 | 1181463.4292 | 2574277.4327 | 1181459.4071 | 2574268.9508 | 1181459.2466
82 | 2574268.9508 | 1181459.2466 | 2574234.5789 | 1181458.5959
83 | 2574234.5789 | 1181458.5959 | 2574224.2498 | 1181458.4004
84 | 2574022.3142 | 1181674.8012 | 2574047.4171 | 1181694.8136 | 2574072.8268 | 1181662.4308 | 2574084.282 | 1181671.4636 | 2574088.3201 | 1181674.6477 | 2574093.9185 | 1181674.9236 | 2574099.4066 | 1181674.3995 | 2574106.2534 | 1181673.7473 | 2574117.695 | 1181674.3647 | 2574121.8801 | 1181674.4799 | 2574126.0703 | 1181675.7736 | 2574131.0803 | 1181679.4649 | 2574133.6396 | 1181683.2669 | 2574134.9398 | 1181687.2856 | 2574135.008 | 1181692.4324 | 2574133.872 | 1181696.3727 | 2574158.9202 | 1181714.4404 | 2574186.7725 | 1181678.19
85 | 2574196.0288 | 1181666.1326 | 2574186.7725 | 1181678.19
86 | 2574022.3142 | 1181674.8012 | 2574006.7317 | 1181663.1851
87 | 2574022.3142 | 1181674.8012 | 2574034.2168 | 1181670.8251 | 2574041.0669 | 1181655.1205 | 2574044.9823 | 1181645.8876 | 2574040.6853 | 1181630.5872 | 2574047.0143 | 1181617.5312
88 | 2574006.7317 | 1181663.1851 | 2574013.9081 | 1181647.0344
89 | 2573999.553 | 1181666.507 | 2574001.8713 | 1181667.553 | 2574002.1811 | 1181666.8179 | 2574003.4584 | 1181663.7886 | 2574004.169 | 1181662.1179 | 2574006.7317 | 1181663.1851
90 | 2573909.2884 | 1181665.2332 | 2573907.2773 | 1181669.8333 | 2573928.6124 | 1181682.0243 | 2573943.5751 | 1181691.5862 | 2573950.4261 | 1181695.4139 | 2573951.8328 | 1181695.7968 | 2573961.4443 | 1181688.2621 | 2573964.1393 | 1181688.1281 | 2573967.918 | 1181687.867
91 | 2573967.918 | 1181687.867 | 2573967.5947 | 1181678.5191 | 2573969.9739 | 1181672.5167 | 2573972.8624 | 1181671.2368 | 2573978.4587 | 1181658.7504
92 | 2573909.2884 | 1181665.2332 | 2573925.8825 | 1181627.3131
93 | 2573999.0541 | 1181667.6764 | 2573996.4069 | 1181666.5207 | 2573992.5281 | 1181664.8478 | 2573978.4587 | 1181658.7504
94 | 2574006.6729 | 1181649.6672 | 2573999.553 | 1181666.507
95 | 2573999.0541 | 1181667.6764 | 2573999.553 | 1181666.507
96 | 2573847.6601 | 1181538.6479 | 2573877.5736 | 1181544.2883
97 | 2573847.6601 | 1181538.6479 | 2573841.8495 | 1181537.0391 | 2573834.8491 | 1181532.2784 | 2573826.1583 | 1181529.7334
98 | 2573847.6601 | 1181538.6479 | 2573843.3527 | 1181554.2082 | 2573841.7992 | 1181563.8978 | 2573840.2651 | 1181578.0341 | 2573843.9252 | 1181578.5517 | 2573839.7368 | 1181610.8313 | 2573850.9394 | 1181614.3841
99 | 2573847.6601 | 1181538.6479 | 2573848.4213 | 1181529.373 | 2573846.4537 | 1181517.7534 | 2573839.2331 | 1181501.0985 | 2573829.3456 | 1181487.5014
100 | 2573877.5736 | 1181544.2883 | 2573878.4292 | 1181544.4496
101 | 2573826.1583 | 1181529.7334 | 2573812.4253 | 1181525.7119
102 | 2573850.9394 | 1181614.3841 | 2573855.1757 | 1181615.7218 | 2573862.0077 | 1181613.4129 | 2573864.9486 | 1181608.4086 | 2573865.6395 | 1181606.782
103 | 2573829.3456 | 1181487.5014 | 2573821.0692 | 1181482.3475
104 | 2573926.6602 | 1181625.5358 | 2573925.8825 | 1181627.3131
105 | 2573878.4292 | 1181544.4496 | 2573907.9256 | 1181549.1009 | 2573916.4742 | 1181548.4141
106 | 2573934.5197 | 1181544.8937 | 2573928.5592 | 1181547.4433 | 2573916.4742 | 1181548.4141
107 | 2573865.6395 | 1181606.782 | 2573867.7735 | 1181601.7582
108 | 2574172.7148 | 1181621.7769 | 2574162.3827 | 1181612.8725 | 2574158.4596 | 1181605.4158
109 | 2574215.1605 | 1181619.1255 | 2574225.2105 | 1181617.5368 | 2574236.9211 | 1181627.4026
110 | 2573806.8719 | 1181524.0857 | 2573812.4253 | 1181525.7119
111 | 2573786.1499 | 1181460.41 | 2573807.0093 | 1181473.5921 | 2573821.0692 | 1181482.3475
112 | 2573934.2538 | 1181608.1834 | 2573926.6602 | 1181625.5358
113 | 2573934.5197 | 1181544.8937 | 2573939.4411 | 1181550.9754 | 2573962.3018 | 1181570.5711
114 | 2573934.5197 | 1181544.8937 | 2573947.2714 | 1181539.4463 | 2573974.8714 | 1181527.7533 | 2573978.6216 | 1181526.5548
115 | 2573867.7735 | 1181601.7582 | 2573874.6822 | 1181585.4935
116 | 2574008.1597 | 1181326.3081 | 2574008.1057 | 1181326.2066
117 | 2574033.2875 | 1181288.5745 | 2574069.8627 | 1181271.8069
118 | 2573786.1499 | 1181460.41 | 2573775.6888 | 1181479.5724
119 | 2573767.4614 | 1181494.6432 | 2573767.4614 | 1181494.6432 | 2573775.6888 | 1181479.5724
120 | 2574008.1597 | 1181326.3081 | 2574030.1337 | 1181367.6182 | 2574031.815 | 1181373.8526
121 | 2574047.7563 | 1181391.6542 | 2574038.5073 | 1181389.6155 | 2574033.9757 | 1181381.8645 | 2574031.815 | 1181373.8526
122 | 2574047.7563 | 1181391.6542 | 2574047.7563 | 1181391.6542 | 2574050.5224 | 1181390.2786
123 | 2573767.4614 | 1181494.6432 | 2573751.7233 | 1181491.4453
124 | 2573878.4932 | 1181576.5216 | 2573874.6822 | 1181585.4935
125 | 2573751.7233 | 1181491.4453 | 2573746.0565 | 1181490.2938
126 | 2573746.0565 | 1181490.2938 | 2573734.4326 | 1181487.9318
127 | 2573719.5613 | 1181482.1626 | 2573733.4033 | 1181487.7226 | 2573734.4326 | 1181487.9318
128 | 2573719.5613 | 1181482.1626 | 2573715.6451 | 1181480.5896
129 | 2573703.5887 | 1181475.7469 | 2573715.6451 | 1181480.5896
130 | 2573963.5319 | 1181571.6256 | 2573962.3018 | 1181570.5711
131 | 2574005.8012 | 1181517.869 | 2573978.6216 | 1181526.5548
132 | 2574005.8012 | 1181517.869 | 2574004.5837 | 1181525.8785 | 2573999.9789 | 1181536.4285

## bus_geodata
| x | y | coords
0 | 2573844.5573 | 1181332.589
1 | 2573855.4641 | 1181301.4123
2 | 2573842.4389 | 1181338.6443
3 | 2573844.9426 | 1181221.6057
4 | 2573886.1164 | 1181329.1149
5 | 2573849.1093 | 1181398.7798
6 | 2573877.9877 | 1181422.588
7 | 2573857.0993 | 1181430.2976
8 | 2573885.9388 | 1181405.4888
9 | 2573904.2432 | 1181407.712
10 | 2573916.0114 | 1181335.1415
11 | 2573897.268 | 1181417.3227
12 | 2573912.1572 | 1181304.6884
13 | 2573944.9991 | 1181267.2256
14 | 2573924.2533 | 1181324.7457
15 | 2573824.678 | 1181201.4395
16 | 2573832.1599 | 1181185.265
17 | 2573954.4414 | 1181262.0953
18 | 2573895.4526 | 1181220.2241
19 | 2573875.7673 | 1181230.4956
20 | 2573856.4602 | 1181432.5609
21 | 2573943.1027 | 1181414.854
22 | 2573933.408 | 1181426.6925
23 | 2573967.4816 | 1181255.0101
24 | 2573973.9508 | 1181263.9977
25 | 2574018.9884 | 1181264.991
26 | 2574048.8416 | 1181325.7071
27 | 2574157.5347 | 1181277.9079
28 | 2574159.2942 | 1181324.4801
29 | 2574165.4963 | 1181434.1993
30 | 2573839.4525 | 1181169.4804
31 | 2573885.4485 | 1181200.3172
32 | 2573832.3179 | 1181146.3885
33 | 2573829.0671 | 1181138.254
34 | 2573673.1597 | 1181477.4896
35 | 2573667.0847 | 1181529.9811
36 | 2573747.362 | 1181405.3408
37 | 2573774.8537 | 1181449.7967
38 | 2574095.6342 | 1181514.2102
39 | 2574098.0045 | 1181504.3503
40 | 2574026.25 | 1181471.945
41 | 2574065.8196 | 1181446.8378
42 | 2574085.8006 | 1181537.5205
43 | 2574075.698 | 1181558.3607
44 | 2574119.7229 | 1181532.671
45 | 2574144.1356 | 1181569.5845
46 | 2574058.1212 | 1181523.967
47 | 2574108.7678 | 1181385.4529
48 | 2574159.6555 | 1181524.4271
49 | 2574159.8517 | 1181486.8289
50 | 2574188.1383 | 1181567.6665
51 | 2574125.7391 | 1181536.846
52 | 2574184.003 | 1181435.6619
53 | 2574162.4167 | 1181513.1093
54 | 2574170.9062 | 1181523.2223
55 | 2574170.5745 | 1181501.2567
56 | 2574214.6629 | 1181458.2189
57 | 2574199.7312 | 1181513.984
58 | 2574058.0224 | 1181594.8231
59 | 2574154.438 | 1181597.2244
60 | 2574204.5667 | 1181599.1386
61 | 2574207.0356 | 1181603.7965
62 | 2574035.0965 | 1181581.7866
63 | 2574042.7048 | 1181517.4592
64 | 2574067.4767 | 1181358.9404
65 | 2574088.2243 | 1181346.4216
66 | 2574081.0969 | 1181315.9366
67 | 2574091.4086 | 1181352.4716
68 | 2574118.039 | 1181380.4292
69 | 2574097.4413 | 1181363.9332
70 | 2574152.3698 | 1181538.0449
71 | 2574329.6218 | 1181463.4292
72 | 2574350.7188 | 1181466.3599
73 | 2574268.9508 | 1181459.2466
74 | 2574224.2498 | 1181458.4004
75 | 2574186.7725 | 1181678.19
76 | 2574022.3142 | 1181674.8012
77 | 2574196.0288 | 1181666.1326
78 | 2574006.7317 | 1181663.1851
79 | 2574047.0143 | 1181617.5312
80 | 2573967.918 | 1181687.867
81 | 2573909.2884 | 1181665.2332
82 | 2573978.4587 | 1181658.7504
83 | 2574013.9081 | 1181647.0344
84 | 2573999.553 | 1181666.507
85 | 2573847.6601 | 1181538.6479
86 | 2573877.5736 | 1181544.2883
87 | 2573826.1583 | 1181529.7334
88 | 2573850.9394 | 1181614.3841
89 | 2573829.3456 | 1181487.5014
90 | 2573925.8825 | 1181627.3131
91 | 2573878.4292 | 1181544.4496
92 | 2573916.4742 | 1181548.4141
93 | 2573865.6395 | 1181606.782
94 | 2573999.0541 | 1181667.6764
95 | 2574158.4596 | 1181605.4158
96 | 2574215.1605 | 1181619.1255
97 | 2574234.5789 | 1181458.5959
98 | 2574172.7148 | 1181621.7769
99 | 2574006.6729 | 1181649.6672
100 | 2573812.4253 | 1181525.7119
101 | 2573821.0692 | 1181482.3475
102 | 2573926.6602 | 1181625.5358
103 | 2573934.5197 | 1181544.8937
104 | 2573867.7735 | 1181601.7582
105 | 2574236.9211 | 1181627.4026
106 | 2574008.1057 | 1181326.2066
107 | 2574033.2875 | 1181288.5745
108 | 2574094.8382 | 1181308.5988
109 | 2574069.8627 | 1181271.8069
110 | 2573930.8958 | 1181438.9766
111 | 2573786.1499 | 1181460.41
112 | 2573775.6888 | 1181479.5724
113 | 2574008.1597 | 1181326.3081
114 | 2574031.815 | 1181373.8526
115 | 2574047.7563 | 1181391.6542
116 | 2574050.5224 | 1181390.2786
117 | 2573806.8719 | 1181524.0857
118 | 2573767.4614 | 1181494.6432
119 | 2573934.2538 | 1181608.1834
120 | 2573874.6822 | 1181585.4935
121 | 2573878.4932 | 1181576.5216
122 | 2573751.7233 | 1181491.4453
123 | 2573746.0565 | 1181490.2938
124 | 2573734.4326 | 1181487.9318
125 | 2573719.5613 | 1181482.1626
126 | 2573715.6451 | 1181480.5896
127 | 2573962.3018 | 1181570.5711
128 | 2573978.6216 | 1181526.5548
129 | 2573963.5319 | 1181571.6256
130 | 2574005.8012 | 1181517.869
131 | 2573999.9789 | 1181536.4285
132 | 2574016.63 | 1181589.9261
133 | 2573703.5887 | 1181475.7469
134 | 2574005.8012 | 1181517.869

## line_std_types
| c_nf_per_km | r_ohm_per_km | x_ohm_per_km | max_i_ka | type | q_mm2 | alpha | voltage_rating
NAYY 4x50 SE | 210 | 0.642 | 0.083 | 0.142 | cs | 50 | 0.00403 | LV
NAYY 4x120 SE | 264 | 0.225 | 0.08 | 0.242 | cs | 120 | 0.00403 | LV
NAYY 4x150 SE | 261 | 0.208 | 0.08 | 0.27 | cs | 150 | 0.00403 | LV
NA2XS2Y 1x95 RM/25 12/20 kV | 216 | 0.313 | 0.132 | 0.252 | cs | 95 | 0.00403 | MV
NA2XS2Y 1x185 RM/25 12/20 kV | 273 | 0.161 | 0.117 | 0.362 | cs | 185 | 0.00403 | MV
NA2XS2Y 1x240 RM/25 12/20 kV | 304 | 0.122 | 0.112 | 0.421 | cs | 240 | 0.00403 | MV
NA2XS2Y 1x95 RM/25 6/10 kV | 315 | 0.313 | 0.123 | 0.249 | cs | 95 | 0.00403 | MV
NA2XS2Y 1x185 RM/25 6/10 kV | 406 | 0.161 | 0.11 | 0.358 | cs | 185 | 0.00403 | MV
NA2XS2Y 1x240 RM/25 6/10 kV | 456 | 0.122 | 0.105 | 0.416 | cs | 240 | 0.00403 | MV
NA2XS2Y 1x150 RM/25 12/20 kV | 250 | 0.206 | 0.116 | 0.319 | cs | 150 | 0.00403 | MV
NA2XS2Y 1x120 RM/25 12/20 kV | 230 | 0.253 | 0.119 | 0.283 | cs | 120 | 0.00403 | MV
NA2XS2Y 1x70 RM/25 12/20 kV | 190 | 0.443 | 0.132 | 0.22 | cs | 70 | 0.00403 | MV
NA2XS2Y 1x150 RM/25 6/10 kV | 360 | 0.206 | 0.11 | 0.315 | cs | 150 | 0.00403 | MV
NA2XS2Y 1x120 RM/25 6/10 kV | 340 | 0.253 | 0.113 | 0.28 | cs | 120 | 0.00403 | MV
NA2XS2Y 1x70 RM/25 6/10 kV | 280 | 0.443 | 0.123 | 0.217 | cs | 70 | 0.00403 | MV
N2XS(FL)2Y 1x120 RM/35 64/110 kV | 112 | 0.153 | 0.166 | 0.366 | cs | 120 | 0.00393 | HV
N2XS(FL)2Y 1x185 RM/35 64/110 kV | 125 | 0.099 | 0.156 | 0.457 | cs | 185 | 0.00393 | HV
N2XS(FL)2Y 1x240 RM/35 64/110 kV | 135 | 0.075 | 0.149 | 0.526 | cs | 240 | 0.00393 | HV
N2XS(FL)2Y 1x300 RM/35 64/110 kV | 144 | 0.06 | 0.144 | 0.588 | cs | 300 | 0.00393 | HV
15-AL1/3-ST1A 0.4 | 11 | 1.8769 | 0.35 | 0.105 | ol | 16 | 0.00403 | LV
24-AL1/4-ST1A 0.4 | 11.25 | 1.2012 | 0.335 | 0.14 | ol | 24 | 0.00403 | LV
48-AL1/8-ST1A 0.4 | 12.2 | 0.5939 | 0.3 | 0.21 | ol | 48 | 0.00403 | LV
94-AL1/15-ST1A 0.4 | 13.2 | 0.306 | 0.29 | 0.35 | ol | 94 | 0.00403 | LV
34-AL1/6-ST1A 10.0 | 9.7 | 0.8342 | 0.36 | 0.17 | ol | 34 | 0.00403 | MV
48-AL1/8-ST1A 10.0 | 10.1 | 0.5939 | 0.35 | 0.21 | ol | 48 | 0.00403 | MV
70-AL1/11-ST1A 10.0 | 10.4 | 0.4132 | 0.339 | 0.29 | ol | 70 | 0.00403 | MV
94-AL1/15-ST1A 10.0 | 10.75 | 0.306 | 0.33 | 0.35 | ol | 94 | 0.00403 | MV
122-AL1/20-ST1A 10.0 | 11.1 | 0.2376 | 0.323 | 0.41 | ol | 122 | 0.00403 | MV
149-AL1/24-ST1A 10.0 | 11.25 | 0.194 | 0.315 | 0.47 | ol | 149 | 0.00403 | MV
34-AL1/6-ST1A 20.0 | 9.15 | 0.8342 | 0.382 | 0.17 | ol | 34 | 0.00403 | MV
48-AL1/8-ST1A 20.0 | 9.5 | 0.5939 | 0.372 | 0.21 | ol | 48 | 0.00403 | MV
70-AL1/11-ST1A 20.0 | 9.7 | 0.4132 | 0.36 | 0.29 | ol | 70 | 0.00403 | MV
94-AL1/15-ST1A 20.0 | 10 | 0.306 | 0.35 | 0.35 | ol | 94 | 0.00403 | MV
122-AL1/20-ST1A 20.0 | 10.3 | 0.2376 | 0.344 | 0.41 | ol | 122 | 0.00403 | MV
149-AL1/24-ST1A 20.0 | 10.5 | 0.194 | 0.337 | 0.47 | ol | 149 | 0.00403 | MV
184-AL1/30-ST1A 20.0 | 10.75 | 0.1571 | 0.33 | 0.535 | ol | 184 | 0.00403 | MV
243-AL1/39-ST1A 20.0 | 11 | 0.1188 | 0.32 | 0.645 | ol | 243 | 0.00403 | MV
48-AL1/8-ST1A 110.0 | 8 | 0.5939 | 0.46 | 0.21 | ol | 48 | 0.00403 | HV
70-AL1/11-ST1A 110.0 | 8.4 | 0.4132 | 0.45 | 0.29 | ol | 70 | 0.00403 | HV
94-AL1/15-ST1A 110.0 | 8.65 | 0.306 | 0.44 | 0.35 | ol | 94 | 0.00403 | HV
122-AL1/20-ST1A 110.0 | 8.5 | 0.2376 | 0.43 | 0.41 | ol | 122 | 0.00403 | HV
149-AL1/24-ST1A 110.0 | 8.75 | 0.194 | 0.41 | 0.47 | ol | 149 | 0.00403 | HV
184-AL1/30-ST1A 110.0 | 8.8 | 0.1571 | 0.4 | 0.535 | ol | 184 | 0.00403 | HV
243-AL1/39-ST1A 110.0 | 9 | 0.1188 | 0.39 | 0.645 | ol | 243 | 0.00403 | HV
305-AL1/39-ST1A 110.0 | 9.2 | 0.0949 | 0.38 | 0.74 | ol | 305 | 0.00403 | HV
490-AL1/64-ST1A 110.0 | 9.75 | 0.059 | 0.37 | 0.96 | ol | 490 | 0.00403 | HV
679-AL1/86-ST1A 110.0 | 9.95 | 0.042 | 0.36 | 1.15 | ol | 679 | 0.00403 | HV
490-AL1/64-ST1A 220.0 | 10 | 0.059 | 0.285 | 0.96 | ol | 490 | 0.00403 | HV
679-AL1/86-ST1A 220.0 | 11.7 | 0.042 | 0.275 | 1.15 | ol | 679 | 0.00403 | HV
490-AL1/64-ST1A 380.0 | 11 | 0.059 | 0.253 | 0.96 | ol | 490 | 0.00403 | HV
679-AL1/86-ST1A 380.0 | 14.6 | 0.042 | 0.25 | 1.15 | ol | 679 | 0.00403 | HV

## trafo_std_types
| i0_percent | pfe_kw | vkr_percent | sn_mva | vn_lv_kv | vn_hv_kv | vk_percent | shift_degree | vector_group | tap_side | tap_neutral | tap_min | tap_max | tap_step_degree | tap_step_percent | tap_phase_shifter
160 MVA 380/110 kV | 0.06 | 60 | 0.25 | 160 | 110 | 380 | 12.2 | 0 | Yy0 | hv | 0 | -9 | 9 | 0 | 1.5 | FALSE
100 MVA 220/110 kV | 0.06 | 55 | 0.26 | 100 | 110 | 220 | 12 | 0 | Yy0 | hv | 0 | -9 | 9 | 0 | 1.5 | FALSE
63 MVA 110/20 kV | 0.04 | 22 | 0.32 | 63 | 20 | 110 | 18 | 150 | YNd5 | hv | 0 | -9 | 9 | 0 | 1.5 | FALSE
40 MVA 110/20 kV | 0.05 | 18 | 0.34 | 40 | 20 | 110 | 16.2 | 150 | YNd5 | hv | 0 | -9 | 9 | 0 | 1.5 | FALSE
25 MVA 110/20 kV | 0.07 | 14 | 0.41 | 25 | 20 | 110 | 12 | 150 | YNd5 | hv | 0 | -9 | 9 | 0 | 1.5 | FALSE
63 MVA 110/10 kV | 0.04 | 22 | 0.32 | 63 | 10 | 110 | 18 | 150 | YNd5 | hv | 0 | -9 | 9 | 0 | 1.5 | FALSE
40 MVA 110/10 kV | 0.05 | 18 | 0.34 | 40 | 10 | 110 | 16.2 | 150 | YNd5 | hv | 0 | -9 | 9 | 0 | 1.5 | FALSE
25 MVA 110/10 kV | 0.07 | 14 | 0.41 | 25 | 10 | 110 | 12 | 150 | YNd5 | hv | 0 | -9 | 9 | 0 | 1.5 | FALSE
0.25 MVA 20/0.4 kV | 0.32 | 0.8 | 1.44 | 0.25 | 0.4 | 20 | 6 | 150 | Yzn5 | hv | 0 | -2 | 2 | 0 | 2.5 | FALSE
0.4 MVA 20/0.4 kV | 0.3375 | 1.35 | 1.425 | 0.4 | 0.4 | 20 | 6 | 150 | Dyn5 | hv | 0 | -2 | 2 | 0 | 2.5 | FALSE
0.63 MVA 20/0.4 kV | 0.2619 | 1.65 | 1.206 | 0.63 | 0.4 | 20 | 6 | 150 | Dyn5 | hv | 0 | -2 | 2 | 0 | 2.5 | FALSE
0.25 MVA 10/0.4 kV | 0.24 | 0.6 | 1.2 | 0.25 | 0.4 | 10 | 4 | 150 | Dyn5 | hv | 0 | -2 | 2 | 0 | 2.5 | FALSE
0.4 MVA 10/0.4 kV | 0.2375 | 0.95 | 1.325 | 0.4 | 0.4 | 10 | 4 | 150 | Dyn5 | hv | 0 | -2 | 2 | 0 | 2.5 | FALSE
0.63 MVA 10/0.4 kV | 0.1873 | 1.18 | 1.0794 | 0.63 | 0.4 | 10 | 4 | 150 | Dyn5 | hv | 0 | -2 | 2 | 0 | 2.5 | FALSE

## trafo3w_std_types
| sn_hv_mva | sn_mv_mva | sn_lv_mva | vn_hv_kv | vn_mv_kv | vn_lv_kv | vk_hv_percent | vk_mv_percent | vk_lv_percent | vkr_hv_percent | vkr_mv_percent | vkr_lv_percent | pfe_kw | i0_percent | shift_mv_degree | shift_lv_degree | vector_group | tap_side | tap_neutral | tap_min | tap_max | tap_step_percent
63/25/38 MVA 110/20/10 kV | 63 | 25 | 38 | 110 | 20 | 10 | 10.4 | 10.4 | 10.4 | 0.28 | 0.32 | 0.35 | 35 | 0.89 | 0 | 0 | YN0yn0yn0 | hv | 0 | -10 | 10 | 1.2
63/25/38 MVA 110/10/10 kV | 63 | 25 | 38 | 110 | 10 | 10 | 10.4 | 10.4 | 10.4 | 0.28 | 0.32 | 0.35 | 35 | 0.89 | 0 | 0 | YN0yn0yn0 | hv | 0 | -10 | 10 | 1.2

## fuse_std_types
| fuse_type | i_rated_a | t_avg | t_min | t_total | x_avg | x_min | x_total
HV 100A | HV 100A | 100 | 0 | [10.0, 3.64, 0.854, 0.281, 0.1, 0.0531, 0.022, 0.01] | [10.0, 4.267, 1.21, 0.403, 0.1, 0.058, 0.022, 0.01] | 0 | [300.0, 350.0, 450.0, 550.0, 700.0, 850.0, 1200.0, 1752.0] | [600.0, 700.0, 900.0, 1150.0, 1665.0, 2000.0, 3000.0, 4313.0]
HV 10A | HV 10A | 10 | 0 | [10.0, 1675.0, 0.344, 0.156, 0.1, 0.0417, 0.0171, 0.01] | [10.0, 1.3, 0.3, 0.155, 0.1, 0.0555, 0.023, 0.01] | 0 | [30.0, 32.0, 35.0, 37.0, 39.0, 50.0, 70.0, 88.0] | [60.0, 70.0, 80.0, 87.0, 94.0, 110.0, 150.0, 216.0]
HV 125A | HV 125A | 125 | 0 | [10.0, 1.82, 0.344, 0.1, 0.0467, 0.0269, 0.01] | [10.0, 2.478, 0.426, 0.1, 0.0427, 0.0211, 0.01] | 0 | [375.0, 500.0, 700.0, 925.0, 1200.0, 1500.0, 2341.0] | [750.0, 1000.0, 1500.0, 2200.0, 3000.0, 4000.0, 5765.0]
HV 160A | HV 160A | 160 | 0 | [10.0, 4.15, 1.03, 0.198, 0.1, 0.051, 0.0172, 0.01] | [10.0, 2.3, 0.734, 0.274, 0.1, 0.046, 0.0177, 0.01] | 0 | [480.0, 550.0, 700.0, 1000.0, 1260.0, 1600.0, 2500.0, 3227.0] | [960.0, 1300.0, 1700.0, 2200.0, 2996.0, 4000.0, 6000.0, 7946.0]
HV 16A | HV 16A | 16 | 0 | [10.0, 0.352, 0.164, 0.1, 0.0649, 0.0342, 0.01] | [10.0, 2.34, 0.722, 0.181, 0.1, 0.055, 0.0296, 0.01] | 0 | [48.0, 60.0, 65.0, 71.0, 80.0, 100.0, 162.0] | [96.0, 110.0, 125.0, 150.0, 168.0, 200.0, 250.0, 398.0]
HV 200A | HV 200A | 200 | 0 | [10.0, 4.267, 1.21, 0.403, 0.1, 0.058, 0.022, 0.01] | [10.0, 3.73, 1.654, 0.328, 0.1, 0.0531, 0.019, 0.01] | 0 | [600.0, 700.0, 900.0, 1150.0, 1665.0, 2000.0, 3000.0, 4313.0] | [1200.0, 1500.0, 1800.0, 2700.0, 3960.0, 5000.0, 7500.0, 10620.0]
HV 20A | HV 20A | 20 | 0 | [10.0, 1.3, 0.3, 0.155, 0.1, 0.0555, 0.023, 0.01] | [10.0, 1.3, 0.161, 0.1, 0.0611, 0.0399, 0.0141, 0.01] | 0 | [60.0, 70.0, 80.0, 87.0, 94.0, 110.0, 150.0, 216.0] | [120.0, 150.0, 200.0, 223.0, 260.0, 300.0, 450.0, 532.0]
HV 25A | HV 25A | 25 | 0 | [10.0, 2.512, 0.833, 0.299, 0.1, 0.0372, 0.0223, 0.01] | [10.0, 3.125, 0.597, 0.198, 0.1, 0.0378, 0.022, 0.01] | 0 | [75.0, 82.0, 90.0, 100.0, 124.0, 170.0, 200.0, 289.0] | [150.0, 170.0, 210.0, 250.0, 294.0, 400.0, 500.0, 711.0]
HV 31.5A | HV 31.5A | 31.5 | 0 | [10.0, 2.34, 0.722, 0.181, 0.1, 0.055, 0.0296, 0.01] | [10.0, 2.84, 0.368, 0.164, 0.1, 0.0621, 0.0378, 0.0195, 0.01] | 0 | [95.0, 110.0, 125.0, 150.0, 165.0, 200.0, 250.0, 390.0] | [189.0, 220.0, 300.0, 350.0, 393.0, 450.0, 530.0, 700.0, 960.0]
HV 40A | HV 40A | 40 | 0 | [10.0, 1.3, 0.161, 0.1, 0.0611, 0.0399, 0.0141, 0.01] | [10.0, 2.05, 0.369, 0.198, 0.1, 0.051, 0.0298, 0.01] | 0 | [120.0, 150.0, 200.0, 223.0, 260.0, 300.0, 450.0, 532.0] | [240.0, 300.0, 400.0, 450.0, 530.0, 650.0, 800.0, 1311.0]
HV 50A | HV 50A | 50 | 0 | [10.0, 3.215, 0.597, 0.198, 0.1, 0.0378, 0.022, 0.01] | [10.0, 3.64, 0.854, 0.281, 0.1, 0.0531, 0.022, 0.01] | 0 | [150.0, 170.0, 210.0, 250.0, 294.0, 400.0, 500.0, 711.0] | [300.0, 350.0, 450.0, 550.0, 700.0, 850.0, 1200.0, 1752.0]
HV 6.3A | HV 6.3A | 6.3 | 0 | [10.0, 1.39, 0.344, 0.168, 0.1, 0.056, 0.0263, 0.01] | [10.0, 1.711, 0.516, 0.198, 0.1, 0.0634, 0.0303, 0.01] | 0 | [19.0, 19.5, 20.4, 20.8, 22.0, 25.0, 32.0, 48.0] | [38.0, 40.0, 43.0, 48.0, 53.0, 60.0, 75.0, 118.0]
HV 63A | HV 63A | 63 | 0 | [10.0, 2.84, 0.368, 0.164, 0.1, 0.0621, 0.0378, 0.0195, 0.01] | [10.0, 1.82, 0.344, 0.1, 0.0467, 0.0269, 0.01] | 0 | [189.0, 220.0, 300.0, 350.0, 393.0, 450.0, 530.0, 700.0, 961.0] | [378.0, 500.0, 700.0, 934.0, 1200.0, 1500.0, 2366.0]
HV 80A | HV 80A | 80 | 0 | [10.0, 2.05, 0.369, 0.198, 0.1, 0.051, 0.0298, 0.01] | [10.0, 4.15, 1.03, 0.198, 0.1, 0.051, 0.0172, 0.01] | 0 | [240.0, 300.0, 400.0, 450.0, 530.0, 650.0, 800.0, 1311.0] | [480.0, 550.0, 700.0, 1000.0, 1260.0, 1600.0, 2500.0, 3227.0]
Siemens NH-1-100 | Siemens NH-1-100 | 100 | [5400.0, 2000.0, 400.0, 20.0, 1.0, 0.2, 0.012, 0.004] | 0 | 0 | [150.0, 190.0, 250.0, 430.0, 900.0, 1250.0, 2700.0, 3600.0] | 0 | 0
Siemens NH-1-125 | Siemens NH-1-125 | 125 | [4800.0, 120.0, 7.0, 0.1, 0.004] | 0 | 0 | [180.0, 400.0, 740.0, 2000.0, 4250.0] | 0 | 0
Siemens NH-1-16 | Siemens NH-1-16 | 16 | [4000.0, 400.0, 2.0, 0.1, 0.04, 0.01] | 0 | 0 | [26.0, 35.0, 75.0, 150.0, 200.0, 300.0] | 0 | 0
Siemens NH-1-160 | Siemens NH-1-160 | 160 | [4800.0, 120.0, 7.0, 0.1, 0.004] | 0 | 0 | [210.0, 500.0, 900.0, 2300.0, 5000.0] | 0 | 0
Siemens NH-1-25 | Siemens NH-1-25 | 25 | [4000.0, 1000.0, 10.0, 0.2, 0.02, 0.01] | 0 | 0 | [40.0, 50.0, 100.0, 210.0, 400.0, 500.0] | 0 | 0
Siemens NH-1-50 | Siemens NH-1-50 | 50 | [4000.0, 40.0, 4.0, 1.0, 0.02, 0.01] | 0 | 0 | [86.0, 200.0, 300.0, 400.0, 1000.0, 1280.0] | 0 | 0
Siemens NH-1-63 | Siemens NH-1-63 | 63 | [4000.0, 100.0, 10.0, 2.0, 0.04, 0.01] | 0 | 0 | [100.0, 200.0, 300.0, 400.0, 1000.0, 1500.0] | 0 | 0
Siemens NH-1-80 | Siemens NH-1-80 | 80 | [4800.0, 120.0, 7.0, 0.1, 0.01] | 0 | 0 | [150.58, 250.0, 450.0, 1150.0, 2470.0] | 0 | 0
Siemens NH-2-1000 | Siemens NH-2-1000 | 1000 | [4800.0, 120.0, 7.0, 0.1, 0.004] | 0 | 0 | [1900.0, 3500.0, 8400.0, 24000.0, 52000.0] | 0 | 0
Siemens NH-2-200 | Siemens NH-2-200 | 200 | [4800.0, 120.0, 7.0, 0.1, 0.004] | 0 | 0 | [280.0, 650.0, 1200.0, 3000.0, 7000.0] | 0 | 0
Siemens NH-2-224 | Siemens NH-2-224 | 224 | [4800.0, 120.0, 7.0, 0.2, 0.04, 0.004] | 0 | 0 | [400.0, 750.0, 1453.0, 3025.0, 4315.0, 7600.0] | 0 | 0
Siemens NH-2-250 | Siemens NH-2-250 | 250 | [4800.0, 120.0, 7.0, 0.1, 0.004] | 0 | 0 | [450.0, 800.0, 1650.0, 4000.0, 8500.0] | 0 | 0
Siemens NH-2-315 | Siemens NH-2-315 | 315 | [4800.0, 120.0, 7.0, 0.1, 0.004] | 0 | 0 | [550.0, 920.0, 1900.0, 5000.0, 11000.0] | 0 | 0
Siemens NH-2-355 | Siemens NH-2-355 | 355 | [4800.0, 120.0, 6.0, 0.1, 0.004] | 0 | 0 | [650.0, 1116.27, 2350.0, 5840.0, 12790.0] | 0 | 0
Siemens NH-2-400 | Siemens NH-2-400 | 400 | [4800.0, 120.0, 7.0, 0.1, 0.004] | 0 | 0 | [720.0, 1350.0, 2800.0, 6500.0, 15000.0] | 0 | 0
Siemens NH-2-425 | Siemens NH-2-425 | 425 | [4800.0, 120.0, 7.0, 0.1, 0.004] | 0 | 0 | [850.0, 1500.0, 3050.0, 7500.0, 16500.0] | 0 | 0
Siemens NH-2-630 | Siemens NH-2-630 | 630 | [4800.0, 120.0, 7.0, 0.1, 0.004] | 0 | 0 | [1200.0, 2000.0, 4800.0, 12000.0, 26000.0] | 0 | 0

## res_bus
| vm_pu | va_degree | p_mw | q_mvar
0 | 0.97716 | -0.43927 | 0.011864 | 0.0029735
1 | 0.97643 | -0.4535 | 0 | 0
2 | 0.97737 | -0.43512 | 0 | 0
3 | 0.97341 | -0.51297 | 0 | 0
4 | 0.97646 | -0.45301 | 0 | 0
5 | 0.97979 | -0.38769 | 0 | 0
6 | 0.97873 | -0.4085 | 0 | 0
7 | 0.98134 | -0.3575 | 0.0023368 | 0.00058566
8 | 0.97859 | -0.41141 | 0 | 0
9 | 0.97846 | -0.41379 | 0.0014555 | 0.00036477
10 | 0.97602 | -0.46173 | 0.0019109 | 0.00047891
11 | 0.97839 | -0.41532 | 0.013645 | 0.0034198
12 | 0.97553 | -0.47122 | 0 | 0
13 | 0.97497 | -0.48224 | 0 | 0
14 | 0.97575 | -0.46692 | 0.0092816 | 0.0023262
15 | 0.97177 | -0.54552 | 0 | 0
16 | 0.97166 | -0.54762 | 0.0047023 | 0.0011785
17 | 0.97477 | -0.48619 | 0.001532 | 0.00038397
18 | 0.97333 | -0.51459 | 0.0012235 | 0.00030665
19 | 0.97293 | -0.5224 | 0.0089468 | 0.0022423
20 | 0.98145 | -0.35549 | 0.0023338 | 0.0005849
21 | 0.97826 | -0.41783 | 0.0056164 | 0.0014076
22 | 0.9782 | -0.41901 | 0 | 0
23 | 0.97452 | -0.49123 | 0 | 0
24 | 0.97445 | -0.49252 | 0 | 0
25 | 0.97368 | -0.50772 | 0 | 0
26 | 0.97291 | -0.52296 | 0.0011438 | 0.00028665
27 | 0.98279 | -0.33019 | 0 | 0
28 | 0.98279 | -0.33024 | 5.047e-05 | 1.2649e-05
29 | 0.9828 | -0.32998 | 0 | 0
30 | 0.97163 | -0.54815 | 0 | 0
31 | 0.97253 | -0.53047 | 0.0070232 | 0.0017602
32 | 0.97159 | -0.54895 | 0 | 0
33 | 0.97158 | -0.54923 | 0.0016707 | 0.00041872
34 | 0.98756 | -0.23713 | 0.0023615 | 0.00059186
35 | 0.98768 | -0.23481 | 0 | 0
36 | 0.98156 | -0.3535 | 0.008827 | 0.0022123
37 | 0.982 | -0.34502 | 0.0063766 | 0.0015981
38 | 0.97062 | -0.56821 | 0.0037635 | 0.00094323
39 | 0.97066 | -0.5675 | 0 | 0
40 | 0.97038 | -0.57292 | 0.0034342 | 0.00086069
41 | 0.97122 | -0.5563 | 0 | 0
42 | 0.98671 | -0.2538 | 0 | 0
43 | 0.98536 | -0.27987 | 0.002456 | 0.00061552
44 | 0.98538 | -0.27959 | 0 | 0
45 | 0.98612 | -0.26524 | 0 | 0
46 | 0.98992 | -0.1918 | 0 | 0
47 | 0.97182 | -0.54439 | 0 | 0
48 | 0.98396 | -0.30718 | 0 | 0
49 | 0.98281 | -0.32968 | 0 | 0
50 | 0.98346 | -0.31708 | 0.0019897 | 0.00049867
51 | 0.98536 | -0.28007 | 0.0018514 | 0.000464
52 | 0.9828 | -0.33002 | 0.00010868 | 2.7237e-05
53 | 0.98254 | -0.33503 | 0 | 0
54 | 0.98248 | -0.33617 | 0.0047794 | 0.0011978
55 | 0.98261 | -0.33355 | 0 | 0
56 | 0.98171 | -0.35128 | 0.0041578 | 0.001042
57 | 0.9825 | -0.33576 | 0.0038465 | 0.00096402
58 | 0.98309 | -0.32387 | 0.003901 | 0.00097768
59 | 0.98585 | -0.27056 | 0.0041801 | 0.0010476
60 | 0.98318 | -0.32259 | 0 | 0
61 | 0.98313 | -0.32341 | 0.0052716 | 0.0013212
62 | 0.98915 | -0.20684 | 0.003317 | 0.00083131
63 | 0.99188 | -0.15421 | 0.0049799 | 0.0012481
64 | 0.97251 | -0.53076 | 0 | 0
65 | 0.97216 | -0.53781 | 0 | 0
66 | 0.97213 | -0.53835 | 0 | 0
67 | 0.97209 | -0.5391 | 0.002436 | 0.00061051
68 | 0.97182 | -0.54448 | 0.00043816 | 0.00010981
69 | 0.972 | -0.54096 | 0.0001448 | 3.6291e-05
70 | 0.98532 | -0.28079 | 0.0014962 | 0.00037498
71 | 0.98063 | -0.37233 | 0 | 0
72 | 0.98048 | -0.37529 | 0.0076735 | 0.0019232
73 | 0.98106 | -0.36387 | 0.0044407 | 0.0011129
74 | 0.98158 | -0.35371 | 5.1225e-05 | 1.2838e-05
75 | 0.97772 | -0.42875 | 0 | 0
76 | 0.97829 | -0.41736 | 0 | 0
77 | 0.97768 | -0.4295 | 0.0026917 | 0.0006746
78 | 0.97738 | -0.43524 | 0 | 0
79 | 0.98176 | -0.34959 | 0.0031831 | 0.00079777
80 | 0.97596 | -0.46323 | 0 | 0
81 | 0.97471 | -0.48778 | 0 | 0
82 | 0.9765 | -0.45261 | 0.0069527 | 0.0017425
83 | 0.97709 | -0.44105 | 0.01803 | 0.0045188
84 | 0.97704 | -0.44189 | 0 | 0
85 | 0.98813 | -0.22613 | 0 | 0
86 | 0.99066 | -0.17753 | 0.003415 | 0.00085589
87 | 0.98787 | -0.23115 | 0.003609 | 0.00090449
88 | 0.98661 | -0.25566 | 0 | 0
89 | 0.98432 | -0.2996 | 0 | 0
90 | 0.97403 | -0.50128 | 0.0049875 | 0.00125
91 | 0.99073 | -0.17611 | 0 | 0
92 | 0.99398 | -0.11394 | 0.010042 | 0.0025167
93 | 0.98628 | -0.26211 | 0.0046311 | 0.0011607
94 | 0.97702 | -0.44247 | 0 | 0
95 | 0.98581 | -0.27138 | 0.0024707 | 0.00061922
96 | 0.98308 | -0.32446 | 0 | 0
97 | 0.98145 | -0.35633 | 0.0018806 | 0.00047133
98 | 0.98575 | -0.2724 | 0.0025665 | 0.00064323
99 | 0.97691 | -0.44449 | 0.0077918 | 0.0019528
100 | 0.98776 | -0.23327 | 0.005167 | 0.001295
101 | 0.98388 | -0.30822 | 0.0053567 | 0.0013425
102 | 0.974 | -0.50174 | 0.0044968 | 0.001127
103 | 0.99564 | -0.082352 | 0 | 0
104 | 0.98621 | -0.26349 | 0.003965 | 0.00099371
105 | 0.983 | -0.32599 | 0.0033384 | 0.00083669
106 | 0.97404 | -0.50074 | 0.0026535 | 0.00066502
107 | 0.97209 | -0.53908 | 0 | 0
108 | 0.97213 | -0.53844 | 0.00030224 | 7.5748e-05
109 | 0.97207 | -0.53947 | 0.0005259 | 0.0001318
110 | 0.97814 | -0.42017 | 0.0050878 | 0.0012751
111 | 0.98222 | -0.34076 | 0 | 0
112 | 0.98164 | -0.35203 | 0.0029014 | 0.00072715
113 | 0.97404 | -0.50075 | 0.0034114 | 0.00085497
114 | 0.97402 | -0.50098 | 8.2335e-05 | 2.0635e-05
115 | 0.97402 | -0.50106 | 9.5396e-05 | 2.3909e-05
116 | 0.97402 | -0.50106 | 5.8641e-05 | 1.4697e-05
117 | 0.98774 | -0.2336 | 0.0031525 | 0.00079009
118 | 0.98123 | -0.36 | 0.0082988 | 0.0020799
119 | 0.97386 | -0.50463 | 0.0082919 | 0.0020781
120 | 0.98604 | -0.2667 | 0.0032951 | 0.00082583
121 | 0.98598 | -0.26789 | 0.0068363 | 0.0017133
122 | 0.98097 | -0.36504 | 0.00342 | 0.00085712
123 | 0.9809 | -0.3665 | 0.0032642 | 0.00081809
124 | 0.98078 | -0.36879 | 0.0038355 | 0.00096126
125 | 0.98068 | -0.37077 | 0.0020472 | 0.00051307
126 | 0.98066 | -0.37114 | 0.0027206 | 0.00068186
127 | 0.9955 | -0.085092 | 0.0019417 | 0.00048664
128 | 1 | 0 | -0.33831 | -0.086611
129 | 0.9955 | -0.085153 | 0.0021639 | 0.00054232
130 | 0.99646 | -0.066874 | 0 | 0
131 | 0.99642 | -0.067719 | 0.0024541 | 0.00061505
132 | 0.98889 | -0.21188 | 0.010241 | 0.0025665
133 | 0.98064 | -0.37162 | 0.0020591 | 0.00051607
134 | 0.99998 | 149.9956 | 0 | 0

## res_line
| p_from_mw | q_from_mvar | p_to_mw | q_to_mvar | pl_mw | ql_mvar | i_from_ka | i_to_ka | i_ka | vm_from_pu | va_from_degree | vm_to_pu | va_to_degree | loading_percent
0 | 0.02367 | 0.0059642 | -0.023654 | -0.0059543 | 1.6103e-05 | 9.8924e-06 | 0.036057 | 0.036057 | 0.036057 | 0.97716 | -0.43927 | 0.97643 | -0.4535 | 9.9057
1 | -0.035535 | -0.0089378 | 0.035542 | 0.0089422 | 7.0472e-06 | 4.4298e-06 | 0.054124 | 0.054124 | 0.054124 | 0.97716 | -0.43927 | 0.97737 | -0.43512 | 14.8692
2 | 0.023654 | 0.0059543 | -0.023587 | -0.0059132 | 6.7033e-05 | 4.1187e-05 | 0.036057 | 0.036057 | 0.036057 | 0.97643 | -0.4535 | 0.97341 | -0.51297 | 9.9059
3 | 0.031325 | 0.0078779 | -0.031298 | -0.0078623 | 2.6744e-05 | 1.5546e-05 | 0.047701 | 0.047702 | 0.047702 | 0.97737 | -0.43512 | 0.97646 | -0.45301 | 6.5524
4 | -0.066867 | -0.01682 | 0.067019 | 0.016915 | 0.0001519 | 9.5253e-05 | 0.10182 | 0.10182 | 0.10182 | 0.97737 | -0.43512 | 0.97979 | -0.38769 | 13.9869
5 | 0.0012236 | 0.00030581 | -0.0012235 | -0.00030665 | 9.467e-08 | -8.3642e-07 | 0.0018702 | 0.0018705 | 0.0018705 | 0.97341 | -0.51297 | 0.97333 | -0.51459 | 0.51388
6 | 0.01598 | 0.0040076 | -0.015973 | -0.0040034 | 7.1794e-06 | 4.1962e-06 | 0.024429 | 0.024429 | 0.024429 | 0.97341 | -0.51297 | 0.97293 | -0.5224 | 6.7112
7 | 0.0063837 | 0.0015997 | -0.0063738 | -0.0015969 | 9.8899e-06 | 2.893e-06 | 0.0097584 | 0.0097596 | 0.0097596 | 0.97341 | -0.51297 | 0.97177 | -0.54552 | 2.6812
8 | 0.031298 | 0.0078623 | -0.031285 | -0.0078548 | 1.3011e-05 | 7.5646e-06 | 0.047702 | 0.047702 | 0.047702 | 0.97646 | -0.45301 | 0.97602 | -0.46173 | 6.5525
9 | 0.025841 | 0.0064877 | -0.025815 | -0.0064719 | 2.5625e-05 | 1.5842e-05 | 0.039248 | 0.039249 | 0.039249 | 0.97979 | -0.38769 | 0.97873 | -0.4085 | 10.7826
10 | -0.092859 | -0.023403 | 0.092994 | 0.023488 | 0.00013429 | 8.504e-05 | 0.14107 | 0.14107 | 0.14107 | 0.97979 | -0.38769 | 0.98134 | -0.3575 | 19.3781
11 | 0.01874 | 0.0046987 | -0.018734 | -0.004695 | 6.0963e-06 | 3.65e-06 | 0.028492 | 0.028493 | 0.028493 | 0.97873 | -0.4085 | 0.97839 | -0.41532 | 7.8276
12 | 0.0070747 | 0.0017732 | -0.0070737 | -0.0017729 | 9.8371e-07 | 3.4467e-07 | 0.010756 | 0.010756 | 0.010756 | 0.97873 | -0.4085 | 0.97859 | -0.41141 | 2.955
13 | -0.09533 | -0.024074 | 0.09534 | 0.02408 | 9.2221e-06 | 5.8427e-06 | 0.14462 | 0.14462 | 0.14462 | 0.98134 | -0.3575 | 0.98145 | -0.35549 | 19.8648
14 | 0.0070737 | 0.0017729 | -0.0070729 | -0.0017726 | 7.9999e-07 | 2.8037e-07 | 0.010756 | 0.010756 | 0.010756 | 0.97859 | -0.41141 | 0.97846 | -0.41379 | 2.955
15 | 0.0056175 | 0.0014078 | -0.0056164 | -0.0014076 | 1.0819e-06 | 1.9599e-07 | 0.0085429 | 0.008543 | 0.008543 | 0.97846 | -0.41379 | 0.97826 | -0.41783 | 2.347
16 | 0.029374 | 0.0073758 | -0.029367 | -0.0073717 | 7.28e-06 | 4.1756e-06 | 0.044789 | 0.044789 | 0.044789 | 0.97602 | -0.46173 | 0.97575 | -0.46692 | 6.1523
17 | 0.005089 | 0.0012752 | -0.0050881 | -0.0012752 | 8.9392e-07 | 7.2476e-08 | 0.0077398 | 0.0077399 | 0.0077399 | 0.97839 | -0.41532 | 0.9782 | -0.41901 | 2.1264
18 | 0.020081 | 0.0050434 | -0.020071 | -0.0050382 | 1.0553e-05 | 5.2573e-06 | 0.030635 | 0.030635 | 0.030635 | 0.97553 | -0.47122 | 0.97497 | -0.48224 | 4.2081
19 | -0.020081 | -0.0050434 | 0.020085 | 0.0050455 | 4.1215e-06 | 2.0528e-06 | 0.030635 | 0.030634 | 0.030635 | 0.97553 | -0.47122 | 0.97575 | -0.46692 | 4.2081
20 | 0.020071 | 0.0050382 | -0.020067 | -0.0050359 | 3.782e-06 | 2.2865e-06 | 0.030635 | 0.030635 | 0.030635 | 0.97497 | -0.48224 | 0.97477 | -0.48619 | 8.4163
21 | 0.0063738 | 0.0015969 | -0.0063731 | -0.0015967 | 6.3634e-07 | 1.8657e-07 | 0.0097596 | 0.0097597 | 0.0097597 | 0.97177 | -0.54552 | 0.97166 | -0.54762 | 2.6812
22 | 0.0016708 | 0.00041816 | -0.0016708 | -0.00041835 | 4.2671e-08 | -1.8798e-07 | 0.0025586 | 0.0025586 | 0.0025586 | 0.97166 | -0.54762 | 0.97163 | -0.54815 | 0.70292
23 | 0.018535 | 0.0046519 | -0.018531 | -0.0046493 | 4.4561e-06 | 2.6669e-06 | 0.028297 | 0.028297 | 0.028297 | 0.97477 | -0.48619 | 0.97452 | -0.49123 | 7.7738
24 | 0.0070259 | 0.0017611 | -0.0070232 | -0.0017602 | 2.7004e-06 | 9.5412e-07 | 0.010746 | 0.010746 | 0.010746 | 0.97293 | -0.5224 | 0.97253 | -0.53047 | 2.9522
25 | -0.097673 | -0.024664 | 0.097936 | 0.024831 | 0.00026231 | 0.00016626 | 0.14815 | 0.14815 | 0.14815 | 0.98145 | -0.35549 | 0.98432 | -0.2996 | 20.3508
26 | 0.0050881 | 0.0012752 | -0.0050878 | -0.0012751 | 2.8167e-07 | 2.2882e-08 | 0.0077399 | 0.00774 | 0.00774 | 0.9782 | -0.41901 | 0.97814 | -0.42017 | 2.1264
27 | 0.0063041 | 0.001579 | -0.0063037 | -0.0015789 | 3.8455e-07 | 1.0822e-07 | 0.0096255 | 0.0096256 | 0.0096256 | 0.97452 | -0.49123 | 0.97445 | -0.49252 | 2.6444
28 | 0.012226 | 0.0030703 | -0.012217 | -0.003065 | 9.6088e-06 | 5.2347e-06 | 0.018671 | 0.018671 | 0.018671 | 0.97452 | -0.49123 | 0.97368 | -0.50772 | 5.1295
29 | 0.0063037 | 0.0015789 | -0.0063012 | -0.0015782 | 2.4681e-06 | 6.9506e-07 | 0.0096256 | 0.0096259 | 0.0096259 | 0.97445 | -0.49252 | 0.97404 | -0.50074 | 2.6445
30 | 0.012217 | 0.003065 | -0.012208 | -0.0030602 | 8.8727e-06 | 4.8351e-06 | 0.018671 | 0.018672 | 0.018672 | 0.97368 | -0.50772 | 0.97291 | -0.52296 | 5.1296
31 | 0.011064 | 0.0027735 | -0.01106 | -0.0027714 | 4.1102e-06 | 2.1555e-06 | 0.016922 | 0.016923 | 0.016923 | 0.97291 | -0.52296 | 0.97251 | -0.53076 | 4.649
32 | 5.0471e-05 | 1.1976e-05 | -5.047e-05 | -1.2649e-05 | 1.1605e-10 | -6.7354e-07 | 7.6182e-05 | 7.6416e-05 | 7.6416e-05 | 0.98279 | -0.33019 | 0.98279 | -0.33024 | 0.020993
33 | -5.0471e-05 | -1.1976e-05 | 5.0471e-05 | 9.3203e-06 | 4.51e-10 | -2.6553e-06 | 7.6182e-05 | 7.5377e-05 | 7.6182e-05 | 0.98279 | -0.33019 | 0.9828 | -0.32998 | 0.020929
34 | -0.00015915 | -3.6277e-05 | 0.00015915 | 3.5044e-05 | 2.0963e-09 | -1.2334e-06 | 0.00023972 | 0.00023933 | 0.00023972 | 0.9828 | -0.32998 | 0.98281 | -0.32968 | 0.065858
35 | 0.00010868 | 2.6957e-05 | -0.00010868 | -2.7237e-05 | 2.2415e-10 | -2.798e-07 | 0.00016444 | 0.00016454 | 0.00016454 | 0.9828 | -0.32998 | 0.9828 | -0.33002 | 0.045204
36 | 0.0016708 | 0.00041835 | -0.0016707 | -0.00041863 | 6.3488e-08 | -2.7964e-07 | 0.0025586 | 0.0025587 | 0.0025587 | 0.97163 | -0.54815 | 0.97159 | -0.54895 | 0.70295
37 | 0.0016707 | 0.00041863 | -0.0016707 | -0.00041872 | 2.1964e-08 | -9.6733e-08 | 0.0025587 | 0.0025588 | 0.0025588 | 0.97159 | -0.54895 | 0.97158 | -0.54923 | 0.70296
38 | -0.0023615 | -0.00059186 | 0.0023618 | 0.00059132 | 2.6106e-07 | -5.3658e-07 | 0.0035583 | 0.003558 | 0.0035583 | 0.98756 | -0.23713 | 0.98768 | -0.23481 | 0.97755
39 | -0.0023618 | -0.00059132 | 0.0023628 | 0.00058932 | 9.7448e-07 | -2.0053e-06 | 0.003558 | 0.0035571 | 0.003558 | 0.98768 | -0.23481 | 0.98813 | -0.22613 | 0.97748
40 | -0.008827 | -0.0022123 | 0.0088306 | 0.0022139 | 3.5679e-06 | 1.6115e-06 | 0.013381 | 0.013381 | 0.013381 | 0.98156 | -0.3535 | 0.982 | -0.34502 | 3.6762
41 | -0.015207 | -0.003812 | 0.01521 | 0.0038138 | 3.0865e-06 | 1.7792e-06 | 0.023044 | 0.023044 | 0.023044 | 0.982 | -0.34502 | 0.98222 | -0.34076 | 6.3307
42 | -0.0037635 | -0.00094323 | 0.0037637 | 0.00094319 | 1.2659e-07 | -4.4323e-08 | 0.0057697 | 0.0057697 | 0.0057697 | 0.97062 | -0.56821 | 0.97066 | -0.5675 | 1.5851
43 | 0.0034351 | 0.0008602 | -0.0034342 | -0.00086069 | 8.869e-07 | -4.8633e-07 | 0.0052657 | 0.0052661 | 0.0052661 | 0.97066 | -0.5675 | 0.97038 | -0.57292 | 1.4467
44 | -0.0071988 | -0.0018034 | 0.0072026 | 0.0018048 | 3.8422e-06 | 1.4184e-06 | 0.011035 | 0.011035 | 0.011035 | 0.97066 | -0.5675 | 0.97122 | -0.5563 | 3.0317
45 | -0.0072026 | -0.0018048 | 0.0072067 | 0.0018063 | 4.0847e-06 | 1.5065e-06 | 0.011035 | 0.011035 | 0.011035 | 0.97122 | -0.5563 | 0.97182 | -0.54439 | 3.0316
46 | 0.06335 | 0.01609 | -0.063271 | -0.016039 | 7.9395e-05 | 5.0517e-05 | 0.095612 | 0.095612 | 0.095612 | 0.98671 | -0.2538 | 0.98536 | -0.27987 | 26.2672
47 | 0.041107 | 0.010357 | -0.041056 | -0.010325 | 5.0646e-05 | 3.1966e-05 | 0.062011 | 0.062011 | 0.062011 | 0.98671 | -0.2538 | 0.98538 | -0.27959 | 17.0361
48 | 0.009225 | 0.0023133 | -0.00922 | -0.002311 | 5.0275e-06 | 2.3334e-06 | 0.013912 | 0.013913 | 0.013913 | 0.98671 | -0.2538 | 0.98612 | -0.26524 | 3.8222
49 | -0.11368 | -0.02876 | 0.11402 | 0.028976 | 0.00033929 | 0.00021675 | 0.17154 | 0.17154 | 0.17154 | 0.98671 | -0.2538 | 0.98992 | -0.1918 | 47.1252
50 | 0.060815 | 0.015424 | -0.060687 | -0.015342 | 0.00012834 | 8.1625e-05 | 0.091904 | 0.091904 | 0.091904 | 0.98536 | -0.27987 | 0.98309 | -0.32387 | 25.2483
51 | 0.0033477 | 0.00083862 | -0.0033476 | -0.00083867 | 7.6335e-08 | -5.2612e-08 | 0.0050552 | 0.0050552 | 0.0050552 | 0.98538 | -0.27959 | 0.98536 | -0.28007 | 1.3888
52 | 0.037709 | 0.009486 | -0.037659 | -0.0094548 | 4.9632e-05 | 3.1246e-05 | 0.056956 | 0.056956 | 0.056956 | 0.98538 | -0.27959 | 0.98396 | -0.30718 | 15.6473
53 | 0.00922 | 0.002311 | -0.0092176 | -0.0023099 | 2.335e-06 | 1.0841e-06 | 0.013913 | 0.013913 | 0.013913 | 0.98612 | -0.26524 | 0.98585 | -0.27056 | 3.8222
54 | 0.01357 | 0.0034045 | -0.01356 | -0.0033991 | 9.7226e-06 | 5.4221e-06 | 0.020399 | 0.020399 | 0.020399 | 0.98992 | -0.1918 | 0.98915 | -0.20684 | 5.6041
55 | -0.12759 | -0.032381 | 0.12782 | 0.032529 | 0.00023117 | 0.00014773 | 0.19193 | 0.19193 | 0.19193 | 0.98992 | -0.1918 | 0.99188 | -0.15421 | 52.7292
56 | 0.00043816 | 0.00010968 | -0.00043816 | -0.00010981 | 1.7797e-09 | -1.2951e-07 | 0.00067085 | 0.0006709 | 0.0006709 | 0.97182 | -0.54439 | 0.97182 | -0.54448 | 0.18431
57 | -0.0076448 | -0.001916 | 0.0076461 | 0.0019165 | 1.2495e-06 | 4.9832e-07 | 0.011705 | 0.011705 | 0.011705 | 0.97182 | -0.54439 | 0.972 | -0.54096 | 3.2158
58 | 0.027051 | 0.0067948 | -0.027022 | -0.0067768 | 2.9014e-05 | 1.7982e-05 | 0.040914 | 0.040914 | 0.040914 | 0.98396 | -0.30718 | 0.98281 | -0.32968 | 11.2402
59 | 0.010608 | 0.00266 | -0.010603 | -0.0026574 | 5.0032e-06 | 2.5439e-06 | 0.016042 | 0.016043 | 0.016043 | 0.98396 | -0.30718 | 0.98346 | -0.31708 | 4.4073
60 | 0.0086285 | 0.0021624 | -0.0086269 | -0.0021617 | 1.5902e-06 | 7.0292e-07 | 0.013064 | 0.013064 | 0.013064 | 0.98281 | -0.32968 | 0.98261 | -0.33355 | 3.589
61 | 0.018235 | 0.0045794 | -0.018216 | -0.0045682 | 1.8769e-05 | 1.1181e-05 | 0.027611 | 0.027611 | 0.027611 | 0.98281 | -0.32968 | 0.98171 | -0.35128 | 7.5856
62 | 0.0086131 | 0.0021588 | -0.0086108 | -0.0021578 | 2.2614e-06 | 9.9686e-07 | 0.013032 | 0.013032 | 0.013032 | 0.98346 | -0.31708 | 0.98318 | -0.32259 | 3.5803
63 | 0.0014962 | 0.00037467 | -0.0014962 | -0.00037498 | 5.144e-08 | -3.0932e-07 | 0.0022594 | 0.0022595 | 0.0022595 | 0.98536 | -0.28007 | 0.98532 | -0.28079 | 0.62075
64 | 0.0047796 | 0.0011978 | -0.0047794 | -0.0011978 | 2.5917e-07 | -1.1751e-09 | 0.0072385 | 0.0072386 | 0.0072386 | 0.98254 | -0.33503 | 0.98248 | -0.33617 | 1.9886
65 | -0.0047796 | -0.0011978 | 0.00478 | 0.0011978 | 3.3703e-07 | -1.5618e-09 | 0.0072385 | 0.0072385 | 0.0072385 | 0.98254 | -0.33503 | 0.98261 | -0.33355 | 1.9886
66 | 0.0038469 | 0.00096388 | -0.0038465 | -0.00096402 | 4.0486e-07 | -1.4383e-07 | 0.0058254 | 0.0058256 | 0.0058256 | 0.98261 | -0.33355 | 0.9825 | -0.33576 | 1.6004
67 | 0.014058 | 0.0035262 | -0.014056 | -0.0035253 | 1.6328e-06 | 9.2377e-07 | 0.021309 | 0.021309 | 0.021309 | 0.98171 | -0.35128 | 0.98158 | -0.35371 | 5.8542
68 | 0.056786 | 0.014364 | -0.056716 | -0.01432 | 6.999e-05 | 4.4474e-05 | 0.085999 | 0.085999 | 0.085999 | 0.98309 | -0.32387 | 0.98176 | -0.34959 | 23.6262
69 | 0.0050376 | 0.0012623 | -0.0050374 | -0.0012622 | 1.9792e-07 | 1.0272e-08 | 0.0076035 | 0.0076035 | 0.0076035 | 0.98585 | -0.27056 | 0.98581 | -0.27138 | 2.0889
70 | 0.0086108 | 0.0021578 | -0.0086105 | -0.0021576 | 3.3576e-07 | 1.4803e-07 | 0.013032 | 0.013032 | 0.013032 | 0.98318 | -0.32259 | 0.98313 | -0.32341 | 3.5803
71 | 0.0033388 | 0.00083641 | -0.0033387 | -0.00083653 | 1.6614e-07 | -1.1365e-07 | 0.0050534 | 0.0050534 | 0.0050534 | 0.98313 | -0.32341 | 0.98308 | -0.32446 | 1.3883
72 | 0.010243 | 0.0025677 | -0.010241 | -0.0025665 | 2.4578e-06 | 1.2188e-06 | 0.015409 | 0.015409 | 0.015409 | 0.98915 | -0.20684 | 0.98889 | -0.21188 | 4.2333
73 | -0.1328 | -0.033777 | 0.13336 | 0.034135 | 0.00056141 | 0.00035882 | 0.1994 | 0.1994 | 0.1994 | 0.99188 | -0.15421 | 0.99646 | -0.066874 | 54.7816
74 | 0.01106 | 0.0027714 | -0.011056 | -0.0027694 | 3.7138e-06 | 1.9479e-06 | 0.016923 | 0.016923 | 0.016923 | 0.97251 | -0.53076 | 0.97216 | -0.53781 | 4.6491
75 | 0.00082819 | 0.00020553 | -0.00082817 | -0.00020594 | 2.0962e-08 | -4.1833e-07 | 0.0012669 | 0.0012671 | 0.0012671 | 0.97216 | -0.53781 | 0.97213 | -0.53835 | 0.3481
76 | 0.010228 | 0.0025639 | -0.010228 | -0.0025636 | 6.284e-07 | 3.1741e-07 | 0.015656 | 0.015656 | 0.015656 | 0.97216 | -0.53781 | 0.97209 | -0.5391 | 4.301
77 | 0.00052593 | 0.00013039 | -0.00052591 | -0.00013131 | 1.8311e-08 | -9.2321e-07 | 0.00080452 | 0.00080485 | 0.00080485 | 0.97213 | -0.53835 | 0.97209 | -0.53908 | 0.22111
78 | 0.00030224 | 7.5556e-05 | -0.00030224 | -7.5748e-05 | 1.2501e-09 | -1.9234e-07 | 0.00046256 | 0.00046263 | 0.00046263 | 0.97213 | -0.53835 | 0.97213 | -0.53844 | 0.1271
79 | 0.0077916 | 0.0019531 | -0.0077909 | -0.0019528 | 6.9094e-07 | 2.8165e-07 | 0.011927 | 0.011927 | 0.011927 | 0.97209 | -0.5391 | 0.972 | -0.54096 | 3.2767
80 | 0.0076746 | 0.0019236 | -0.0076735 | -0.0019232 | 1.0832e-06 | 4.246e-07 | 0.011646 | 0.011646 | 0.011646 | 0.98063 | -0.37233 | 0.98048 | -0.37529 | 3.1994
81 | -0.0076746 | -0.0019236 | 0.0076777 | 0.0019248 | 3.0934e-06 | 1.2121e-06 | 0.011646 | 0.011645 | 0.011646 | 0.98063 | -0.37233 | 0.98106 | -0.36387 | 3.1993
82 | -0.012118 | -0.0030378 | 0.012123 | 0.0030401 | 4.3554e-06 | 2.3532e-06 | 0.018381 | 0.018381 | 0.018381 | 0.98106 | -0.36387 | 0.98145 | -0.35633 | 5.0496
83 | 0.014005 | 0.0035124 | -0.014003 | -0.0035114 | 1.7464e-06 | 9.8712e-07 | 0.021232 | 0.021232 | 0.021232 | 0.98158 | -0.35371 | 0.98145 | -0.35633 | 5.8329
84 | -0.0026918 | -0.00067447 | 0.0026932 | 0.00067249 | 1.4591e-06 | -1.9762e-06 | 0.0040966 | 0.0040956 | 0.0040966 | 0.97772 | -0.42875 | 0.97829 | -0.41736 | 1.1255
85 | 0.0026918 | 0.00067447 | -0.0026917 | -0.0006746 | 9.5574e-08 | -1.2927e-07 | 0.0040966 | 0.0040967 | 0.0040967 | 0.97772 | -0.42875 | 0.97768 | -0.4295 | 1.1255
86 | 0.050666 | 0.01274 | -0.050623 | -0.012712 | 4.3225e-05 | 2.7421e-05 | 0.07708 | 0.07708 | 0.07708 | 0.97829 | -0.41736 | 0.97738 | -0.43524 | 21.1757
87 | -0.053359 | -0.013412 | 0.053533 | 0.013522 | 0.00017325 | 0.00011 | 0.081175 | 0.081175 | 0.081175 | 0.97829 | -0.41736 | 0.98176 | -0.34959 | 22.3009
88 | 0.018035 | 0.0045218 | -0.01803 | -0.0045188 | 4.9954e-06 | 2.9757e-06 | 0.027459 | 0.027459 | 0.027459 | 0.97738 | -0.43524 | 0.97709 | -0.44105 | 7.5436
89 | 0.032587 | 0.0081904 | -0.032577 | -0.0081839 | 1.0347e-05 | 6.4817e-06 | 0.049621 | 0.049621 | 0.049621 | 0.97738 | -0.43524 | 0.97704 | -0.44189 | 13.6322
90 | 0.01781 | 0.004475 | -0.017789 | -0.0044626 | 2.0843e-05 | 1.2399e-05 | 0.027158 | 0.027159 | 0.027159 | 0.97596 | -0.46323 | 0.97471 | -0.48778 | 7.4612
91 | -0.01781 | -0.004475 | 0.017819 | 0.0044804 | 9.0315e-06 | 5.3719e-06 | 0.027158 | 0.027158 | 0.027158 | 0.97596 | -0.46323 | 0.9765 | -0.45261 | 7.4611
92 | 0.017789 | 0.0044626 | -0.017778 | -0.0044558 | 1.1449e-05 | 6.8119e-06 | 0.027159 | 0.027159 | 0.027159 | 0.97471 | -0.48778 | 0.97403 | -0.50128 | 7.4613
93 | -0.024772 | -0.0062229 | 0.024784 | 0.0062303 | 1.1997e-05 | 7.3973e-06 | 0.037753 | 0.037753 | 0.037753 | 0.9765 | -0.45261 | 0.97702 | -0.44247 | 10.3717
94 | 0.0077928 | 0.0019532 | -0.0077918 | -0.0019528 | 9.6552e-07 | 3.8904e-07 | 0.011868 | 0.011868 | 0.011868 | 0.97704 | -0.44189 | 0.97691 | -0.44449 | 3.2605
95 | 0.024784 | 0.0062307 | -0.024784 | -0.0062303 | 6.7933e-07 | 4.1885e-07 | 0.037753 | 0.037753 | 0.037753 | 0.97704 | -0.44189 | 0.97702 | -0.44247 | 10.3717
96 | -0.18075 | -0.045843 | 0.18117 | 0.046114 | 0.00042346 | 0.00027023 | 0.27238 | 0.27238 | 0.27238 | 0.98813 | -0.22613 | 0.99066 | -0.17753 | 37.4151
97 | 0.011932 | 0.0029914 | -0.011929 | -0.0029899 | 2.8516e-06 | 1.5234e-06 | 0.017969 | 0.017969 | 0.017969 | 0.98813 | -0.22613 | 0.98787 | -0.23115 | 4.9366
98 | 0.018762 | 0.0047142 | -0.018736 | -0.0046984 | 2.6405e-05 | 1.5772e-05 | 0.028259 | 0.028259 | 0.028259 | 0.98813 | -0.22613 | 0.98661 | -0.25566 | 7.7634
99 | 0.14769 | 0.037548 | -0.14717 | -0.037217 | 0.00052065 | 0.00033179 | 0.2226 | 0.2226 | 0.2226 | 0.98813 | -0.22613 | 0.98432 | -0.2996 | 30.5766
100 | -0.18459 | -0.046969 | 0.1846 | 0.046977 | 1.2572e-05 | 8.0236e-06 | 0.27751 | 0.27751 | 0.27751 | 0.99066 | -0.17753 | 0.99073 | -0.17611 | 38.1197
101 | 0.0083204 | 0.0020854 | -0.0083196 | -0.002085 | 8.4289e-07 | 3.5626e-07 | 0.012533 | 0.012533 | 0.012533 | 0.98787 | -0.23115 | 0.98776 | -0.23327 | 3.4431
102 | 0.018736 | 0.0046984 | -0.01873 | -0.004695 | 5.7574e-06 | 3.4393e-06 | 0.028259 | 0.028259 | 0.028259 | 0.98661 | -0.25566 | 0.98628 | -0.26211 | 7.7635
103 | 0.049234 | 0.012386 | -0.049214 | -0.012373 | 2.0263e-05 | 1.2844e-05 | 0.074445 | 0.074445 | 0.074445 | 0.98432 | -0.2996 | 0.98388 | -0.30822 | 20.4519
104 | 0.01279 | 0.0032058 | -0.01279 | -0.0032056 | 2.7774e-07 | 1.5361e-07 | 0.01954 | 0.01954 | 0.01954 | 0.97403 | -0.50128 | 0.974 | -0.50174 | 5.368
105 | -0.1846 | -0.046977 | 0.18515 | 0.047332 | 0.00055502 | 0.00035422 | 0.27751 | 0.27751 | 0.27751 | 0.99073 | -0.17611 | 0.99398 | -0.11394 | 38.1197
106 | -0.1952 | -0.049848 | 0.19549 | 0.050039 | 0.00029857 | 0.0001906 | 0.29254 | 0.29254 | 0.29254 | 0.99398 | -0.11394 | 0.99564 | -0.082352 | 40.1845
107 | 0.014099 | 0.0035343 | -0.014098 | -0.0035338 | 9.262e-07 | 5.2312e-07 | 0.021272 | 0.021272 | 0.021272 | 0.98628 | -0.26211 | 0.98621 | -0.26349 | 5.844
108 | 0.0025667 | 0.00064303 | -0.0025665 | -0.00064323 | 1.242e-07 | -2.0182e-07 | 0.0038741 | 0.0038742 | 0.0038742 | 0.98581 | -0.27138 | 0.98575 | -0.2724 | 1.0644
109 | 0.0033387 | 0.00083653 | -0.0033384 | -0.00083669 | 2.4357e-07 | -1.6657e-07 | 0.0050534 | 0.0050536 | 0.0050536 | 0.98308 | -0.32446 | 0.983 | -0.32599 | 1.3883
110 | 0.0031525 | 0.00079005 | -0.0031525 | -0.00079009 | 4.8943e-08 | -4.2745e-08 | 0.0047492 | 0.0047492 | 0.0047492 | 0.98776 | -0.23327 | 0.98774 | -0.2336 | 1.3047
111 | 0.043857 | 0.011031 | -0.043789 | -0.010988 | 6.8066e-05 | 4.304e-05 | 0.066343 | 0.066344 | 0.066344 | 0.98388 | -0.30822 | 0.98222 | -0.34076 | 18.2263
112 | 0.008293 | 0.0020786 | -0.0082919 | -0.0020781 | 1.1402e-06 | 4.9399e-07 | 0.01267 | 0.01267 | 0.01267 | 0.974 | -0.50174 | 0.97386 | -0.50463 | 3.4807
113 | 0.0041061 | 0.0010288 | -0.0041056 | -0.0010289 | 5.3571e-07 | -1.5041e-07 | 0.0061366 | 0.0061368 | 0.0061368 | 0.99564 | -0.082352 | 0.9955 | -0.085092 | 1.6859
114 | -0.1996 | -0.051068 | 0.2004 | 0.051578 | 0.00079918 | 0.00051023 | 0.29868 | 0.29868 | 0.29868 | 0.99564 | -0.082352 | 1 | 0 | 41.0274
115 | 0.010133 | 0.0025401 | -0.010132 | -0.0025393 | 1.5491e-06 | 7.6601e-07 | 0.01529 | 0.01529 | 0.01529 | 0.98621 | -0.26349 | 0.98604 | -0.2667 | 4.2005
116 | 0.0036477 | 0.00091318 | -0.0036477 | -0.00091318 | 1.3385e-09 | -5.7317e-10 | 0.0055722 | 0.0055722 | 0.0055722 | 0.97404 | -0.50074 | 0.97404 | -0.50075 | 1.5308
117 | 0.00052591 | 0.00013131 | -0.0005259 | -0.0001318 | 9.7762e-09 | -4.9255e-07 | 0.00080485 | 0.00080503 | 0.00080503 | 0.97209 | -0.53908 | 0.97207 | -0.53947 | 0.22116
118 | 0.028579 | 0.0071738 | -0.028564 | -0.0071642 | 1.535e-05 | 9.5477e-06 | 0.0433 | 0.0433 | 0.0433 | 0.98222 | -0.34076 | 0.98164 | -0.35203 | 11.8957
119 | 0.025662 | 0.0064371 | -0.025653 | -0.006431 | 9.7445e-06 | 6.0195e-06 | 0.038902 | 0.038902 | 0.038902 | 0.98164 | -0.35203 | 0.98123 | -0.36 | 10.6874
120 | 0.00023638 | 5.8208e-05 | -0.00023637 | -5.887e-05 | 2.6002e-09 | -6.611e-07 | 0.00036074 | 0.00036097 | 0.00036097 | 0.97404 | -0.50075 | 0.97402 | -0.50098 | 0.099169
121 | 0.00015404 | 3.8234e-05 | -0.00015404 | -3.8567e-05 | 5.5511e-10 | -3.3256e-07 | 0.00023519 | 0.00023531 | 0.00023531 | 0.97402 | -0.50098 | 0.97402 | -0.50106 | 0.064646
122 | 5.8641e-05 | 1.4658e-05 | -5.8641e-05 | -1.4697e-05 | 9.2385e-12 | -3.8444e-08 | 8.9573e-05 | 8.9587e-05 | 8.9587e-05 | 0.97402 | -0.50106 | 0.97402 | -0.50106 | 0.024612
123 | 0.017354 | 0.0043512 | -0.01735 | -0.0043487 | 4.1711e-06 | 2.4667e-06 | 0.026317 | 0.026317 | 0.026317 | 0.98123 | -0.36 | 0.98097 | -0.36504 | 7.23
124 | 0.0068367 | 0.0017135 | -0.0068363 | -0.0017133 | 3.8909e-07 | 1.2469e-07 | 0.010317 | 0.010317 | 0.010317 | 0.98604 | -0.2667 | 0.98598 | -0.26789 | 2.8344
125 | 0.01393 | 0.0034916 | -0.013929 | -0.003491 | 9.6815e-07 | 5.4661e-07 | 0.02113 | 0.02113 | 0.02113 | 0.98097 | -0.36504 | 0.9809 | -0.3665 | 5.8048
126 | 0.010664 | 0.0026729 | -0.010663 | -0.0026723 | 1.1641e-06 | 5.9535e-07 | 0.016178 | 0.016178 | 0.016178 | 0.9809 | -0.3665 | 0.98078 | -0.36879 | 4.4445
127 | 0.0068277 | 0.0017111 | -0.0068271 | -0.0017109 | 6.4252e-07 | 2.0973e-07 | 0.010359 | 0.010359 | 0.010359 | 0.98078 | -0.36879 | 0.98068 | -0.37077 | 2.8458
128 | 0.0047799 | 0.0011978 | -0.0047798 | -0.0011978 | 8.3246e-08 | 2.9983e-11 | 0.0072526 | 0.0072526 | 0.0072526 | 0.98068 | -0.37077 | 0.98066 | -0.37114 | 1.9925
129 | 0.0020592 | 0.00051593 | -0.0020591 | -0.00051607 | 4.7565e-08 | -1.3348e-07 | 0.0031245 | 0.0031245 | 0.0031245 | 0.98066 | -0.37114 | 0.98064 | -0.37162 | 0.85838
130 | 0.0021639 | 0.0005423 | -0.0021639 | -0.00054232 | 6.3561e-09 | -1.6997e-08 | 0.0032344 | 0.0032344 | 0.0032344 | 0.9955 | -0.085092 | 0.9955 | -0.085153 | 0.88858
131 | 0.13626 | 0.035032 | -0.13582 | -0.03475 | 0.00044124 | 0.00028202 | 0.20307 | 0.20307 | 0.20307 | 1 | 0 | 0.99646 | -0.066874 | 55.7883
132 | 0.0024542 | 0.00061486 | -0.0024541 | -0.00061505 | 9.8778e-08 | -1.9226e-07 | 0.0036647 | 0.0036648 | 0.0036648 | 0.99646 | -0.066874 | 0.99642 | -0.067719 | 1.0068

## res_trafo
| p_hv_mw | q_hv_mvar | p_lv_mw | q_lv_mvar | pl_mw | ql_mvar | i_hv_ka | i_lv_ka | vm_hv_pu | va_hv_degree | vm_lv_pu | va_lv_degree | loading_percent
0 | -1.2729e-15 | -1.3162e-15 | 0.00165 | 1.2699e-07 | 0.00165 | 1.2699e-07 | 5.2857e-17 | 0.0023815 | 0.99998 | 149.9956 | 1 | 0 | 0.2619

## res_ext_grid
| p_mw | q_mvar
0 | 0.34334 | 0.087871

## res_load
| p_mw | q_mvar
0 | 0.011864 | 0.0029735
1 | 0.0023368 | 0.00058566
2 | 0.0014555 | 0.00036477
3 | 0.0019109 | 0.00047891
4 | 0.013645 | 0.0034198
5 | 0.0092816 | 0.0023262
6 | 0.0047023 | 0.0011785
7 | 0.001532 | 0.00038397
8 | 0.0012235 | 0.00030665
9 | 0.0089468 | 0.0022423
10 | 0.0023338 | 0.0005849
11 | 0.0056164 | 0.0014076
12 | 0.0011438 | 0.00028665
13 | 5.047e-05 | 1.2649e-05
14 | 0.0070232 | 0.0017602
15 | 0.0016707 | 0.00041872
16 | 0.0023615 | 0.00059186
17 | 0.008827 | 0.0022123
18 | 0.0063766 | 0.0015981
19 | 0.0037635 | 0.00094323
20 | 0.0034342 | 0.00086069
21 | 0.002456 | 0.00061552
22 | 0.0019897 | 0.00049867
23 | 0.0018514 | 0.000464
24 | 0.00010868 | 2.7237e-05
25 | 0.0047794 | 0.0011978
26 | 0.0041578 | 0.001042
27 | 0.0038465 | 0.00096402
28 | 0.003901 | 0.00097768
29 | 0.0041801 | 0.0010476
30 | 0.0052716 | 0.0013212
31 | 0.003317 | 0.00083131
32 | 0.0049799 | 0.0012481
33 | 0.002436 | 0.00061051
34 | 0.00043816 | 0.00010981
35 | 0.0001448 | 3.6291e-05
36 | 0.0014962 | 0.00037498
37 | 0.0076735 | 0.0019232
38 | 0.0044407 | 0.0011129
39 | 5.1225e-05 | 1.2838e-05
40 | 0.0026917 | 0.0006746
41 | 0.0031831 | 0.00079777
42 | 0.0069527 | 0.0017425
43 | 0.01803 | 0.0045188
44 | 0.003415 | 0.00085589
45 | 0.003609 | 0.00090449
46 | 0.0049875 | 0.00125
47 | 0.010042 | 0.0025167
48 | 0.0046311 | 0.0011607
49 | 0.0024707 | 0.00061922
50 | 0.0018806 | 0.00047133
51 | 0.0025665 | 0.00064323
52 | 0.0077918 | 0.0019528
53 | 0.005167 | 0.001295
54 | 0.0053567 | 0.0013425
55 | 0.0044968 | 0.001127
56 | 0.003965 | 0.00099371
57 | 0.0033384 | 0.00083669
58 | 0.0026535 | 0.00066502
59 | 0.00030224 | 7.5748e-05
60 | 0.0005259 | 0.0001318
61 | 0.0050878 | 0.0012751
62 | 0.0029014 | 0.00072715
63 | 0.0034114 | 0.00085497
64 | 8.2335e-05 | 2.0635e-05
65 | 9.5396e-05 | 2.3909e-05
66 | 5.8641e-05 | 1.4697e-05
67 | 0.0031525 | 0.00079009
68 | 0.0082988 | 0.0020799
69 | 0.0082919 | 0.0020781
70 | 0.0032951 | 0.00082583
71 | 0.0068363 | 0.0017133
72 | 0.00342 | 0.00085712
73 | 0.0032642 | 0.00081809
74 | 0.0038355 | 0.00096126
75 | 0.0020472 | 0.00051307
76 | 0.0027206 | 0.00068186
77 | 0.0019417 | 0.00048664
78 | 0.0050281 | 0.0012602
79 | 0.0021639 | 0.00054232
80 | 0.0024541 | 0.00061505
81 | 0.010241 | 0.0025665
82 | 0.0020591 | 0.00051607

## dtypes
| element | column | dtype
0 | bus | name | object
1 | bus | vn_kv | float64
2 | bus | type | object
3 | bus | zone | object
4 | bus | in_service | bool
5 | load | name | object
6 | load | bus | uint32
7 | load | p_mw | float64
8 | load | q_mvar | float64
9 | load | const_z_percent | float64
10 | load | const_i_percent | float64
11 | load | sn_mva | float64
12 | load | scaling | float64
13 | load | in_service | bool
14 | load | type | object
15 | ext_grid | name | object
16 | ext_grid | bus | uint32
17 | ext_grid | vm_pu | float64
18 | ext_grid | va_degree | float64
19 | ext_grid | slack_weight | float64
20 | ext_grid | in_service | bool
21 | line | name | object
22 | line | std_type | object
23 | line | from_bus | uint32
24 | line | to_bus | uint32
25 | line | length_km | float64
26 | line | r_ohm_per_km | float64
27 | line | x_ohm_per_km | float64
28 | line | c_nf_per_km | float64
29 | line | g_us_per_km | float64
30 | line | max_i_ka | float64
31 | line | df | float64
32 | line | parallel | uint32
33 | line | type | object
34 | line | in_service | bool
35 | trafo | name | object
36 | trafo | std_type | object
37 | trafo | hv_bus | uint32
38 | trafo | lv_bus | uint32
39 | trafo | sn_mva | float64
40 | trafo | vn_hv_kv | float64
41 | trafo | vn_lv_kv | float64
42 | trafo | vk_percent | float64
43 | trafo | vkr_percent | float64
44 | trafo | pfe_kw | float64
45 | trafo | i0_percent | float64
46 | trafo | shift_degree | float64
47 | trafo | tap_side | object
48 | trafo | tap_neutral | int32
49 | trafo | tap_min | int32
50 | trafo | tap_max | int32
51 | trafo | tap_step_percent | float64
52 | trafo | tap_step_degree | float64
53 | trafo | tap_pos | int32
54 | trafo | tap_phase_shifter | bool
55 | trafo | parallel | uint32
56 | trafo | df | float64
57 | trafo | in_service | bool
58 | line_geodata | coords | object
59 | bus_geodata | x | float64
60 | bus_geodata | y | float64
61 | bus_geodata | coords | object
62 | res_bus | vm_pu | float64
63 | res_bus | va_degree | float64
64 | res_bus | p_mw | float64
65 | res_bus | q_mvar | float64
66 | res_line | p_from_mw | float64
67 | res_line | q_from_mvar | float64
68 | res_line | p_to_mw | float64
69 | res_line | q_to_mvar | float64
70 | res_line | pl_mw | float64
71 | res_line | ql_mvar | float64
72 | res_line | i_from_ka | float64
73 | res_line | i_to_ka | float64
74 | res_line | i_ka | float64
75 | res_line | vm_from_pu | float64
76 | res_line | va_from_degree | float64
77 | res_line | vm_to_pu | float64
78 | res_line | va_to_degree | float64
79 | res_line | loading_percent | float64
80 | res_trafo | p_hv_mw | float64
81 | res_trafo | q_hv_mvar | float64
82 | res_trafo | p_lv_mw | float64
83 | res_trafo | q_lv_mvar | float64
84 | res_trafo | pl_mw | float64
85 | res_trafo | ql_mvar | float64
86 | res_trafo | i_hv_ka | float64
87 | res_trafo | i_lv_ka | float64
88 | res_trafo | vm_hv_pu | float64
89 | res_trafo | va_hv_degree | float64
90 | res_trafo | vm_lv_pu | float64
91 | res_trafo | va_lv_degree | float64
92 | res_trafo | loading_percent | float64
93 | res_ext_grid | p_mw | float64
94 | res_ext_grid | q_mvar | float64
95 | res_load | p_mw | float64
96 | res_load | q_mvar | float64

## parameters
| version | format_version | converged | OPF_converged | name | f_hz | sn_mva
0 | 2.14.6 | 2.14.0 | TRUE | FALSE |  | 50 | 1