## bus
| name | vn_kv | type | zone | in_service
0 | bus_LV_221-4_0_3_node_0 | 0.4 | n |  | TRUE
1 | bus_LV_221-4_0_3_node_1 | 0.4 | n |  | TRUE
2 | bus_LV_221-4_0_3_node_2 | 0.4 | n |  | TRUE
3 | bus_LV_221-4_0_3_node_3 | 0.4 | n |  | TRUE
4 | bus_LV_221-4_0_3_node_4 | 0.4 | n |  | TRUE
5 | bus_LV_221-4_0_3_node_5 | 0.4 | n |  | TRUE
6 | bus_LV_221-4_0_3_node_6 | 0.4 | n |  | TRUE
7 | bus_LV_221-4_0_3_node_25 | 0.4 | n |  | TRUE
8 | bus_LV_221-4_0_3_node_9 | 0.4 | n |  | TRUE
9 | bus_LV_221-4_0_3_node_7 | 0.4 | n |  | TRUE
10 | bus_LV_221-4_0_3_node_8 | 0.4 | n |  | TRUE
11 | bus_LV_221-4_0_3_node_10 | 0.4 | n |  | TRUE
12 | bus_LV_221-4_0_3_node_11 | 0.4 | n |  | TRUE
13 | bus_LV_221-4_0_3_node_12 | 0.4 | n |  | TRUE
14 | bus_LV_221-4_0_3_node_16 | 0.4 | n |  | TRUE
15 | bus_LV_221-4_0_3_node_20 | 0.4 | n |  | TRUE
16 | bus_LV_221-4_0_3_node_13 | 0.4 | n |  | TRUE
17 | bus_LV_221-4_0_3_node_14 | 0.4 | n |  | TRUE
18 | bus_LV_221-4_0_3_node_15 | 0.4 | n |  | TRUE
19 | bus_LV_221-4_0_3_node_17 | 0.4 | n |  | TRUE
20 | bus_LV_221-4_0_3_node_18 | 0.4 | n |  | TRUE
21 | bus_LV_221-4_0_3_node_19 | 0.4 | n |  | TRUE
22 | bus_LV_221-4_0_3_node_62 | 0.4 | n |  | TRUE
23 | bus_LV_221-4_0_3_node_43 | 0.4 | n |  | TRUE
24 | bus_LV_221-4_0_3_node_21 | 0.4 | n |  | TRUE
25 | bus_LV_221-4_0_3_node_22 | 0.4 | n |  | TRUE
26 | bus_LV_221-4_0_3_node_24 | 0.4 | n |  | TRUE
27 | bus_LV_221-4_0_3_node_33 | 0.4 | n |  | TRUE
28 | bus_LV_221-4_0_3_node_26 | 0.4 | n |  | TRUE
29 | bus_LV_221-4_0_3_node_27 | 0.4 | n |  | TRUE
30 | bus_LV_221-4_0_3_node_28 | 0.4 | n |  | TRUE
31 | bus_LV_221-4_0_3_node_50 | 0.4 | n |  | TRUE
32 | bus_LV_221-4_0_3_node_29 | 0.4 | n |  | TRUE
33 | bus_LV_221-4_0_3_node_30 | 0.4 | n |  | TRUE
34 | bus_LV_221-4_0_3_node_31 | 0.4 | n |  | TRUE
35 | bus_LV_221-4_0_3_node_32 | 0.4 | n |  | TRUE
36 | bus_LV_221-4_0_3_node_37 | 0.4 | n |  | TRUE
37 | bus_LV_221-4_0_3_node_35 | 0.4 | n |  | TRUE
38 | bus_LV_221-4_0_3_node_36 | 0.4 | n |  | TRUE
39 | bus_LV_221-4_0_3_node_39 | 0.4 | n |  | TRUE
40 | bus_LV_221-4_0_3_node_48 | 0.4 | n |  | TRUE
41 | bus_LV_221-4_0_3_node_38 | 0.4 | n |  | TRUE
42 | bus_LV_221-4_0_3_node_40 | 0.4 | n |  | TRUE
43 | bus_LV_221-4_0_3_node_41 | 0.4 | n |  | TRUE
44 | bus_LV_221-4_0_3_node_42 | 0.4 | n |  | TRUE
45 | bus_LV_221-4_0_3_node_61 | 0.4 | n |  | TRUE
46 | bus_LV_221-4_0_3_node_44 | 0.4 | n |  | TRUE
47 | bus_LV_221-4_0_3_node_45 | 0.4 | n |  | TRUE
48 | bus_LV_221-4_0_3_node_46 | 0.4 | n |  | TRUE
49 | bus_LV_221-4_0_3_node_47 | 0.4 | n |  | TRUE
50 | bus_LV_221-4_0_3_node_51 | 0.4 | n |  | TRUE
51 | bus_LV_221-4_0_3_node_49 | 0.4 | n |  | TRUE
52 | bus_LV_221-4_0_3_node_290 | 0.4 | n |  | TRUE
53 | bus_LV_221-4_0_3_node_291 | 0.4 | n |  | TRUE
54 | bus_LV_221-4_0_3_node_52 | 0.4 | n |  | TRUE
55 | bus_LV_221-4_0_3_node_53 | 0.4 | n |  | TRUE
56 | bus_LV_221-4_0_3_node_54 | 0.4 | n |  | TRUE
57 | bus_LV_221-4_0_3_node_55 | 0.4 | n |  | TRUE
58 | bus_LV_221-4_0_3_node_56 | 0.4 | n |  | TRUE
59 | bus_LV_221-4_0_3_node_57 | 0.4 | n |  | TRUE
60 | bus_LV_221-4_0_3_node_212 | 0.4 | n |  | TRUE
61 | bus_LV_221-4_0_3_node_58 | 0.4 | n |  | TRUE
62 | bus_LV_221-4_0_3_node_60 | 0.4 | n |  | TRUE
63 | bus_LV_221-4_0_3_node_300 | 0.4 | n |  | TRUE
64 | bus_LV_221-4_0_3_node_70 | 0.4 | n |  | TRUE
65 | bus_LV_221-4_0_3_node_66 | 0.4 | n |  | TRUE
66 | bus_LV_221-4_0_3_node_63 | 0.4 | n |  | TRUE
67 | bus_LV_221-4_0_3_node_64 | 0.4 | n |  | TRUE
68 | bus_LV_221-4_0_3_node_65 | 0.4 | n |  | TRUE
69 | bus_LV_221-4_0_3_node_67 | 0.4 | n |  | TRUE
70 | bus_LV_221-4_0_3_node_68 | 0.4 | n |  | TRUE
71 | bus_LV_221-4_0_3_node_71 | 0.4 | n |  | TRUE
72 | bus_LV_221-4_0_3_node_69 | 0.4 | n |  | TRUE
73 | bus_LV_221-4_0_3_node_89 | 0.4 | n |  | TRUE
74 | bus_LV_221-4_0_3_node_90 | 0.4 | n |  | TRUE
75 | bus_LV_221-4_0_3_node_91 | 0.4 | n |  | TRUE
76 | bus_LV_221-4_0_3_node_93 | 0.4 | n |  | TRUE
77 | bus_LV_221-4_0_3_node_94 | 0.4 | n |  | TRUE
78 | bus_LV_221-4_0_3_node_96 | 0.4 | n |  | TRUE
79 | bus_LV_221-4_0_3_node_95 | 0.4 | n |  | TRUE
80 | bus_LV_221-4_0_3_node_97 | 0.4 | n |  | TRUE
81 | bus_LV_221-4_0_3_node_98 | 0.4 | n |  | TRUE
82 | bus_LV_221-4_0_3_node_99 | 0.4 | n |  | TRUE
83 | bus_LV_221-4_0_3_node_100 | 0.4 | n |  | TRUE
84 | bus_LV_221-4_0_3_node_205 | 0.4 | n |  | TRUE
85 | bus_LV_221-4_0_3_node_119 | 0.4 | n |  | TRUE
86 | bus_LV_221-4_0_3_node_121 | 0.4 | n |  | TRUE
87 | bus_LV_221-4_0_3_node_202 | 0.4 | n |  | TRUE
88 | bus_LV_221-4_0_3_node_149 | 0.4 | n |  | TRUE
89 | bus_LV_221-4_0_3_node_150 | 0.4 | n |  | TRUE
90 | bus_LV_221-4_0_3_node_151 | 0.4 | n |  | TRUE
91 | bus_LV_221-4_0_3_node_152 | 0.4 | n |  | TRUE
92 | bus_LV_221-4_0_3_node_153 | 0.4 | n |  | TRUE
93 | bus_LV_221-4_0_3_node_154 | 0.4 | n |  | TRUE
94 | bus_LV_221-4_0_3_node_155 | 0.4 | n |  | TRUE
95 | bus_LV_221-4_0_3_node_156 | 0.4 | n |  | TRUE
96 | bus_LV_221-4_0_3_node_157 | 0.4 | n |  | TRUE
97 | bus_LV_221-4_0_3_node_158 | 0.4 | n |  | TRUE
98 | bus_LV_221-4_0_3_node_159 | 0.4 | n |  | TRUE
99 | bus_LV_221-4_0_3_node_289 | 0.4 | n |  | TRUE
100 | bus_LV_221-4_0_3_node_246 | 0.4 | n |  | TRUE
101 | bus_LV_221-4_0_3_node_270 | 0.4 | n |  | TRUE
102 | bus_LV_221-4_0_3_node_319 | 0.4 | n |  | TRUE
103 | bus_LV_221-4_0_3_node_201 | 0.4 | n |  | TRUE
104 | bus_LV_221-4_0_3_node_203 | 0.4 | n |  | TRUE
105 | bus_LV_221-4_0_3_node_204 | 0.4 | n |  | TRUE
106 | bus_LV_221-4_0_3_node_206 | 0.4 | n |  | TRUE
107 | bus_LV_221-4_0_3_node_276 | 0.4 | n |  | TRUE
108 | bus_LV_221-4_0_3_node_207 | 0.4 | n |  | TRUE
109 | bus_LV_221-4_0_3_node_301 | 0.4 | n |  | TRUE
110 | bus_LV_221-4_0_3_node_213 | 0.4 | n |  | TRUE
111 | bus_LV_221-4_0_3_node_214 | 0.4 | n |  | TRUE
112 | bus_LV_221-4_0_3_node_215 | 0.4 | n |  | TRUE
113 | bus_LV_221-4_0_3_node_216 | 0.4 | n |  | TRUE
114 | bus_LV_221-4_0_3_node_217 | 0.4 | n |  | TRUE
115 | bus_LV_221-4_0_3_node_284 | 0.4 | n |  | TRUE
116 | bus_LV_221-4_0_3_node_269 | 0.4 | n |  | TRUE
117 | bus_LV_221-4_0_3_node_271 | 0.4 | n |  | TRUE
118 | bus_LV_221-4_0_3_node_277 | 0.4 | n |  | TRUE
119 | bus_LV_221-4_0_3_node_323 | 0.4 | n |  | TRUE
120 | bus_LV_221-4_0_3_node_278 | 0.4 | n |  | TRUE
121 | bus_LV_221-4_0_3_node_279 | 0.4 | n |  | TRUE
122 | bus_LV_221-4_0_3_node_280 | 0.4 | n |  | TRUE
123 | bus_LV_221-4_0_3_node_281 | 0.4 | n |  | TRUE
124 | bus_LV_221-4_0_3_node_282 | 0.4 | n |  | TRUE
125 | bus_LV_221-4_0_3_node_283 | 0.4 | n |  | TRUE
126 | bus_LV_221-4_0_3_node_285 | 0.4 | n |  | TRUE
127 | bus_LV_221-4_0_3_node_286 | 0.4 | n |  | TRUE
128 | bus_LV_221-4_0_3_node_287 | 0.4 | n |  | TRUE
129 | bus_LV_221-4_0_3_node_288 | 0.4 | n |  | TRUE
130 | bus_LV_221-4_0_3_node_317 | 0.4 | n |  | TRUE
131 | bus_LV_221-4_0_3_node_318 | 0.4 | n |  | TRUE
132 | bus_LV_221-4_0_3_node_320 | 0.4 | n |  | TRUE
133 | bus_LV_221-4_0_3_node_321 | 0.4 | n |  | TRUE
134 | bus_LV_221-4_0_3_node_322 | 0.4 | n |  | TRUE
135 | bus_MV_371_0_node_13 | 20 | n |  | TRUE

## load
| name | bus | p_mw | q_mvar | const_z_percent | const_i_percent | sn_mva | scaling | in_service | type
0 | LV_221-4_0_3_load_0 | 0 | 0.0033853 | 0.00084844 | 0 | 0 |  | 1 | TRUE | wye
1 | LV_221-4_0_3_load_1 | 1 | 0.0079786 | 0.0019996 | 0 | 0 |  | 1 | TRUE | wye
2 | LV_221-4_0_3_load_2 | 2 | 0.0013108 | 0.00032851 | 0 | 0 |  | 1 | TRUE | wye
3 | LV_221-4_0_3_load_3 | 3 | 0.0033864 | 0.00084872 | 0 | 0 |  | 1 | TRUE | wye
4 | LV_221-4_0_3_load_4 | 4 | 0.0024042 | 0.00060254 | 0 | 0 |  | 1 | TRUE | wye
5 | LV_221-4_0_3_load_5 | 5 | 0.00468 | 0.0011729 | 0 | 0 |  | 1 | TRUE | wye
6 | LV_221-4_0_3_load_6 | 6 | 0.0031455 | 0.00078834 | 0 | 0 |  | 1 | TRUE | wye
7 | LV_221-4_0_3_load_25 | 7 | 0.0034965 | 0.00087629 | 0 | 0 |  | 1 | TRUE | wye
8 | LV_221-4_0_3_load_9 | 8 | 0.0021112 | 0.0005291 | 0 | 0 |  | 1 | TRUE | wye
9 | LV_221-4_0_3_load_7 | 9 | 0.0027686 | 0.00069389 | 0 | 0 |  | 1 | TRUE | wye
10 | LV_221-4_0_3_load_8 | 10 | 0.0023582 | 0.00059102 | 0 | 0 |  | 1 | TRUE | wye
11 | LV_221-4_0_3_load_11 | 12 | 0.0020846 | 0.00052245 | 0 | 0 |  | 1 | TRUE | wye
12 | LV_221-4_0_3_load_12 | 13 | 0.0032052 | 0.0008033 | 0 | 0 |  | 1 | TRUE | wye
13 | LV_221-4_0_3_load_16 | 14 | 0.0014843 | 0.00037199 | 0 | 0 |  | 1 | TRUE | wye
14 | LV_221-4_0_3_load_20 | 15 | 0.0025119 | 0.00062955 | 0 | 0 |  | 1 | TRUE | wye
15 | LV_221-4_0_3_load_13 | 16 | 0.0035395 | 0.00088707 | 0 | 0 |  | 1 | TRUE | wye
16 | LV_221-4_0_3_load_14 | 17 | 0.0048796 | 0.0012229 | 0 | 0 |  | 1 | TRUE | wye
17 | LV_221-4_0_3_load_15 | 18 | 0.0026629 | 0.00066738 | 0 | 0 |  | 1 | TRUE | wye
18 | LV_221-4_0_3_load_18 | 20 | 0.0035378 | 0.00088667 | 0 | 0 |  | 1 | TRUE | wye
19 | LV_221-4_0_3_load_19 | 21 | 0.002826 | 0.00070827 | 0 | 0 |  | 1 | TRUE | wye
20 | LV_221-4_0_3_load_62 | 22 | 0.003321 | 0.00083232 | 0 | 0 |  | 1 | TRUE | wye
21 | LV_221-4_0_3_load_43 | 23 | 0.0033832 | 0.00084792 | 0 | 0 |  | 1 | TRUE | wye
22 | LV_221-4_0_3_load_21 | 24 | 0.001623 | 0.00040677 | 0 | 0 |  | 1 | TRUE | wye
23 | LV_221-4_0_3_load_24 | 26 | 0.0012658 | 0.00031724 | 0 | 0 |  | 1 | TRUE | wye
24 | LV_221-4_0_3_load_33 | 27 | 0.0010827 | 0.00027135 | 0 | 0 |  | 1 | TRUE | wye
25 | LV_221-4_0_3_load_27 | 29 | 0.0015582 | 0.00039051 | 0 | 0 |  | 1 | TRUE | wye
26 | LV_221-4_0_3_load_28 | 30 | 0.0013239 | 0.0003318 | 0 | 0 |  | 1 | TRUE | wye
27 | LV_221-4_0_3_load_50 | 31 | 0.0062857 | 0.0015753 | 0 | 0 |  | 1 | TRUE | wye
28 | LV_221-4_0_3_load_29 | 32 | 0.0027963 | 0.00070082 | 0 | 0 |  | 1 | TRUE | wye
29 | LV_221-4_0_3_load_30 | 33 | 0.0015708 | 0.00039368 | 0 | 0 |  | 1 | TRUE | wye
30 | LV_221-4_0_3_load_31 | 34 | 0.0068962 | 0.0017284 | 0 | 0 |  | 1 | TRUE | wye
31 | LV_221-4_0_3_load_32 | 35 | 0.0039523 | 0.00099054 | 0 | 0 |  | 1 | TRUE | wye
32 | LV_221-4_0_3_load_35 | 37 | 0.00075541 | 0.00018932 | 0 | 0 |  | 1 | TRUE | wye
33 | LV_221-4_0_3_load_36 | 38 | 0.0013532 | 0.00033914 | 0 | 0 |  | 1 | TRUE | wye
34 | LV_221-4_0_3_load_39 | 39 | 0.0016344 | 0.00040963 | 0 | 0 |  | 1 | TRUE | wye
35 | LV_221-4_0_3_load_48 | 40 | 0.0042506 | 0.0010653 | 0 | 0 |  | 1 | TRUE | wye
36 | LV_221-4_0_3_load_38 | 41 | 0.0014564 | 0.000365 | 0 | 0 |  | 1 | TRUE | wye
37 | LV_221-4_0_3_load_40 | 42 | 0.0024129 | 0.00060472 | 0 | 0 |  | 1 | TRUE | wye
38 | LV_221-4_0_3_load_41 | 43 | 0.0023752 | 0.00059529 | 0 | 0 |  | 1 | TRUE | wye
39 | LV_221-4_0_3_load_44 | 46 | 0.0037113 | 0.00093014 | 0 | 0 |  | 1 | TRUE | wye
40 | LV_221-4_0_3_load_46 | 48 | 0.0027224 | 0.0006823 | 0 | 0 |  | 1 | TRUE | wye
41 | LV_221-4_0_3_load_47 | 49 | 0.0025299 | 0.00063406 | 0 | 0 |  | 1 | TRUE | wye
42 | LV_221-4_0_3_load_51 | 50 | 0.0025942 | 0.00065016 | 0 | 0 |  | 1 | TRUE | wye
43 | LV_221-4_0_3_load_290 | 52 | 0.00058131 | 0.00014569 | 0 | 0 |  | 1 | TRUE | wye
44 | LV_221-4_0_3_load_291 | 53 | 0.0009745 | 0.00024423 | 0 | 0 |  | 1 | TRUE | wye
45 | LV_221-4_0_3_load_53 | 55 | 0.00264 | 0.00066165 | 0 | 0 |  | 1 | TRUE | wye
46 | LV_221-4_0_3_load_54 | 56 | 0.001749 | 0.00043834 | 0 | 0 |  | 1 | TRUE | wye
47 | LV_221-4_0_3_load_55 | 57 | 0.0014518 | 0.00036386 | 0 | 0 |  | 1 | TRUE | wye
48 | LV_221-4_0_3_load_56 | 58 | 0.0049278 | 0.001235 | 0 | 0 |  | 1 | TRUE | wye
49 | LV_221-4_0_3_load_57 | 59 | 0.0022669 | 0.00056815 | 0 | 0 |  | 1 | TRUE | wye
50 | LV_221-4_0_3_load_212 | 60 | 0.0024684 | 0.00061864 | 0 | 0 |  | 1 | TRUE | wye
51 | LV_221-4_0_3_load_58 | 61 | 0.0017847 | 0.0004473 | 0 | 0 |  | 1 | TRUE | wye
52 | LV_221-4_0_3_load_60 | 62 | 0.001516 | 0.00037994 | 0 | 0 |  | 1 | TRUE | wye
53 | LV_221-4_0_3_load_70 | 64 | 0.0023159 | 0.00058043 | 0 | 0 |  | 1 | TRUE | wye
54 | LV_221-4_0_3_load_66 | 65 | 0.0026338 | 0.00066008 | 0 | 0 |  | 1 | TRUE | wye
55 | LV_221-4_0_3_load_63 | 66 | 0.0014839 | 0.00037189 | 0 | 0 |  | 1 | TRUE | wye
56 | LV_221-4_0_3_load_64 | 67 | 0.0014842 | 0.00037198 | 0 | 0 |  | 1 | TRUE | wye
57 | LV_221-4_0_3_load_65 | 68 | 0.00194 | 0.0004862 | 0 | 0 |  | 1 | TRUE | wye
58 | LV_221-4_0_3_load_67 | 69 | 0.0014555 | 0.00036478 | 0 | 0 |  | 1 | TRUE | wye
59 | LV_221-4_0_3_load_68 | 70 | 0.0014568 | 0.00036512 | 0 | 0 |  | 1 | TRUE | wye
60 | LV_221-4_0_3_load_71 | 71 | 0.00194 | 0.0004862 | 0 | 0 |  | 1 | TRUE | wye
61 | LV_221-4_0_3_load_69 | 72 | 0.0033472 | 0.0008389 | 0 | 0 |  | 1 | TRUE | wye
62 | LV_221-4_0_3_load_89 | 73 | 0.00039954 | 0.00010013 | 0 | 0 |  | 1 | TRUE | wye
63 | LV_221-4_0_3_load_90 | 74 | 0.0009377 | 0.00023501 | 0 | 0 |  | 1 | TRUE | wye
64 | LV_221-4_0_3_load_91 | 75 | 0.00044724 | 0.00011209 | 0 | 0 |  | 1 | TRUE | wye
65 | LV_221-4_0_3_load_94 | 77 | 0.0001269 | 3.1805e-05 | 0 | 0 |  | 1 | TRUE | wye
66 | LV_221-4_0_3_load_96 | 78 | 0.0015092 | 0.00037823 | 0 | 0 |  | 1 | TRUE | wye
67 | LV_221-4_0_3_load_95 | 79 | 0.00097221 | 0.00024366 | 0 | 0 |  | 1 | TRUE | wye
68 | LV_221-4_0_3_load_99 | 82 | 0.0013366 | 0.00033498 | 0 | 0 |  | 1 | TRUE | wye
69 | LV_221-4_0_3_load_100 | 83 | 0.0013854 | 0.00034722 | 0 | 0 |  | 1 | TRUE | wye
70 | LV_221-4_0_3_load_119 | 85 | 0.0015452 | 0.00038727 | 0 | 0 |  | 1 | TRUE | wye
71 | LV_221-4_0_3_load_202 | 87 | 0.0015375 | 0.00038534 | 0 | 0 |  | 1 | TRUE | wye
72 | LV_221-4_0_3_load_149 | 88 | 0.0023211 | 0.00058172 | 0 | 0 |  | 1 | TRUE | wye
73 | LV_221-4_0_3_load_150 | 89 | 0.0037571 | 0.00094161 | 0 | 0 |  | 1 | TRUE | wye
74 | LV_221-4_0_3_load_152 | 91 | 0.0041443 | 0.0010387 | 0 | 0 |  | 1 | TRUE | wye
75 | LV_221-4_0_3_load_153 | 92 | 0.0017706 | 0.00044376 | 0 | 0 |  | 1 | TRUE | wye
76 | LV_221-4_0_3_load_154 | 93 | 0.0018602 | 0.00046622 | 0 | 0 |  | 1 | TRUE | wye
77 | LV_221-4_0_3_load_155 | 94 | 0.002992 | 0.00074987 | 0 | 0 |  | 1 | TRUE | wye
78 | LV_221-4_0_3_load_156 | 95 | 0.0026621 | 0.00066718 | 0 | 0 |  | 1 | TRUE | wye
79 | LV_221-4_0_3_load_157 | 96 | 0.0010963 | 0.00027475 | 0 | 0 |  | 1 | TRUE | wye
80 | LV_221-4_0_3_load_159 | 98 | 0.0017848 | 0.00044732 | 0 | 0 |  | 1 | TRUE | wye
81 | LV_221-4_0_3_load_289 | 99 | 0.0012248 | 0.00030696 | 0 | 0 |  | 1 | TRUE | wye
82 | LV_221-4_0_3_load_246 | 100 | 0.0012414 | 0.00031113 | 0 | 0 |  | 1 | TRUE | wye
83 | LV_221-4_0_3_load_270 | 101 | 0.0034875 | 0.00087404 | 0 | 0 |  | 1 | TRUE | wye
84 | LV_221-4_0_3_load_319 | 102 | 0.0039673 | 0.00099429 | 0 | 0 |  | 1 | TRUE | wye
85 | LV_221-4_0_3_load_201 | 103 | 0.0018056 | 0.00045254 | 0 | 0 |  | 1 | TRUE | wye
86 | LV_221-4_0_3_load_204 | 105 | 0.0028461 | 0.00071329 | 0 | 0 |  | 1 | TRUE | wye
87 | LV_221-4_0_3_load_206 | 106 | 0.0013869 | 0.00034758 | 0 | 0 |  | 1 | TRUE | wye
88 | LV_221-4_0_3_load_276 | 107 | 0.0010565 | 0.00026479 | 0 | 0 |  | 1 | TRUE | wye
89 | LV_221-4_0_3_load_207 | 108 | 0.0058225 | 0.0014593 | 0 | 0 |  | 1 | TRUE | wye
90 | LV_221-4_0_3_load_301 | 109 | 0.0036334 | 0.00091062 | 0 | 0 |  | 1 | TRUE | wye
91 | LV_221-4_0_3_load_214 | 111 | 0.0048225 | 0.0012086 | 0 | 0 |  | 1 | TRUE | wye
92 | LV_221-4_0_3_load_215 | 112 | 0.0014608 | 0.00036611 | 0 | 0 |  | 1 | TRUE | wye
93 | LV_221-4_0_3_load_216 | 113 | 0.0019319 | 0.00048419 | 0 | 0 |  | 1 | TRUE | wye
94 | LV_221-4_0_3_load_217 | 114 | 0.0018303 | 0.00045871 | 0 | 0 |  | 1 | TRUE | wye
95 | LV_221-4_0_3_load_284 | 115 | 0.0010898 | 0.00027312 | 0 | 0 |  | 1 | TRUE | wye
96 | LV_221-4_0_3_load_269 | 116 | 0.0022275 | 0.00055826 | 0 | 0 |  | 1 | TRUE | wye
97 | LV_221-4_0_3_load_271 | 117 | 0.0013457 | 0.00033727 | 0 | 0 |  | 1 | TRUE | wye
98 | LV_221-4_0_3_load_277 | 118 | 0.0014041 | 0.00035189 | 0 | 0 |  | 1 | TRUE | wye
99 | LV_221-4_0_3_load_323 | 119 | 0.00053737 | 0.00013468 | 0 | 0 |  | 1 | TRUE | wye
100 | LV_221-4_0_3_load_278 | 120 | 0.0026549 | 0.00066537 | 0 | 0 |  | 1 | TRUE | wye
101 | LV_221-4_0_3_load_279 | 121 | 0.0010029 | 0.00025136 | 0 | 0 |  | 1 | TRUE | wye
102 | LV_221-4_0_3_load_280 | 122 | 0.0030397 | 0.00076182 | 0 | 0 |  | 1 | TRUE | wye
103 | LV_221-4_0_3_load_281 | 123 | 0.000701 | 0.00017569 | 0 | 0 |  | 1 | TRUE | wye
104 | LV_221-4_0_3_load_282 | 124 | 0.002069 | 0.00051854 | 0 | 0 |  | 1 | TRUE | wye
105 | LV_221-4_0_3_load_283 | 125 | 0.0011354 | 0.00028455 | 0 | 0 |  | 1 | TRUE | wye
106 | LV_221-4_0_3_load_286 | 127 | 0.00091947 | 0.00023044 | 0 | 0 |  | 1 | TRUE | wye
107 | LV_221-4_0_3_load_287 | 128 | 0.0008512 | 0.00021333 | 0 | 0 |  | 1 | TRUE | wye
108 | LV_221-4_0_3_load_288 | 129 | 0.0011859 | 0.00029722 | 0 | 0 |  | 1 | TRUE | wye
109 | LV_221-4_0_3_load_317 | 130 | 0.0015947 | 0.00039967 | 0 | 0 |  | 1 | TRUE | wye
110 | LV_221-4_0_3_load_318 | 131 | 0.0017092 | 0.00042836 | 0 | 0 |  | 1 | TRUE | wye
111 | LV_221-4_0_3_load_320 | 132 | 0.0016847 | 0.00042223 | 0 | 0 |  | 1 | TRUE | wye
112 | LV_221-4_0_3_load_321 | 133 | 0.00052169 | 0.00013075 | 0 | 0 |  | 1 | TRUE | wye
113 | LV_221-4_0_3_load_322 | 134 | 0.00051619 | 0.00012937 | 0 | 0 |  | 1 | TRUE | wye

## ext_grid
| name | bus | vm_pu | va_degree | slack_weight | in_service
0 |  | 49 | 1 | 0 | 1 | TRUE

## line
| name | std_type | from_bus | to_bus | length_km | r_ohm_per_km | x_ohm_per_km | c_nf_per_km | g_us_per_km | max_i_ka | df | parallel | type | in_service
0 | LV_221-4_0_3_line_0 |  | 0 | 1 | 0.013034 | 0.125 | 0.08 | 261 | 0 | 0.364 | 1 | 1 | cs | TRUE
1 | LV_221-4_0_3_line_1 |  | 0 | 2 | 0.0034644 | 0.125 | 0.08 | 261 | 0 | 0.364 | 1 | 1 | cs | TRUE
2 | LV_221-4_0_3_line_2 |  | 1 | 3 | 0.019481 | 0.125 | 0.08 | 261 | 0 | 0.364 | 1 | 1 | cs | TRUE
3 | LV_221-4_0_3_line_3 |  | 2 | 4 | 0.018633 | 0.125 | 0.08 | 261 | 0 | 0.364 | 1 | 1 | cs | TRUE
4 | LV_221-4_0_3_line_4 |  | 3 | 5 | 0.011287 | 0.125 | 0.08 | 261 | 0 | 0.364 | 1 | 1 | cs | TRUE
5 | LV_221-4_0_3_line_5 |  | 4 | 6 | 0.020832 | 0.125 | 0.08 | 261 | 0 | 0.364 | 1 | 1 | cs | TRUE
6 | LV_221-4_0_3_line_6 |  | 5 | 7 | 0.020275 | 0.125 | 0.08 | 261 | 0 | 0.364 | 1 | 1 | cs | TRUE
7 | LV_221-4_0_3_line_7 |  | 6 | 8 | 0.014884 | 0.125 | 0.08 | 261 | 0 | 0.364 | 1 | 1 | cs | TRUE
8 | LV_221-4_0_3_line_8 |  | 7 | 28 | 0.024399 | 0.125 | 0.08 | 261 | 0 | 0.364 | 1 | 1 | cs | TRUE
9 | LV_221-4_0_3_line_9 |  | 8 | 9 | 0.0024723 | 0.125 | 0.08 | 261 | 0 | 0.364 | 1 | 1 | cs | TRUE
10 | LV_221-4_0_3_line_10 |  | 9 | 10 | 0.017375 | 0.125 | 0.08 | 261 | 0 | 0.364 | 1 | 1 | cs | TRUE
11 | LV_221-4_0_3_line_11 |  | 10 | 11 | 0.024837 | 0.125 | 0.08 | 261 | 0 | 0.364 | 1 | 1 | cs | TRUE
12 | LV_221-4_0_3_line_12 |  | 11 | 12 | 0.018777 | 0.125 | 0.08 | 261 | 0 | 0.364 | 1 | 1 | cs | TRUE
13 | LV_221-4_0_3_line_13 |  | 11 | 13 | 0.011543 | 0.125 | 0.08 | 261 | 0 | 0.364 | 1 | 1 | cs | TRUE
14 | LV_221-4_0_3_line_14 |  | 12 | 14 | 0.013091 | 0.125 | 0.08 | 261 | 0 | 0.364 | 1 | 1 | cs | TRUE
15 | LV_221-4_0_3_line_15 |  | 13 | 15 | 0.0074753 | 0.125 | 0.08 | 261 | 0 | 0.364 | 1 | 1 | cs | TRUE
16 | LV_221-4_0_3_line_16 |  | 14 | 17 | 0.0074278 | 0.125 | 0.08 | 261 | 0 | 0.364 | 1 | 1 | cs | TRUE
17 | LV_221-4_0_3_line_17 |  | 15 | 24 | 0.0069825 | 0.125 | 0.08 | 261 | 0 | 0.364 | 1 | 1 | cs | TRUE
18 | LV_221-4_0_3_line_18 |  | 16 | 17 | 0.010038 | 0.125 | 0.08 | 261 | 0 | 0.364 | 1 | 1 | cs | TRUE
19 | LV_221-4_0_3_line_19 |  | 16 | 18 | 0.025722 | 0.125 | 0.08 | 261 | 0 | 0.364 | 1 | 1 | cs | TRUE
20 | LV_221-4_0_3_line_20 |  | 18 | 19 | 0.0095789 | 0.125 | 0.08 | 261 | 0 | 0.364 | 1 | 1 | cs | TRUE
21 | LV_221-4_0_3_line_21 |  | 19 | 20 | 0.016062 | 0.125 | 0.08 | 261 | 0 | 0.364 | 1 | 1 | cs | TRUE
22 | LV_221-4_0_3_line_22 |  | 19 | 21 | 0.018287 | 0.125 | 0.08 | 261 | 0 | 0.364 | 1 | 1 | cs | TRUE
23 | LV_221-4_0_3_line_23 |  | 20 | 22 | 0.0053743 | 0.125 | 0.08 | 261 | 0 | 0.364 | 1 | 1 | cs | TRUE
24 | LV_221-4_0_3_line_24 |  | 21 | 23 | 0.027327 | 0.125 | 0.08 | 261 | 0 | 0.364 | 1 | 1 | cs | TRUE
25 | LV_221-4_0_3_line_25 |  | 22 | 65 | 0.020015 | 0.125 | 0.08 | 261 | 0 | 0.364 | 1 | 1 | cs | TRUE
26 | LV_221-4_0_3_line_26 |  | 23 | 46 | 0.0012783 | 0.125 | 0.08 | 261 | 0 | 0.364 | 1 | 1 | cs | TRUE
27 | LV_221-4_0_3_line_27 |  | 24 | 25 | 0.033288 | 0.125 | 0.08 | 261 | 0 | 0.364 | 1 | 1 | cs | TRUE
28 | LV_221-4_0_3_line_28 |  | 25 | 26 | 0.021229 | 0.125 | 0.08 | 261 | 0 | 0.364 | 1 | 1 | cs | TRUE
29 | LV_221-4_0_3_line_29 |  | 26 | 27 | 0.02621 | 0.125 | 0.08 | 261 | 0 | 0.364 | 1 | 1 | cs | TRUE
30 | LV_221-4_0_3_line_30 |  | 28 | 29 | 0.016995 | 0.125 | 0.08 | 261 | 0 | 0.364 | 1 | 1 | cs | TRUE
31 | LV_221-4_0_3_line_31 |  | 28 | 30 | 0.019506 | 0.125 | 0.08 | 261 | 0 | 0.364 | 1 | 1 | cs | TRUE
32 | LV_221-4_0_3_line_32 |  | 29 | 31 | 0.028037 | 0.125 | 0.08 | 261 | 0 | 0.364 | 1 | 1 | cs | TRUE
33 | LV_221-4_0_3_line_33 |  | 31 | 40 | 0.0024856 | 0.125 | 0.08 | 261 | 0 | 0.364 | 1 | 1 | cs | TRUE
34 | LV_221-4_0_3_line_34 |  | 32 | 33 | 0.042526 | 0.125 | 0.08 | 261 | 0 | 0.364 | 1 | 1 | cs | TRUE
35 | LV_221-4_0_3_line_35 |  | 33 | 34 | 0.033434 | 0.125 | 0.08 | 261 | 0 | 0.364 | 1 | 1 | cs | TRUE
36 | LV_221-4_0_3_line_36 |  | 34 | 35 | 0.027644 | 0.125 | 0.08 | 261 | 0 | 0.364 | 1 | 1 | cs | TRUE
37 | LV_221-4_0_3_line_37 |  | 35 | 36 | 0.056312 | 0.125 | 0.08 | 261 | 0 | 0.364 | 1 | 1 | cs | TRUE
38 | LV_221-4_0_3_line_38 |  | 36 | 40 | 0.02138 | 0.125 | 0.08 | 261 | 0 | 0.364 | 1 | 1 | cs | TRUE
39 | LV_221-4_0_3_line_39 |  | 37 | 38 | 0.022842 | 0.125 | 0.08 | 261 | 0 | 0.364 | 1 | 1 | cs | TRUE
40 | LV_221-4_0_3_line_40 |  | 38 | 39 | 0.0023311 | 0.125 | 0.08 | 261 | 0 | 0.364 | 1 | 1 | cs | TRUE
41 | LV_221-4_0_3_line_41 |  | 39 | 41 | 0.017832 | 0.125 | 0.08 | 261 | 0 | 0.364 | 1 | 1 | cs | TRUE
42 | LV_221-4_0_3_line_42 |  | 41 | 42 | 0.0024328 | 0.125 | 0.08 | 261 | 0 | 0.364 | 1 | 1 | cs | TRUE
43 | LV_221-4_0_3_line_43 |  | 42 | 43 | 0.024968 | 0.125 | 0.08 | 261 | 0 | 0.364 | 1 | 1 | cs | TRUE
44 | LV_221-4_0_3_line_44 |  | 43 | 44 | 0.029477 | 0.125 | 0.08 | 261 | 0 | 0.364 | 1 | 1 | cs | TRUE
45 | LV_221-4_0_3_line_45 |  | 44 | 45 | 0.01182 | 0.125 | 0.08 | 261 | 0 | 0.364 | 1 | 1 | cs | TRUE
46 | LV_221-4_0_3_line_46 |  | 45 | 64 | 0.013925 | 0.125 | 0.08 | 261 | 0 | 0.364 | 1 | 1 | cs | TRUE
47 | LV_221-4_0_3_line_47 |  | 46 | 47 | 0.021235 | 0.125 | 0.08 | 261 | 0 | 0.364 | 1 | 1 | cs | TRUE
48 | LV_221-4_0_3_line_48 |  | 47 | 48 | 0.016306 | 0.125 | 0.08 | 261 | 0 | 0.364 | 1 | 1 | cs | TRUE
49 | LV_221-4_0_3_line_49 |  | 47 | 49 | 0.014256 | 0.125 | 0.08 | 261 | 0 | 0.364 | 1 | 1 | cs | TRUE
50 | LV_221-4_0_3_line_50 |  | 49 | 50 | 0.034031 | 0.125 | 0.08 | 261 | 0 | 0.364 | 1 | 2 | cs | TRUE
51 | LV_221-4_0_3_line_51 |  | 50 | 54 | 0.011583 | 0.125 | 0.08 | 261 | 0 | 0.364 | 1 | 1 | cs | TRUE
52 | LV_221-4_0_3_line_52 |  | 51 | 52 | 0.036929 | 0.125 | 0.08 | 261 | 0 | 0.364 | 1 | 1 | cs | TRUE
53 | LV_221-4_0_3_line_53 |  | 51 | 53 | 0.026315 | 0.125 | 0.08 | 261 | 0 | 0.364 | 1 | 1 | cs | TRUE
54 | LV_221-4_0_3_line_54 |  | 52 | 117 | 0.019908 | 0.125 | 0.08 | 261 | 0 | 0.364 | 1 | 1 | cs | TRUE
55 | LV_221-4_0_3_line_55 |  | 53 | 129 | 0.00090437 | 0.125 | 0.08 | 261 | 0 | 0.364 | 1 | 1 | cs | TRUE
56 | LV_221-4_0_3_line_56 |  | 54 | 55 | 0.017593 | 0.125 | 0.08 | 261 | 0 | 0.364 | 1 | 1 | cs | TRUE
57 | LV_221-4_0_3_line_57 |  | 54 | 56 | 0.014785 | 0.125 | 0.08 | 261 | 0 | 0.364 | 1 | 1 | cs | TRUE
58 | LV_221-4_0_3_line_58 |  | 55 | 57 | 0.01978 | 0.125 | 0.08 | 261 | 0 | 0.364 | 1 | 1 | cs | TRUE
59 | LV_221-4_0_3_line_59 |  | 56 | 58 | 0.0031566 | 0.125 | 0.08 | 261 | 0 | 0.364 | 1 | 1 | cs | TRUE
60 | LV_221-4_0_3_line_60 |  | 57 | 59 | 0.0082353 | 0.125 | 0.08 | 261 | 0 | 0.364 | 1 | 1 | cs | TRUE
61 | LV_221-4_0_3_line_61 |  | 58 | 60 | 0.022022 | 0.125 | 0.08 | 261 | 0 | 0.364 | 1 | 1 | cs | TRUE
62 | LV_221-4_0_3_line_62 |  | 59 | 61 | 0.010741 | 0.125 | 0.08 | 261 | 0 | 0.364 | 1 | 1 | cs | TRUE
63 | LV_221-4_0_3_line_63 |  | 60 | 110 | 0.019122 | 0.125 | 0.08 | 261 | 0 | 0.364 | 1 | 1 | cs | TRUE
64 | LV_221-4_0_3_line_64 |  | 62 | 63 | 0.020205 | 0.125 | 0.08 | 261 | 0 | 0.364 | 1 | 1 | cs | TRUE
65 | LV_221-4_0_3_line_65 |  | 63 | 109 | 0.014548 | 0.125 | 0.08 | 261 | 0 | 0.364 | 1 | 1 | cs | TRUE
66 | LV_221-4_0_3_line_66 |  | 63 | 113 | 0.037483 | 0.125 | 0.08 | 261 | 0 | 0.364 | 1 | 1 | cs | TRUE
67 | LV_221-4_0_3_line_67 |  | 64 | 72 | 0.0080386 | 0.125 | 0.08 | 261 | 0 | 0.364 | 1 | 1 | cs | TRUE
68 | LV_221-4_0_3_line_68 |  | 65 | 67 | 0.0074739 | 0.125 | 0.08 | 261 | 0 | 0.364 | 1 | 1 | cs | TRUE
69 | LV_221-4_0_3_line_69 |  | 66 | 67 | 0.00051155 | 0.125 | 0.08 | 261 | 0 | 0.364 | 1 | 1 | cs | TRUE
70 | LV_221-4_0_3_line_70 |  | 66 | 68 | 0.010235 | 0.125 | 0.08 | 261 | 0 | 0.364 | 1 | 1 | cs | TRUE
71 | LV_221-4_0_3_line_71 |  | 68 | 69 | 0.00045693 | 0.125 | 0.08 | 261 | 0 | 0.364 | 1 | 1 | cs | TRUE
72 | LV_221-4_0_3_line_72 |  | 69 | 70 | 0.00051424 | 0.125 | 0.08 | 261 | 0 | 0.364 | 1 | 1 | cs | TRUE
73 | LV_221-4_0_3_line_73 |  | 70 | 71 | 0.017743 | 0.125 | 0.08 | 261 | 0 | 0.364 | 1 | 1 | cs | TRUE
74 | LV_221-4_0_3_line_74 |  | 71 | 72 | 0.010027 | 0.125 | 0.08 | 261 | 0 | 0.364 | 1 | 1 | cs | TRUE
75 | LV_221-4_0_3_line_75 |  | 73 | 74 | 0.013895 | 0.125 | 0.08 | 261 | 0 | 0.364 | 1 | 1 | cs | TRUE
76 | LV_221-4_0_3_line_76 |  | 73 | 75 | 0.009319 | 0.125 | 0.08 | 261 | 0 | 0.364 | 1 | 1 | cs | TRUE
77 | LV_221-4_0_3_line_77 |  | 75 | 76 | 0.013071 | 0.125 | 0.08 | 261 | 0 | 0.364 | 1 | 1 | cs | TRUE
78 | LV_221-4_0_3_line_78 |  | 76 | 77 | 0.035088 | 0.125 | 0.08 | 261 | 0 | 0.364 | 1 | 1 | cs | TRUE
79 | LV_221-4_0_3_line_79 |  | 77 | 78 | 0.0075722 | 0.125 | 0.08 | 261 | 0 | 0.364 | 1 | 1 | cs | TRUE
80 | LV_221-4_0_3_line_80 |  | 78 | 79 | 0.011993 | 0.125 | 0.08 | 261 | 0 | 0.364 | 1 | 1 | cs | TRUE
81 | LV_221-4_0_3_line_81 |  | 79 | 80 | 0.027427 | 0.125 | 0.08 | 261 | 0 | 0.364 | 1 | 1 | cs | TRUE
82 | LV_221-4_0_3_line_82 |  | 80 | 81 | 0.021385 | 0.125 | 0.08 | 261 | 0 | 0.364 | 1 | 1 | cs | TRUE
83 | LV_221-4_0_3_line_83 |  | 81 | 82 | 0.023713 | 0.125 | 0.08 | 261 | 0 | 0.364 | 1 | 1 | cs | TRUE
84 | LV_221-4_0_3_line_84 |  | 81 | 83 | 0.035075 | 0.125 | 0.08 | 261 | 0 | 0.364 | 1 | 1 | cs | TRUE
85 | LV_221-4_0_3_line_85 |  | 82 | 84 | 0.03863 | 0.125 | 0.08 | 261 | 0 | 0.364 | 1 | 1 | cs | TRUE
86 | LV_221-4_0_3_line_86 |  | 84 | 104 | 0.005215 | 0.125 | 0.08 | 261 | 0 | 0.364 | 1 | 1 | cs | TRUE
87 | LV_221-4_0_3_line_87 |  | 85 | 86 | 0.016101 | 0.125 | 0.08 | 261 | 0 | 0.364 | 1 | 1 | cs | TRUE
88 | LV_221-4_0_3_line_88 |  | 86 | 87 | 0.016364 | 0.125 | 0.08 | 261 | 0 | 0.364 | 1 | 1 | cs | TRUE
89 | LV_221-4_0_3_line_89 |  | 87 | 103 | 0.0012961 | 0.125 | 0.08 | 261 | 0 | 0.364 | 1 | 1 | cs | TRUE
90 | LV_221-4_0_3_line_90 |  | 88 | 89 | 0.010746 | 0.125 | 0.08 | 261 | 0 | 0.364 | 1 | 1 | cs | TRUE
91 | LV_221-4_0_3_line_91 |  | 88 | 90 | 0.018461 | 0.125 | 0.08 | 261 | 0 | 0.364 | 1 | 1 | cs | TRUE
92 | LV_221-4_0_3_line_92 |  | 89 | 91 | 0.01785 | 0.125 | 0.08 | 261 | 0 | 0.364 | 1 | 1 | cs | TRUE
93 | LV_221-4_0_3_line_93 |  | 90 | 92 | 0.020688 | 0.125 | 0.08 | 261 | 0 | 0.364 | 1 | 1 | cs | TRUE
94 | LV_221-4_0_3_line_94 |  | 90 | 93 | 0.043245 | 0.125 | 0.08 | 261 | 0 | 0.364 | 1 | 1 | cs | TRUE
95 | LV_221-4_0_3_line_95 |  | 90 | 94 | 0.023955 | 0.125 | 0.08 | 261 | 0 | 0.364 | 1 | 1 | cs | TRUE
96 | LV_221-4_0_3_line_96 |  | 91 | 95 | 0.0070556 | 0.125 | 0.08 | 261 | 0 | 0.364 | 1 | 1 | cs | TRUE
97 | LV_221-4_0_3_line_97 |  | 92 | 96 | 0.019035 | 0.125 | 0.08 | 261 | 0 | 0.364 | 1 | 1 | cs | TRUE
98 | LV_221-4_0_3_line_98 |  | 93 | 97 | 0.026134 | 0.125 | 0.08 | 261 | 0 | 0.364 | 1 | 1 | cs | TRUE
99 | LV_221-4_0_3_line_99 |  | 94 | 98 | 0.027218 | 0.125 | 0.08 | 261 | 0 | 0.364 | 1 | 1 | cs | TRUE
100 | LV_221-4_0_3_line_100 |  | 95 | 99 | 0.022567 | 0.125 | 0.08 | 261 | 0 | 0.364 | 1 | 1 | cs | TRUE
101 | LV_221-4_0_3_line_101 |  | 96 | 100 | 0.0027027 | 0.125 | 0.08 | 261 | 0 | 0.364 | 1 | 1 | cs | TRUE
102 | LV_221-4_0_3_line_102 |  | 97 | 101 | 0.024923 | 0.125 | 0.08 | 261 | 0 | 0.364 | 1 | 1 | cs | TRUE
103 | LV_221-4_0_3_line_103 |  | 98 | 102 | 0.0070096 | 0.125 | 0.08 | 261 | 0 | 0.364 | 1 | 1 | cs | TRUE
104 | LV_221-4_0_3_line_104 |  | 99 | 128 | 0.027699 | 0.125 | 0.08 | 261 | 0 | 0.364 | 1 | 1 | cs | TRUE
105 | LV_221-4_0_3_line_105 |  | 101 | 116 | 0.033326 | 0.125 | 0.08 | 261 | 0 | 0.364 | 1 | 1 | cs | TRUE
106 | LV_221-4_0_3_line_106 |  | 102 | 130 | 0.023509 | 0.125 | 0.08 | 261 | 0 | 0.364 | 1 | 1 | cs | TRUE
107 | LV_221-4_0_3_line_107 |  | 103 | 104 | 0.028384 | 0.125 | 0.08 | 261 | 0 | 0.364 | 1 | 1 | cs | TRUE
108 | LV_221-4_0_3_line_108 |  | 104 | 105 | 0.017078 | 0.125 | 0.08 | 261 | 0 | 0.364 | 1 | 1 | cs | TRUE
109 | LV_221-4_0_3_line_109 |  | 105 | 106 | 0.025226 | 0.125 | 0.08 | 261 | 0 | 0.364 | 1 | 1 | cs | TRUE
110 | LV_221-4_0_3_line_110 |  | 106 | 107 | 0.0055694 | 0.125 | 0.08 | 261 | 0 | 0.364 | 1 | 1 | cs | TRUE
111 | LV_221-4_0_3_line_111 |  | 107 | 118 | 0.021758 | 0.125 | 0.08 | 261 | 0 | 0.364 | 1 | 1 | cs | TRUE
112 | LV_221-4_0_3_line_112 |  | 108 | 109 | 0.026182 | 0.125 | 0.08 | 261 | 0 | 0.364 | 1 | 1 | cs | TRUE
113 | LV_221-4_0_3_line_113 |  | 110 | 111 | 0.032957 | 0.125 | 0.08 | 261 | 0 | 0.364 | 1 | 1 | cs | TRUE
114 | LV_221-4_0_3_line_114 |  | 110 | 112 | 0.0041475 | 0.125 | 0.08 | 261 | 0 | 0.364 | 1 | 1 | cs | TRUE
115 | LV_221-4_0_3_line_115 |  | 111 | 113 | 0.0088212 | 0.125 | 0.08 | 261 | 0 | 0.364 | 1 | 1 | cs | TRUE
116 | LV_221-4_0_3_line_116 |  | 112 | 114 | 0.029787 | 0.125 | 0.08 | 261 | 0 | 0.364 | 1 | 1 | cs | TRUE
117 | LV_221-4_0_3_line_117 |  | 114 | 115 | 0.00014111 | 0.125 | 0.08 | 261 | 0 | 0.364 | 1 | 1 | cs | TRUE
118 | LV_221-4_0_3_line_118 |  | 115 | 124 | 0.020291 | 0.125 | 0.08 | 261 | 0 | 0.364 | 1 | 1 | cs | TRUE
119 | LV_221-4_0_3_line_119 |  | 118 | 119 | 0.013007 | 0.125 | 0.08 | 261 | 0 | 0.364 | 1 | 1 | cs | TRUE
120 | LV_221-4_0_3_line_120 |  | 119 | 134 | 0.00086372 | 0.125 | 0.08 | 261 | 0 | 0.364 | 1 | 1 | cs | TRUE
121 | LV_221-4_0_3_line_121 |  | 120 | 121 | 0.018452 | 0.125 | 0.08 | 261 | 0 | 0.364 | 1 | 1 | cs | TRUE
122 | LV_221-4_0_3_line_122 |  | 120 | 122 | 0.013424 | 0.125 | 0.08 | 261 | 0 | 0.364 | 1 | 1 | cs | TRUE
123 | LV_221-4_0_3_line_123 |  | 121 | 123 | 0.00071485 | 0.125 | 0.08 | 261 | 0 | 0.364 | 1 | 1 | cs | TRUE
124 | LV_221-4_0_3_line_124 |  | 122 | 124 | 0.0093301 | 0.125 | 0.08 | 261 | 0 | 0.364 | 1 | 1 | cs | TRUE
125 | LV_221-4_0_3_line_125 |  | 123 | 125 | 0.022605 | 0.125 | 0.08 | 261 | 0 | 0.364 | 1 | 1 | cs | TRUE
126 | LV_221-4_0_3_line_126 |  | 125 | 126 | 0.0033699 | 0.125 | 0.08 | 261 | 0 | 0.364 | 1 | 1 | cs | TRUE
127 | LV_221-4_0_3_line_127 |  | 126 | 127 | 0.021848 | 0.125 | 0.08 | 261 | 0 | 0.364 | 1 | 1 | cs | TRUE
128 | LV_221-4_0_3_line_128 |  | 126 | 128 | 0.017178 | 0.125 | 0.08 | 261 | 0 | 0.364 | 1 | 1 | cs | TRUE
129 | LV_221-4_0_3_line_129 |  | 127 | 129 | 0.024109 | 0.125 | 0.08 | 261 | 0 | 0.364 | 1 | 1 | cs | TRUE
130 | LV_221-4_0_3_line_130 |  | 130 | 131 | 0.0079256 | 0.125 | 0.08 | 261 | 0 | 0.364 | 1 | 1 | cs | TRUE
131 | LV_221-4_0_3_line_131 |  | 131 | 132 | 0.020401 | 0.125 | 0.08 | 261 | 0 | 0.364 | 1 | 1 | cs | TRUE
132 | LV_221-4_0_3_line_132 |  | 132 | 133 | 0.011273 | 0.125 | 0.08 | 261 | 0 | 0.364 | 1 | 1 | cs | TRUE
133 | LV_221-4_0_3_line_133 |  | 133 | 134 | 0.0010778 | 0.125 | 0.08 | 261 | 0 | 0.364 | 1 | 1 | cs | TRUE

## trafo
| name | std_type | hv_bus | lv_bus | sn_mva | vn_hv_kv | vn_lv_kv | vk_percent | vkr_percent | pfe_kw | i0_percent | shift_degree | tap_side | tap_neutral | tap_min | tap_max | tap_step_percent | tap_step_degree | tap_pos | tap_phase_shifter | parallel | df | in_service
0 | LV_221-4_0_3_trafo_47 | 0.63 MVA 20/0.4 kV | 135 | 49 | 0.63 | 20 | 0.4 | 6 | 1.206 | 1.65 | 0.2619 | 150 | hv | 0 | -2 | 2 | 2.5 | 0 | 0 | FALSE | 1 | 1 | TRUE

## line_geodata
| x0 | y0 | x1 | y1 | x2 | y2 | x3 | y3 | x4 | y4
0 | 2696488.4531 | 1267114.1849 | 2696476.7876 | 1267108.3715
1 | 2696488.4531 | 1267114.1849 | 2696491.5537 | 1267115.7302
2 | 2696476.7876 | 1267108.3715 | 2696459.3519 | 1267099.6824
3 | 2696508.231 | 1267124.0413 | 2696491.5537 | 1267115.7302
4 | 2696459.3519 | 1267099.6824 | 2696449.2502 | 1267094.6482
5 | 2696508.231 | 1267124.0413 | 2696521.4056 | 1267130.6068 | 2696525.395 | 1267135.237
6 | 2696431.1035 | 1267085.6047 | 2696449.2502 | 1267094.6482
7 | 2696525.395 | 1267135.237 | 2696528.2181 | 1267138.5135 | 2696528.1239 | 1267148.4202 | 2696527.9655 | 1267149.053
8 | 2696408.3099 | 1267078.1954 | 2696417.6345 | 1267078.8925 | 2696431.1035 | 1267085.6047
9 | 2696527.365 | 1267151.4513 | 2696527.9655 | 1267149.053
10 | 2696527.365 | 1267151.4513 | 2696523.1452 | 1267168.3059
11 | 2696517.1131 | 1267192.3991 | 2696523.1452 | 1267168.3059
12 | 2696517.1131 | 1267192.3991 | 2696499.4551 | 1267186.0127
13 | 2696517.1131 | 1267192.3991 | 2696518.6879 | 1267203.8343 | 2696518.6879 | 1267203.8343
14 | 2696499.4551 | 1267186.0127 | 2696496.6649 | 1267185.0035 | 2696487.2304 | 1267181.3319
15 | 2696518.6879 | 1267203.8343 | 2696524.1716 | 1267208.9147
16 | 2696487.2304 | 1267181.3319 | 2696480.3083 | 1267178.6381
17 | 2696529.2937 | 1267213.6601 | 2696524.1716 | 1267208.9147
18 | 2696470.9533 | 1267174.9974 | 2696480.3083 | 1267178.6381
19 | 2696446.9825 | 1267165.6687 | 2696470.9533 | 1267174.9974
20 | 2696438.0558 | 1267162.1947 | 2696446.9825 | 1267165.6687
21 | 2696438.0558 | 1267162.1947 | 2696426.1402 | 1267172.9656
22 | 2696438.0558 | 1267162.1947 | 2696429.1891 | 1267156.512 | 2696421.9808 | 1267153.6495
23 | 2696422.1534 | 1267176.5694 | 2696426.1402 | 1267172.9656
24 | 2696396.5829 | 1267143.5638 | 2696421.9808 | 1267153.6495
25 | 2696414.807 | 1267195.1227 | 2696416.2332 | 1267189.6281 | 2696422.1534 | 1267176.5694 | 2696422.1534 | 1267176.5694
26 | 2696396.5829 | 1267143.5638 | 2696395.3949 | 1267143.092
27 | 2696561.4841 | 1267222.1374 | 2696533.2069 | 1267214.6915 | 2696529.2937 | 1267213.6601
28 | 2696561.4841 | 1267222.1374 | 2696555.9873 | 1267242.642
29 | 2696555.9873 | 1267242.642 | 2696549.2007 | 1267267.958
30 | 2696408.3099 | 1267078.1954 | 2696406.2695 | 1267066.6636 | 2696408.6033 | 1267061.9222
31 | 2696408.3099 | 1267078.1954 | 2696397.9896 | 1267084.9882 | 2696395.0867 | 1267091.5228
32 | 2696408.6033 | 1267061.9222 | 2696420.9848 | 1267036.7674
33 | 2696422.0825 | 1267034.5373 | 2696420.9848 | 1267036.7674
34 | 2696536.7508 | 1267067.3909 | 2696548.3215 | 1267073.0542 | 2696567.145 | 1267085.8946 | 2696570.8935 | 1267091.637
35 | 2696536.7508 | 1267067.3909 | 2696515.1801 | 1267056.8329 | 2696506.7421 | 1267052.6492
36 | 2696506.7421 | 1267052.6492 | 2696481.975 | 1267040.3694
37 | 2696431.5241 | 1267015.3553 | 2696481.975 | 1267040.3694
38 | 2696431.5241 | 1267015.3553 | 2696422.0825 | 1267034.5373
39 | 2696485.7186 | 1267272.288 | 2696508.1594 | 1267276.5523
40 | 2696483.4285 | 1267271.8528 | 2696485.7186 | 1267272.288
41 | 2696465.8422 | 1267268.9745 | 2696471.8146 | 1267269.6459 | 2696483.4285 | 1267271.8528
42 | 2696465.8422 | 1267268.9745 | 2696463.4246 | 1267268.7027
43 | 2696463.4246 | 1267268.7027 | 2696438.6126 | 1267265.9134
44 | 2696409.3197 | 1267262.6203 | 2696438.6126 | 1267265.9134
45 | 2696397.4896 | 1267261.8378 | 2696409.3197 | 1267262.6203
46 | 2696397.4896 | 1267261.8378 | 2696400.9883 | 1267248.3593
47 | 2696375.6588 | 1267135.2546 | 2696395.3949 | 1267143.092
48 | 2696375.6588 | 1267135.2546 | 2696382.2791 | 1267120.3526
49 | 2696375.6588 | 1267135.2546 | 2696370.605 | 1267148.585
50 | 2696370.605 | 1267148.585 | 2696361.4421 | 1267172.7539 | 2696359.43 | 1267180.6858
51 | 2696356.582 | 1267191.9128 | 2696359.43 | 1267180.6858
52 | 2696371.1708 | 1266991.807 | 2696335.0045 | 1266984.3417
53 | 2696371.1708 | 1266991.807 | 2696360.7693 | 1267015.9793
54 | 2696315.5077 | 1266980.3172 | 2696335.0045 | 1266984.3417
55 | 2696360.7693 | 1267015.9793 | 2696360.4118 | 1267016.81
56 | 2696356.582 | 1267191.9128 | 2696352.4567 | 1267209.015
57 | 2696356.582 | 1267191.9128 | 2696342.3081 | 1267188.0575
58 | 2696347.8184 | 1267228.2439 | 2696352.4567 | 1267209.015
59 | 2696339.2607 | 1267187.2344 | 2696342.3081 | 1267188.0575
60 | 2696347.8184 | 1267228.2439 | 2696345.8873 | 1267236.2496
61 | 2696339.2607 | 1267187.2344 | 2696331.6058 | 1267185.1668 | 2696318.3836 | 1267180.2895
62 | 2696343.3687 | 1267246.6912 | 2696345.8873 | 1267236.2496
63 | 2696300.4428 | 1267173.6716 | 2696318.3836 | 1267180.2895
64 | 2696280.0705 | 1267250.2699 | 2696289.021 | 1267252.1951 | 2696299.8231 | 1267254.5203
65 | 2696280.0705 | 1267250.2699 | 2696265.7641 | 1267247.6281
66 | 2696280.0705 | 1267250.2699 | 2696289.7047 | 1267214.046
67 | 2696403.0079 | 1267240.5785 | 2696400.9883 | 1267248.3593
68 | 2696412.9292 | 1267202.3568 | 2696414.807 | 1267195.1227
69 | 2696412.8007 | 1267202.8519 | 2696412.9292 | 1267202.3568
70 | 2696412.8007 | 1267202.8519 | 2696410.2291 | 1267212.759
71 | 2696410.1143 | 1267213.2012 | 2696410.2291 | 1267212.759
72 | 2696409.9851 | 1267213.699 | 2696410.1143 | 1267213.2012
73 | 2696405.5273 | 1267230.8727 | 2696409.9851 | 1267213.699
74 | 2696403.0079 | 1267240.5785 | 2696405.5273 | 1267230.8727
75 | 2696137.2485 | 1267387.6368 | 2696137.2485 | 1267387.6368 | 2696138.1715 | 1267391.9887 | 2696143.142 | 1267400.0211
76 | 2696137.2485 | 1267387.6368 | 2696144.9363 | 1267382.3698
77 | 2696155.7191 | 1267374.9823 | 2696144.9363 | 1267382.3698
78 | 2696155.7191 | 1267374.9823 | 2696151.9033 | 1267367.97 | 2696151.0806 | 1267357.459 | 2696154.9279 | 1267344.0438 | 2696156.2811 | 1267341.8174
79 | 2696156.2811 | 1267341.8174 | 2696160.2141 | 1267335.3467
80 | 2696166.4432 | 1267325.0985 | 2696160.2141 | 1267335.3467
81 | 2696180.6887 | 1267301.6611 | 2696166.4432 | 1267325.0985
82 | 2696161.5031 | 1267292.0966 | 2696180.6887 | 1267301.6611
83 | 2696161.5031 | 1267292.0966 | 2696172.7154 | 1267271.2013
84 | 2696161.5031 | 1267292.0966 | 2696158.0035 | 1267290.6273 | 2696132.0102 | 1267279.7733 | 2696129.0936 | 1267278.691
85 | 2696194.7068 | 1267240.2161 | 2696185.0759 | 1267248.166 | 2696172.7154 | 1267271.2013
86 | 2696194.7068 | 1267240.2161 | 2696192.2825 | 1267235.5951
87 | 2696149.9976 | 1267218.2037 | 2696139.824 | 1267205.7244
88 | 2696149.9976 | 1267218.2037 | 2696164.3401 | 1267226.0815
89 | 2696164.3401 | 1267226.0815 | 2696165.4761 | 1267226.7054
90 | 2696252.1798 | 1267038.6234 | 2696241.699 | 1267036.2493
91 | 2696223.6945 | 1267032.1711 | 2696241.699 | 1267036.2493
92 | 2696252.1798 | 1267038.6234 | 2696269.5884 | 1267042.5666
93 | 2696223.6945 | 1267032.1711 | 2696203.4898 | 1267027.7278
94 | 2696223.6945 | 1267032.1711 | 2696231.1045 | 1266989.5662
95 | 2696223.6945 | 1267032.1711 | 2696219.5731 | 1267055.7689
96 | 2696276.4697 | 1267044.1253 | 2696269.5884 | 1267042.5666
97 | 2696203.4898 | 1267027.7278 | 2696184.8985 | 1267023.6393
98 | 2696235.5825 | 1266963.8192 | 2696231.1045 | 1266989.5662
99 | 2696214.8904 | 1267082.5806 | 2696219.5731 | 1267055.7689
100 | 2696276.4697 | 1267044.1253 | 2696298.4792 | 1267049.1107
101 | 2696184.8985 | 1267023.6393 | 2696182.2589 | 1267023.0588
102 | 2696235.5825 | 1266963.8192 | 2696211.2547 | 1266958.4033
103 | 2696213.6844 | 1267089.4857 | 2696214.8904 | 1267082.5806
104 | 2696298.4792 | 1267049.1107 | 2696325.4934 | 1267055.2298
105 | 2696211.2547 | 1266958.4033 | 2696178.7251 | 1266951.1614
106 | 2696209.6397 | 1267112.6441 | 2696213.6844 | 1267089.4857
107 | 2696192.2825 | 1267235.5951 | 2696171.2795 | 1267229.893 | 2696165.4761 | 1267226.7054
108 | 2696192.2825 | 1267235.5951 | 2696194.5881 | 1267218.6733
109 | 2696194.5881 | 1267218.6733 | 2696197.9937 | 1267193.6783
110 | 2696197.9937 | 1267193.6783 | 2696198.7456 | 1267188.1598
111 | 2696201.6831 | 1267166.6008 | 2696198.7456 | 1267188.1598
112 | 2696265.7641 | 1267247.6281 | 2696240.0173 | 1267242.8738
113 | 2696300.4428 | 1267173.6716 | 2696291.972 | 1267205.5211
114 | 2696300.4428 | 1267173.6716 | 2696301.5089 | 1267169.6636
115 | 2696289.7047 | 1267214.046 | 2696291.972 | 1267205.5211
116 | 2696309.1659 | 1267140.8778 | 2696301.5089 | 1267169.6636
117 | 2696309.2022 | 1267140.7415 | 2696309.1659 | 1267140.8778
118 | 2696309.2022 | 1267140.7415 | 2696310.5007 | 1267135.8597 | 2696316.3199 | 1267121.7754
119 | 2696201.6831 | 1267166.6008 | 2696203.439 | 1267153.7132
120 | 2696203.5556 | 1267152.8574 | 2696203.439 | 1267153.7132
121 | 2696325.0088 | 1267100.7455 | 2696332.0549 | 1267083.6916
122 | 2696325.0088 | 1267100.7455 | 2696319.8827 | 1267113.1523
123 | 2696332.3278 | 1267083.0309 | 2696332.0549 | 1267083.6916
124 | 2696319.8827 | 1267113.1523 | 2696316.3199 | 1267121.7754
125 | 2696340.9597 | 1267062.1391 | 2696332.3278 | 1267083.0309
126 | 2696342.2465 | 1267059.0245 | 2696340.9597 | 1267062.1391
127 | 2696342.2465 | 1267059.0245 | 2696350.8823 | 1267038.9556
128 | 2696342.2465 | 1267059.0245 | 2696325.4934 | 1267055.2298
129 | 2696350.8823 | 1267038.9556 | 2696360.4118 | 1267016.81
130 | 2696209.6397 | 1267112.6441 | 2696208.2762 | 1267120.4515
131 | 2696208.2762 | 1267120.4515 | 2696206.888 | 1267128.3995 | 2696205.223 | 1267140.6197
132 | 2696205.223 | 1267140.6197 | 2696203.7011 | 1267151.7895
133 | 2696203.5556 | 1267152.8574 | 2696203.7011 | 1267151.7895

## bus_geodata
| x | y | coords
0 | 2696488.4531 | 1267114.1849
1 | 2696476.7876 | 1267108.3715
2 | 2696491.5537 | 1267115.7302
3 | 2696459.3519 | 1267099.6824
4 | 2696508.231 | 1267124.0413
5 | 2696449.2502 | 1267094.6482
6 | 2696525.395 | 1267135.237
7 | 2696431.1035 | 1267085.6047
8 | 2696527.9655 | 1267149.053
9 | 2696527.365 | 1267151.4513
10 | 2696523.1452 | 1267168.3059
11 | 2696517.1131 | 1267192.3991
12 | 2696499.4551 | 1267186.0127
13 | 2696518.6879 | 1267203.8343
14 | 2696487.2304 | 1267181.3319
15 | 2696524.1716 | 1267208.9147
16 | 2696470.9533 | 1267174.9974
17 | 2696480.3083 | 1267178.6381
18 | 2696446.9825 | 1267165.6687
19 | 2696438.0558 | 1267162.1947
20 | 2696426.1402 | 1267172.9656
21 | 2696421.9808 | 1267153.6495
22 | 2696422.1534 | 1267176.5694
23 | 2696396.5829 | 1267143.5638
24 | 2696529.2937 | 1267213.6601
25 | 2696561.4841 | 1267222.1374
26 | 2696555.9873 | 1267242.642
27 | 2696549.2007 | 1267267.958
28 | 2696408.3099 | 1267078.1954
29 | 2696408.6033 | 1267061.9222
30 | 2696395.0867 | 1267091.5228
31 | 2696420.9848 | 1267036.7674
32 | 2696570.8935 | 1267091.637
33 | 2696536.7508 | 1267067.3909
34 | 2696506.7421 | 1267052.6492
35 | 2696481.975 | 1267040.3694
36 | 2696431.5241 | 1267015.3553
37 | 2696508.1594 | 1267276.5523
38 | 2696485.7186 | 1267272.288
39 | 2696483.4285 | 1267271.8528
40 | 2696422.0825 | 1267034.5373
41 | 2696465.8422 | 1267268.9745
42 | 2696463.4246 | 1267268.7027
43 | 2696438.6126 | 1267265.9134
44 | 2696409.3197 | 1267262.6203
45 | 2696397.4896 | 1267261.8378
46 | 2696395.3949 | 1267143.092
47 | 2696375.6588 | 1267135.2546
48 | 2696382.2791 | 1267120.3526
49 | 2696370.605 | 1267148.585
50 | 2696359.43 | 1267180.6858
51 | 2696371.1708 | 1266991.807
52 | 2696335.0045 | 1266984.3417
53 | 2696360.7693 | 1267015.9793
54 | 2696356.582 | 1267191.9128
55 | 2696352.4567 | 1267209.015
56 | 2696342.3081 | 1267188.0575
57 | 2696347.8184 | 1267228.2439
58 | 2696339.2607 | 1267187.2344
59 | 2696345.8873 | 1267236.2496
60 | 2696318.3836 | 1267180.2895
61 | 2696343.3687 | 1267246.6912
62 | 2696299.8231 | 1267254.5203
63 | 2696280.0705 | 1267250.2699
64 | 2696400.9883 | 1267248.3593
65 | 2696414.807 | 1267195.1227
66 | 2696412.8007 | 1267202.8519
67 | 2696412.9292 | 1267202.3568
68 | 2696410.2291 | 1267212.759
69 | 2696410.1143 | 1267213.2012
70 | 2696409.9851 | 1267213.699
71 | 2696405.5273 | 1267230.8727
72 | 2696403.0079 | 1267240.5785
73 | 2696137.2485 | 1267387.6368
74 | 2696143.142 | 1267400.0211
75 | 2696144.9363 | 1267382.3698
76 | 2696155.7191 | 1267374.9823
77 | 2696156.2811 | 1267341.8174
78 | 2696160.2141 | 1267335.3467
79 | 2696166.4432 | 1267325.0985
80 | 2696180.6887 | 1267301.6611
81 | 2696161.5031 | 1267292.0966
82 | 2696172.7154 | 1267271.2013
83 | 2696129.0936 | 1267278.691
84 | 2696194.7068 | 1267240.2161
85 | 2696139.824 | 1267205.7244
86 | 2696149.9976 | 1267218.2037
87 | 2696164.3401 | 1267226.0815
88 | 2696241.699 | 1267036.2493
89 | 2696252.1798 | 1267038.6234
90 | 2696223.6945 | 1267032.1711
91 | 2696269.5884 | 1267042.5666
92 | 2696203.4898 | 1267027.7278
93 | 2696231.1045 | 1266989.5662
94 | 2696219.5731 | 1267055.7689
95 | 2696276.4697 | 1267044.1253
96 | 2696184.8985 | 1267023.6393
97 | 2696235.5825 | 1266963.8192
98 | 2696214.8904 | 1267082.5806
99 | 2696298.4792 | 1267049.1107
100 | 2696182.2589 | 1267023.0588
101 | 2696211.2547 | 1266958.4033
102 | 2696213.6844 | 1267089.4857
103 | 2696165.4761 | 1267226.7054
104 | 2696192.2825 | 1267235.5951
105 | 2696194.5881 | 1267218.6733
106 | 2696197.9937 | 1267193.6783
107 | 2696198.7456 | 1267188.1598
108 | 2696240.0173 | 1267242.8738
109 | 2696265.7641 | 1267247.6281
110 | 2696300.4428 | 1267173.6716
111 | 2696291.972 | 1267205.5211
112 | 2696301.5089 | 1267169.6636
113 | 2696289.7047 | 1267214.046
114 | 2696309.1659 | 1267140.8778
115 | 2696309.2022 | 1267140.7415
116 | 2696178.7251 | 1266951.1614
117 | 2696315.5077 | 1266980.3172
118 | 2696201.6831 | 1267166.6008
119 | 2696203.439 | 1267153.7132
120 | 2696325.0088 | 1267100.7455
121 | 2696332.0549 | 1267083.6916
122 | 2696319.8827 | 1267113.1523
123 | 2696332.3278 | 1267083.0309
124 | 2696316.3199 | 1267121.7754
125 | 2696340.9597 | 1267062.1391
126 | 2696342.2465 | 1267059.0245
127 | 2696350.8823 | 1267038.9556
128 | 2696325.4934 | 1267055.2298
129 | 2696360.4118 | 1267016.81
130 | 2696209.6397 | 1267112.6441
131 | 2696208.2762 | 1267120.4515
132 | 2696205.223 | 1267140.6197
133 | 2696203.7011 | 1267151.7895
134 | 2696203.5556 | 1267152.8574
135 | 2696375.6588 | 1267135.2546

## line_std_types
| c_nf_per_km | r_ohm_per_km | x_ohm_per_km | max_i_ka | type | q_mm2 | alpha | voltage_rating
NAYY 4x50 SE | 210 | 0.642 | 0.083 | 0.142 | cs | 50 | 0.00403 | LV
NAYY 4x120 SE | 264 | 0.225 | 0.08 | 0.242 | cs | 120 | 0.00403 | LV
NAYY 4x150 SE | 261 | 0.208 | 0.08 | 0.27 | cs | 150 | 0.00403 | LV
NA2XS2Y 1x95 RM/25 12/20 kV | 216 | 0.313 | 0.132 | 0.252 | cs | 95 | 0.00403 | MV
NA2XS2Y 1x185 RM/25 12/20 kV | 273 | 0.161 | 0.117 | 0.362 | cs | 185 | 0.00403 | MV
NA2XS2Y 1x240 RM/25 12/20 kV | 304 | 0.122 | 0.112 | 0.421 | cs | 240 | 0.00403 | MV
NA2XS2Y 1x95 RM/25 6/10 kV | 315 | 0.313 | 0.123 | 0.249 | cs | 95 | 0.00403 | MV
NA2XS2Y 1x185 RM/25 6/10 kV | 406 | 0.161 | 0.11 | 0.358 | cs | 185 | 0.00403 | MV
NA2XS2Y 1x240 RM/25 6/10 kV | 456 | 0.122 | 0.105 | 0.416 | cs | 240 | 0.00403 | MV
NA2XS2Y 1x150 RM/25 12/20 kV | 250 | 0.206 | 0.116 | 0.319 | cs | 150 | 0.00403 | MV
NA2XS2Y 1x120 RM/25 12/20 kV | 230 | 0.253 | 0.119 | 0.283 | cs | 120 | 0.00403 | MV
NA2XS2Y 1x70 RM/25 12/20 kV | 190 | 0.443 | 0.132 | 0.22 | cs | 70 | 0.00403 | MV
NA2XS2Y 1x150 RM/25 6/10 kV | 360 | 0.206 | 0.11 | 0.315 | cs | 150 | 0.00403 | MV
NA2XS2Y 1x120 RM/25 6/10 kV | 340 | 0.253 | 0.113 | 0.28 | cs | 120 | 0.00403 | MV
NA2XS2Y 1x70 RM/25 6/10 kV | 280 | 0.443 | 0.123 | 0.217 | cs | 70 | 0.00403 | MV
N2XS(FL)2Y 1x120 RM/35 64/110 kV | 112 | 0.153 | 0.166 | 0.366 | cs | 120 | 0.00393 | HV
N2XS(FL)2Y 1x185 RM/35 64/110 kV | 125 | 0.099 | 0.156 | 0.457 | cs | 185 | 0.00393 | HV
N2XS(FL)2Y 1x240 RM/35 64/110 kV | 135 | 0.075 | 0.149 | 0.526 | cs | 240 | 0.00393 | HV
N2XS(FL)2Y 1x300 RM/35 64/110 kV | 144 | 0.06 | 0.144 | 0.588 | cs | 300 | 0.00393 | HV
15-AL1/3-ST1A 0.4 | 11 | 1.8769 | 0.35 | 0.105 | ol | 16 | 0.00403 | LV
24-AL1/4-ST1A 0.4 | 11.25 | 1.2012 | 0.335 | 0.14 | ol | 24 | 0.00403 | LV
48-AL1/8-ST1A 0.4 | 12.2 | 0.5939 | 0.3 | 0.21 | ol | 48 | 0.00403 | LV
94-AL1/15-ST1A 0.4 | 13.2 | 0.306 | 0.29 | 0.35 | ol | 94 | 0.00403 | LV
34-AL1/6-ST1A 10.0 | 9.7 | 0.8342 | 0.36 | 0.17 | ol | 34 | 0.00403 | MV
48-AL1/8-ST1A 10.0 | 10.1 | 0.5939 | 0.35 | 0.21 | ol | 48 | 0.00403 | MV
70-AL1/11-ST1A 10.0 | 10.4 | 0.4132 | 0.339 | 0.29 | ol | 70 | 0.00403 | MV
94-AL1/15-ST1A 10.0 | 10.75 | 0.306 | 0.33 | 0.35 | ol | 94 | 0.00403 | MV
122-AL1/20-ST1A 10.0 | 11.1 | 0.2376 | 0.323 | 0.41 | ol | 122 | 0.00403 | MV
149-AL1/24-ST1A 10.0 | 11.25 | 0.194 | 0.315 | 0.47 | ol | 149 | 0.00403 | MV
34-AL1/6-ST1A 20.0 | 9.15 | 0.8342 | 0.382 | 0.17 | ol | 34 | 0.00403 | MV
48-AL1/8-ST1A 20.0 | 9.5 | 0.5939 | 0.372 | 0.21 | ol | 48 | 0.00403 | MV
70-AL1/11-ST1A 20.0 | 9.7 | 0.4132 | 0.36 | 0.29 | ol | 70 | 0.00403 | MV
94-AL1/15-ST1A 20.0 | 10 | 0.306 | 0.35 | 0.35 | ol | 94 | 0.00403 | MV
122-AL1/20-ST1A 20.0 | 10.3 | 0.2376 | 0.344 | 0.41 | ol | 122 | 0.00403 | MV
149-AL1/24-ST1A 20.0 | 10.5 | 0.194 | 0.337 | 0.47 | ol | 149 | 0.00403 | MV
184-AL1/30-ST1A 20.0 | 10.75 | 0.1571 | 0.33 | 0.535 | ol | 184 | 0.00403 | MV
243-AL1/39-ST1A 20.0 | 11 | 0.1188 | 0.32 | 0.645 | ol | 243 | 0.00403 | MV
48-AL1/8-ST1A 110.0 | 8 | 0.5939 | 0.46 | 0.21 | ol | 48 | 0.00403 | HV
70-AL1/11-ST1A 110.0 | 8.4 | 0.4132 | 0.45 | 0.29 | ol | 70 | 0.00403 | HV
94-AL1/15-ST1A 110.0 | 8.65 | 0.306 | 0.44 | 0.35 | ol | 94 | 0.00403 | HV
122-AL1/20-ST1A 110.0 | 8.5 | 0.2376 | 0.43 | 0.41 | ol | 122 | 0.00403 | HV
149-AL1/24-ST1A 110.0 | 8.75 | 0.194 | 0.41 | 0.47 | ol | 149 | 0.00403 | HV
184-AL1/30-ST1A 110.0 | 8.8 | 0.1571 | 0.4 | 0.535 | ol | 184 | 0.00403 | HV
243-AL1/39-ST1A 110.0 | 9 | 0.1188 | 0.39 | 0.645 | ol | 243 | 0.00403 | HV
305-AL1/39-ST1A 110.0 | 9.2 | 0.0949 | 0.38 | 0.74 | ol | 305 | 0.00403 | HV
490-AL1/64-ST1A 110.0 | 9.75 | 0.059 | 0.37 | 0.96 | ol | 490 | 0.00403 | HV
679-AL1/86-ST1A 110.0 | 9.95 | 0.042 | 0.36 | 1.15 | ol | 679 | 0.00403 | HV
490-AL1/64-ST1A 220.0 | 10 | 0.059 | 0.285 | 0.96 | ol | 490 | 0.00403 | HV
679-AL1/86-ST1A 220.0 | 11.7 | 0.042 | 0.275 | 1.15 | ol | 679 | 0.00403 | HV
490-AL1/64-ST1A 380.0 | 11 | 0.059 | 0.253 | 0.96 | ol | 490 | 0.00403 | HV
679-AL1/86-ST1A 380.0 | 14.6 | 0.042 | 0.25 | 1.15 | ol | 679 | 0.00403 | HV

## trafo_std_types
| i0_percent | pfe_kw | vkr_percent | sn_mva | vn_lv_kv | vn_hv_kv | vk_percent | shift_degree | vector_group | tap_side | tap_neutral | tap_min | tap_max | tap_step_degree | tap_step_percent | tap_phase_shifter
160 MVA 380/110 kV | 0.06 | 60 | 0.25 | 160 | 110 | 380 | 12.2 | 0 | Yy0 | hv | 0 | -9 | 9 | 0 | 1.5 | FALSE
100 MVA 220/110 kV | 0.06 | 55 | 0.26 | 100 | 110 | 220 | 12 | 0 | Yy0 | hv | 0 | -9 | 9 | 0 | 1.5 | FALSE
63 MVA 110/20 kV | 0.04 | 22 | 0.32 | 63 | 20 | 110 | 18 | 150 | YNd5 | hv | 0 | -9 | 9 | 0 | 1.5 | FALSE
40 MVA 110/20 kV | 0.05 | 18 | 0.34 | 40 | 20 | 110 | 16.2 | 150 | YNd5 | hv | 0 | -9 | 9 | 0 | 1.5 | FALSE
25 MVA 110/20 kV | 0.07 | 14 | 0.41 | 25 | 20 | 110 | 12 | 150 | YNd5 | hv | 0 | -9 | 9 | 0 | 1.5 | FALSE
63 MVA 110/10 kV | 0.04 | 22 | 0.32 | 63 | 10 | 110 | 18 | 150 | YNd5 | hv | 0 | -9 | 9 | 0 | 1.5 | FALSE
40 MVA 110/10 kV | 0.05 | 18 | 0.34 | 40 | 10 | 110 | 16.2 | 150 | YNd5 | hv | 0 | -9 | 9 | 0 | 1.5 | FALSE
25 MVA 110/10 kV | 0.07 | 14 | 0.41 | 25 | 10 | 110 | 12 | 150 | YNd5 | hv | 0 | -9 | 9 | 0 | 1.5 | FALSE
0.25 MVA 20/0.4 kV | 0.32 | 0.8 | 1.44 | 0.25 | 0.4 | 20 | 6 | 150 | Yzn5 | hv | 0 | -2 | 2 | 0 | 2.5 | FALSE
0.4 MVA 20/0.4 kV | 0.3375 | 1.35 | 1.425 | 0.4 | 0.4 | 20 | 6 | 150 | Dyn5 | hv | 0 | -2 | 2 | 0 | 2.5 | FALSE
0.63 MVA 20/0.4 kV | 0.2619 | 1.65 | 1.206 | 0.63 | 0.4 | 20 | 6 | 150 | Dyn5 | hv | 0 | -2 | 2 | 0 | 2.5 | FALSE
0.25 MVA 10/0.4 kV | 0.24 | 0.6 | 1.2 | 0.25 | 0.4 | 10 | 4 | 150 | Dyn5 | hv | 0 | -2 | 2 | 0 | 2.5 | FALSE
0.4 MVA 10/0.4 kV | 0.2375 | 0.95 | 1.325 | 0.4 | 0.4 | 10 | 4 | 150 | Dyn5 | hv | 0 | -2 | 2 | 0 | 2.5 | FALSE
0.63 MVA 10/0.4 kV | 0.1873 | 1.18 | 1.0794 | 0.63 | 0.4 | 10 | 4 | 150 | Dyn5 | hv | 0 | -2 | 2 | 0 | 2.5 | FALSE

## trafo3w_std_types
| sn_hv_mva | sn_mv_mva | sn_lv_mva | vn_hv_kv | vn_mv_kv | vn_lv_kv | vk_hv_percent | vk_mv_percent | vk_lv_percent | vkr_hv_percent | vkr_mv_percent | vkr_lv_percent | pfe_kw | i0_percent | shift_mv_degree | shift_lv_degree | vector_group | tap_side | tap_neutral | tap_min | tap_max | tap_step_percent
63/25/38 MVA 110/20/10 kV | 63 | 25 | 38 | 110 | 20 | 10 | 10.4 | 10.4 | 10.4 | 0.28 | 0.32 | 0.35 | 35 | 0.89 | 0 | 0 | YN0yn0yn0 | hv | 0 | -10 | 10 | 1.2
63/25/38 MVA 110/10/10 kV | 63 | 25 | 38 | 110 | 10 | 10 | 10.4 | 10.4 | 10.4 | 0.28 | 0.32 | 0.35 | 35 | 0.89 | 0 | 0 | YN0yn0yn0 | hv | 0 | -10 | 10 | 1.2

## fuse_std_types
| fuse_type | i_rated_a | t_avg | t_min | t_total | x_avg | x_min | x_total
HV 100A | HV 100A | 100 | 0 | [10.0, 3.64, 0.854, 0.281, 0.1, 0.0531, 0.022, 0.01] | [10.0, 4.267, 1.21, 0.403, 0.1, 0.058, 0.022, 0.01] | 0 | [300.0, 350.0, 450.0, 550.0, 700.0, 850.0, 1200.0, 1752.0] | [600.0, 700.0, 900.0, 1150.0, 1665.0, 2000.0, 3000.0, 4313.0]
HV 10A | HV 10A | 10 | 0 | [10.0, 1675.0, 0.344, 0.156, 0.1, 0.0417, 0.0171, 0.01] | [10.0, 1.3, 0.3, 0.155, 0.1, 0.0555, 0.023, 0.01] | 0 | [30.0, 32.0, 35.0, 37.0, 39.0, 50.0, 70.0, 88.0] | [60.0, 70.0, 80.0, 87.0, 94.0, 110.0, 150.0, 216.0]
HV 125A | HV 125A | 125 | 0 | [10.0, 1.82, 0.344, 0.1, 0.0467, 0.0269, 0.01] | [10.0, 2.478, 0.426, 0.1, 0.0427, 0.0211, 0.01] | 0 | [375.0, 500.0, 700.0, 925.0, 1200.0, 1500.0, 2341.0] | [750.0, 1000.0, 1500.0, 2200.0, 3000.0, 4000.0, 5765.0]
HV 160A | HV 160A | 160 | 0 | [10.0, 4.15, 1.03, 0.198, 0.1, 0.051, 0.0172, 0.01] | [10.0, 2.3, 0.734, 0.274, 0.1, 0.046, 0.0177, 0.01] | 0 | [480.0, 550.0, 700.0, 1000.0, 1260.0, 1600.0, 2500.0, 3227.0] | [960.0, 1300.0, 1700.0, 2200.0, 2996.0, 4000.0, 6000.0, 7946.0]
HV 16A | HV 16A | 16 | 0 | [10.0, 0.352, 0.164, 0.1, 0.0649, 0.0342, 0.01] | [10.0, 2.34, 0.722, 0.181, 0.1, 0.055, 0.0296, 0.01] | 0 | [48.0, 60.0, 65.0, 71.0, 80.0, 100.0, 162.0] | [96.0, 110.0, 125.0, 150.0, 168.0, 200.0, 250.0, 398.0]
HV 200A | HV 200A | 200 | 0 | [10.0, 4.267, 1.21, 0.403, 0.1, 0.058, 0.022, 0.01] | [10.0, 3.73, 1.654, 0.328, 0.1, 0.0531, 0.019, 0.01] | 0 | [600.0, 700.0, 900.0, 1150.0, 1665.0, 2000.0, 3000.0, 4313.0] | [1200.0, 1500.0, 1800.0, 2700.0, 3960.0, 5000.0, 7500.0, 10620.0]
HV 20A | HV 20A | 20 | 0 | [10.0, 1.3, 0.3, 0.155, 0.1, 0.0555, 0.023, 0.01] | [10.0, 1.3, 0.161, 0.1, 0.0611, 0.0399, 0.0141, 0.01] | 0 | [60.0, 70.0, 80.0, 87.0, 94.0, 110.0, 150.0, 216.0] | [120.0, 150.0, 200.0, 223.0, 260.0, 300.0, 450.0, 532.0]
HV 25A | HV 25A | 25 | 0 | [10.0, 2.512, 0.833, 0.299, 0.1, 0.0372, 0.0223, 0.01] | [10.0, 3.125, 0.597, 0.198, 0.1, 0.0378, 0.022, 0.01] | 0 | [75.0, 82.0, 90.0, 100.0, 124.0, 170.0, 200.0, 289.0] | [150.0, 170.0, 210.0, 250.0, 294.0, 400.0, 500.0, 711.0]
HV 31.5A | HV 31.5A | 31.5 | 0 | [10.0, 2.34, 0.722, 0.181, 0.1, 0.055, 0.0296, 0.01] | [10.0, 2.84, 0.368, 0.164, 0.1, 0.0621, 0.0378, 0.0195, 0.01] | 0 | [95.0, 110.0, 125.0, 150.0, 165.0, 200.0, 250.0, 390.0] | [189.0, 220.0, 300.0, 350.0, 393.0, 450.0, 530.0, 700.0, 960.0]
HV 40A | HV 40A | 40 | 0 | [10.0, 1.3, 0.161, 0.1, 0.0611, 0.0399, 0.0141, 0.01] | [10.0, 2.05, 0.369, 0.198, 0.1, 0.051, 0.0298, 0.01] | 0 | [120.0, 150.0, 200.0, 223.0, 260.0, 300.0, 450.0, 532.0] | [240.0, 300.0, 400.0, 450.0, 530.0, 650.0, 800.0, 1311.0]
HV 50A | HV 50A | 50 | 0 | [10.0, 3.215, 0.597, 0.198, 0.1, 0.0378, 0.022, 0.01] | [10.0, 3.64, 0.854, 0.281, 0.1, 0.0531, 0.022, 0.01] | 0 | [150.0, 170.0, 210.0, 250.0, 294.0, 400.0, 500.0, 711.0] | [300.0, 350.0, 450.0, 550.0, 700.0, 850.0, 1200.0, 1752.0]
HV 6.3A | HV 6.3A | 6.3 | 0 | [10.0, 1.39, 0.344, 0.168, 0.1, 0.056, 0.0263, 0.01] | [10.0, 1.711, 0.516, 0.198, 0.1, 0.0634, 0.0303, 0.01] | 0 | [19.0, 19.5, 20.4, 20.8, 22.0, 25.0, 32.0, 48.0] | [38.0, 40.0, 43.0, 48.0, 53.0, 60.0, 75.0, 118.0]
HV 63A | HV 63A | 63 | 0 | [10.0, 2.84, 0.368, 0.164, 0.1, 0.0621, 0.0378, 0.0195, 0.01] | [10.0, 1.82, 0.344, 0.1, 0.0467, 0.0269, 0.01] | 0 | [189.0, 220.0, 300.0, 350.0, 393.0, 450.0, 530.0, 700.0, 961.0] | [378.0, 500.0, 700.0, 934.0, 1200.0, 1500.0, 2366.0]
HV 80A | HV 80A | 80 | 0 | [10.0, 2.05, 0.369, 0.198, 0.1, 0.051, 0.0298, 0.01] | [10.0, 4.15, 1.03, 0.198, 0.1, 0.051, 0.0172, 0.01] | 0 | [240.0, 300.0, 400.0, 450.0, 530.0, 650.0, 800.0, 1311.0] | [480.0, 550.0, 700.0, 1000.0, 1260.0, 1600.0, 2500.0, 3227.0]
Siemens NH-1-100 | Siemens NH-1-100 | 100 | [5400.0, 2000.0, 400.0, 20.0, 1.0, 0.2, 0.012, 0.004] | 0 | 0 | [150.0, 190.0, 250.0, 430.0, 900.0, 1250.0, 2700.0, 3600.0] | 0 | 0
Siemens NH-1-125 | Siemens NH-1-125 | 125 | [4800.0, 120.0, 7.0, 0.1, 0.004] | 0 | 0 | [180.0, 400.0, 740.0, 2000.0, 4250.0] | 0 | 0
Siemens NH-1-16 | Siemens NH-1-16 | 16 | [4000.0, 400.0, 2.0, 0.1, 0.04, 0.01] | 0 | 0 | [26.0, 35.0, 75.0, 150.0, 200.0, 300.0] | 0 | 0
Siemens NH-1-160 | Siemens NH-1-160 | 160 | [4800.0, 120.0, 7.0, 0.1, 0.004] | 0 | 0 | [210.0, 500.0, 900.0, 2300.0, 5000.0] | 0 | 0
Siemens NH-1-25 | Siemens NH-1-25 | 25 | [4000.0, 1000.0, 10.0, 0.2, 0.02, 0.01] | 0 | 0 | [40.0, 50.0, 100.0, 210.0, 400.0, 500.0] | 0 | 0
Siemens NH-1-50 | Siemens NH-1-50 | 50 | [4000.0, 40.0, 4.0, 1.0, 0.02, 0.01] | 0 | 0 | [86.0, 200.0, 300.0, 400.0, 1000.0, 1280.0] | 0 | 0
Siemens NH-1-63 | Siemens NH-1-63 | 63 | [4000.0, 100.0, 10.0, 2.0, 0.04, 0.01] | 0 | 0 | [100.0, 200.0, 300.0, 400.0, 1000.0, 1500.0] | 0 | 0
Siemens NH-1-80 | Siemens NH-1-80 | 80 | [4800.0, 120.0, 7.0, 0.1, 0.01] | 0 | 0 | [150.58, 250.0, 450.0, 1150.0, 2470.0] | 0 | 0
Siemens NH-2-1000 | Siemens NH-2-1000 | 1000 | [4800.0, 120.0, 7.0, 0.1, 0.004] | 0 | 0 | [1900.0, 3500.0, 8400.0, 24000.0, 52000.0] | 0 | 0
Siemens NH-2-200 | Siemens NH-2-200 | 200 | [4800.0, 120.0, 7.0, 0.1, 0.004] | 0 | 0 | [280.0, 650.0, 1200.0, 3000.0, 7000.0] | 0 | 0
Siemens NH-2-224 | Siemens NH-2-224 | 224 | [4800.0, 120.0, 7.0, 0.2, 0.04, 0.004] | 0 | 0 | [400.0, 750.0, 1453.0, 3025.0, 4315.0, 7600.0] | 0 | 0
Siemens NH-2-250 | Siemens NH-2-250 | 250 | [4800.0, 120.0, 7.0, 0.1, 0.004] | 0 | 0 | [450.0, 800.0, 1650.0, 4000.0, 8500.0] | 0 | 0
Siemens NH-2-315 | Siemens NH-2-315 | 315 | [4800.0, 120.0, 7.0, 0.1, 0.004] | 0 | 0 | [550.0, 920.0, 1900.0, 5000.0, 11000.0] | 0 | 0
Siemens NH-2-355 | Siemens NH-2-355 | 355 | [4800.0, 120.0, 6.0, 0.1, 0.004] | 0 | 0 | [650.0, 1116.27, 2350.0, 5840.0, 12790.0] | 0 | 0
Siemens NH-2-400 | Siemens NH-2-400 | 400 | [4800.0, 120.0, 7.0, 0.1, 0.004] | 0 | 0 | [720.0, 1350.0, 2800.0, 6500.0, 15000.0] | 0 | 0
Siemens NH-2-425 | Siemens NH-2-425 | 425 | [4800.0, 120.0, 7.0, 0.1, 0.004] | 0 | 0 | [850.0, 1500.0, 3050.0, 7500.0, 16500.0] | 0 | 0
Siemens NH-2-630 | Siemens NH-2-630 | 630 | [4800.0, 120.0, 7.0, 0.1, 0.004] | 0 | 0 | [1200.0, 2000.0, 4800.0, 12000.0, 26000.0] | 0 | 0

## res_bus
| vm_pu | va_degree | p_mw | q_mvar
0 | 0.97794 | -0.42418 | 0.0033853 | 0.00084844
1 | 0.97736 | -0.43563 | 0.0079786 | 0.0019996
2 | 0.97811 | -0.42092 | 0.0013108 | 0.00032851
3 | 0.97663 | -0.44993 | 0.0033864 | 0.00084872
4 | 0.97902 | -0.40299 | 0.0024042 | 0.00060254
5 | 0.97624 | -0.45753 | 0.00468 | 0.0011729
6 | 0.98009 | -0.38207 | 0.0031455 | 0.00078834
7 | 0.97563 | -0.46946 | 0.0034965 | 0.00087629
8 | 0.9809 | -0.3663 | 0.0021112 | 0.0005291
9 | 0.98104 | -0.36359 | 0.0027686 | 0.00069389
10 | 0.98207 | -0.34369 | 0.0023582 | 0.00059102
11 | 0.98358 | -0.31426 | 0 | 0
12 | 0.9849 | -0.28879 | 0.0020846 | 0.00052245
13 | 0.98348 | -0.31627 | 0.0032052 | 0.0008033
14 | 0.98584 | -0.27059 | 0.0014843 | 0.00037199
15 | 0.98343 | -0.31714 | 0.0025119 | 0.00062955
16 | 0.98716 | -0.24502 | 0.0035395 | 0.00088707
17 | 0.98638 | -0.26008 | 0.0048796 | 0.0012229
18 | 0.98925 | -0.20492 | 0.0026629 | 0.00066738
19 | 0.99004 | -0.18957 | 0 | 0
20 | 0.98953 | -0.19955 | 0.0035378 | 0.00088667
21 | 0.99216 | -0.14904 | 0.002826 | 0.00070827
22 | 0.98938 | -0.20255 | 0.003321 | 0.00083232
23 | 0.99539 | -0.087421 | 0.0033832 | 0.00084792
24 | 0.98341 | -0.31764 | 0.001623 | 0.00040677
25 | 0.98334 | -0.31906 | 0 | 0
26 | 0.98329 | -0.31995 | 0.0012658 | 0.00031724
27 | 0.98326 | -0.32047 | 0.0010827 | 0.00027135
28 | 0.97498 | -0.48226 | 0 | 0
29 | 0.97455 | -0.49078 | 0.0015582 | 0.00039051
30 | 0.97496 | -0.48273 | 0.0013239 | 0.0003318
31 | 0.97388 | -0.50404 | 0.0062857 | 0.0015753
32 | 0.97219 | -0.53731 | 0.0027963 | 0.00070082
33 | 0.9723 | -0.53512 | 0.0015708 | 0.00039368
34 | 0.97244 | -0.53242 | 0.0068962 | 0.0017284
35 | 0.97273 | -0.52669 | 0.0039523 | 0.00099054
36 | 0.97353 | -0.51091 | 0 | 0
37 | 0.98715 | -0.24581 | 0.00075541 | 0.00018932
38 | 0.98717 | -0.2455 | 0.0013532 | 0.00033914
39 | 0.98717 | -0.24542 | 0.0016344 | 0.00040963
40 | 0.97383 | -0.50493 | 0.0042506 | 0.0010653
41 | 0.98723 | -0.24422 | 0.0014564 | 0.000365
42 | 0.98724 | -0.244 | 0.0024129 | 0.00060472
43 | 0.98742 | -0.2406 | 0.0023752 | 0.00059529
44 | 0.98769 | -0.23533 | 0 | 0
45 | 0.9878 | -0.23322 | 0 | 0
46 | 0.99554 | -0.084472 | 0.0037113 | 0.00093014
47 | 0.99819 | -0.034246 | 0 | 0
48 | 0.99815 | -0.035023 | 0.0027224 | 0.0006823
49 | 1 | 0 | -0.26158 | -0.066724
50 | 0.99814 | -0.035147 | 0.0025942 | 0.00065016
51 | 0.98278 | -0.32964 | 0 | 0
52 | 0.98271 | -0.33092 | 0.00058131 | 0.00014569
53 | 0.98282 | -0.32872 | 0.0009745 | 0.00024423
54 | 0.9969 | -0.05862 | 0 | 0
55 | 0.99677 | -0.061133 | 0.00264 | 0.00066165
56 | 0.99543 | -0.08655 | 0.001749 | 0.00043834
57 | 0.99667 | -0.063044 | 0.0014518 | 0.00036386
58 | 0.99512 | -0.092426 | 0.0049278 | 0.001235
59 | 0.99664 | -0.063629 | 0.0022669 | 0.00056815
60 | 0.99307 | -0.13161 | 0.0024684 | 0.00061864
61 | 0.99663 | -0.063966 | 0.0017847 | 0.0004473
62 | 0.99028 | -0.18517 | 0.001516 | 0.00037994
63 | 0.99031 | -0.18462 | 0 | 0
64 | 0.98793 | -0.23074 | 0.0023159 | 0.00058043
65 | 0.98886 | -0.21255 | 0.0026338 | 0.00066008
66 | 0.98868 | -0.21616 | 0.0014839 | 0.00037189
67 | 0.98869 | -0.21594 | 0.0014842 | 0.00037198
68 | 0.98846 | -0.22026 | 0.00194 | 0.0004862
69 | 0.98846 | -0.22042 | 0.0014555 | 0.00036478
70 | 0.98845 | -0.2206 | 0.0014568 | 0.00036512
71 | 0.98816 | -0.22617 | 0.00194 | 0.0004862
72 | 0.98802 | -0.22897 | 0.0033472 | 0.0008389
73 | 0.97169 | -0.54698 | 0.00039954 | 0.00010013
74 | 0.97168 | -0.54723 | 0.0009377 | 0.00023501
75 | 0.9717 | -0.54675 | 0.00044724 | 0.00011209
76 | 0.97173 | -0.54632 | 0 | 0
77 | 0.97179 | -0.54517 | 0.0001269 | 3.1805e-05
78 | 0.9718 | -0.5449 | 0.0015092 | 0.00037823
79 | 0.97184 | -0.54414 | 0.00097221 | 0.00024366
80 | 0.97195 | -0.54192 | 0 | 0
81 | 0.97204 | -0.54018 | 0 | 0
82 | 0.97216 | -0.53765 | 0.0013366 | 0.00033498
83 | 0.97199 | -0.54108 | 0.0013854 | 0.00034722
84 | 0.97242 | -0.53258 | 0 | 0
85 | 0.97228 | -0.53545 | 0.0015452 | 0.00038727
86 | 0.9723 | -0.53499 | 0 | 0
87 | 0.97232 | -0.53453 | 0.0015375 | 0.00038534
88 | 0.97757 | -0.43114 | 0.0023211 | 0.00058172
89 | 0.97805 | -0.42173 | 0.0037571 | 0.00094161
90 | 0.97679 | -0.44655 | 0 | 0
91 | 0.97891 | -0.40491 | 0.0041443 | 0.0010387
92 | 0.97671 | -0.4481 | 0.0017706 | 0.00044376
93 | 0.97648 | -0.45254 | 0.0018602 | 0.00046622
94 | 0.97603 | -0.46145 | 0.002992 | 0.00074987
95 | 0.97928 | -0.39773 | 0.0026621 | 0.00066718
96 | 0.97667 | -0.44891 | 0.0010963 | 0.00027475
97 | 0.97635 | -0.45527 | 0 | 0
98 | 0.97524 | -0.47691 | 0.0017848 | 0.00044732
99 | 0.98051 | -0.37373 | 0.0012248 | 0.00030696
100 | 0.97666 | -0.44897 | 0.0012414 | 0.00031113
101 | 0.97621 | -0.45787 | 0.0034875 | 0.00087404
102 | 0.97505 | -0.48067 | 0.0039673 | 0.00099429
103 | 0.97233 | -0.53445 | 0.0018056 | 0.00045254
104 | 0.97246 | -0.5319 | 0 | 0
105 | 0.97265 | -0.52812 | 0.0028461 | 0.00071329
106 | 0.973 | -0.52121 | 0.0013869 | 0.00034758
107 | 0.97308 | -0.51955 | 0.0010565 | 0.00026479
108 | 0.99004 | -0.18978 | 0.0058225 | 0.0014593
109 | 0.99018 | -0.18707 | 0.0036334 | 0.00091062
110 | 0.99133 | -0.16492 | 0 | 0
111 | 0.99079 | -0.17529 | 0.0048225 | 0.0012086
112 | 0.99101 | -0.17086 | 0.0014608 | 0.00036611
113 | 0.99069 | -0.17731 | 0.0019319 | 0.00048419
114 | 0.98882 | -0.21282 | 0.0018303 | 0.00045871
115 | 0.98881 | -0.21302 | 0.0010898 | 0.00027312
116 | 0.97614 | -0.45923 | 0.0022275 | 0.00055826
117 | 0.98269 | -0.3314 | 0.0013457 | 0.00033727
118 | 0.97343 | -0.51262 | 0.0014041 | 0.00035189
119 | 0.97366 | -0.50814 | 0.00053737 | 0.00013468
120 | 0.98585 | -0.27016 | 0.0026549 | 0.00066537
121 | 0.98467 | -0.29286 | 0.0010029 | 0.00025136
122 | 0.98673 | -0.25304 | 0.0030397 | 0.00076182
123 | 0.98463 | -0.29373 | 0.000701 | 0.00017569
124 | 0.98738 | -0.24065 | 0.002069 | 0.00051854
125 | 0.98322 | -0.32093 | 0.0011354 | 0.00028455
126 | 0.98302 | -0.32492 | 0 | 0
127 | 0.98292 | -0.32689 | 0.00091947 | 0.00023044
128 | 0.98205 | -0.34374 | 0.0008512 | 0.00021333
129 | 0.98283 | -0.32867 | 0.0011859 | 0.00029722
130 | 0.9745 | -0.49157 | 0.0015947 | 0.00039967
131 | 0.97432 | -0.49501 | 0.0017092 | 0.00042836
132 | 0.97391 | -0.50324 | 0.0016847 | 0.00042223
133 | 0.97369 | -0.50745 | 0.00052169 | 0.00013075
134 | 0.97367 | -0.50784 | 0.00051619 | 0.00012937
135 | 0.99998 | 149.9956 | 0 | 0

## res_line
| p_from_mw | q_from_mvar | p_to_mw | q_to_mvar | pl_mw | ql_mvar | i_from_ka | i_to_ka | i_ka | vm_from_pu | va_from_degree | vm_to_pu | va_to_degree | loading_percent
0 | 0.048327 | 0.012167 | -0.0483 | -0.01215 | 2.6442e-05 | 1.676e-05 | 0.073553 | 0.073553 | 0.073553 | 0.97794 | -0.42418 | 0.97736 | -0.43563 | 20.2068
1 | -0.051712 | -0.013015 | 0.05172 | 0.01302 | 8.0472e-06 | 5.1068e-06 | 0.078704 | 0.078704 | 0.078704 | 0.97794 | -0.42418 | 0.97811 | -0.42092 | 21.6219
2 | 0.040322 | 0.01015 | -0.040294 | -0.010133 | 2.7546e-05 | 1.7385e-05 | 0.061405 | 0.061405 | 0.061405 | 0.97736 | -0.43563 | 0.97663 | -0.44993 | 16.8696
3 | -0.053031 | -0.013349 | 0.053076 | 0.013377 | 4.5504e-05 | 2.8888e-05 | 0.080698 | 0.080698 | 0.080698 | 0.97811 | -0.42092 | 0.97902 | -0.40299 | 22.1697
4 | 0.036908 | 0.009284 | -0.036894 | -0.0092756 | 1.339e-05 | 8.4283e-06 | 0.056246 | 0.056246 | 0.056246 | 0.97663 | -0.44993 | 0.97624 | -0.45753 | 15.4522
5 | -0.05548 | -0.01398 | 0.055536 | 0.014015 | 5.5583e-05 | 3.5311e-05 | 0.084352 | 0.084352 | 0.084352 | 0.97902 | -0.40299 | 0.98009 | -0.38207 | 23.1735
6 | 0.032214 | 0.0081027 | -0.032196 | -0.0080912 | 1.8339e-05 | 1.1484e-05 | 0.049112 | 0.049113 | 0.049113 | 0.97624 | -0.45753 | 0.97563 | -0.46946 | 13.4925
7 | -0.058682 | -0.014804 | 0.058726 | 0.014832 | 4.4339e-05 | 2.8189e-05 | 0.089127 | 0.089127 | 0.089127 | 0.98009 | -0.38207 | 0.9809 | -0.3663 | 24.4855
8 | 0.0287 | 0.0072149 | -0.028682 | -0.007204 | 1.7537e-05 | 1.0919e-05 | 0.04378 | 0.04378 | 0.04378 | 0.97563 | -0.46946 | 0.97498 | -0.48226 | 12.0275
9 | -0.060837 | -0.015361 | 0.060845 | 0.015366 | 7.9035e-06 | 5.027e-06 | 0.09233 | 0.09233 | 0.09233 | 0.9809 | -0.3663 | 0.98104 | -0.36359 | 25.3653
10 | -0.063614 | -0.01606 | 0.063674 | 0.016098 | 6.0711e-05 | 3.8636e-05 | 0.096529 | 0.096529 | 0.096529 | 0.98104 | -0.36359 | 0.98207 | -0.34369 | 26.519
11 | -0.066032 | -0.01669 | 0.066126 | 0.016749 | 9.3328e-05 | 5.9415e-05 | 0.1001 | 0.1001 | 0.1001 | 0.98207 | -0.34369 | 0.98358 | -0.31426 | 27.5006
12 | -0.075816 | -0.019177 | 0.075909 | 0.019236 | 9.2738e-05 | 5.9114e-05 | 0.11476 | 0.11476 | 0.11476 | 0.98358 | -0.31426 | 0.9849 | -0.28879 | 31.5279
13 | 0.0096903 | 0.0024279 | -0.0096893 | -0.0024274 | 9.3027e-07 | 4.4888e-07 | 0.01466 | 0.01466 | 0.01466 | 0.98358 | -0.31426 | 0.98348 | -0.31627 | 4.0274
14 | -0.077993 | -0.019758 | 0.078062 | 0.019802 | 6.8251e-05 | 4.3514e-05 | 0.11791 | 0.11791 | 0.11791 | 0.9849 | -0.28879 | 0.98584 | -0.27059 | 32.3932
15 | 0.0064842 | 0.0016241 | -0.0064839 | -0.001624 | 2.6979e-07 | 7.7812e-08 | 0.0098103 | 0.0098103 | 0.0098103 | 0.98348 | -0.31627 | 0.98343 | -0.31714 | 2.6951
16 | -0.079546 | -0.020174 | 0.079586 | 0.0202 | 4.0211e-05 | 2.564e-05 | 0.12015 | 0.12015 | 0.12015 | 0.98584 | -0.27059 | 0.98638 | -0.26008 | 33.0086
17 | 0.003972 | 0.0009945 | -0.0039719 | -0.00099453 | 9.4564e-08 | -2.8072e-08 | 0.0060096 | 0.0060096 | 0.0060096 | 0.98343 | -0.31714 | 0.98341 | -0.31764 | 1.651
18 | 0.084527 | 0.021461 | -0.084466 | -0.021422 | 6.1207e-05 | 3.9044e-05 | 0.12751 | 0.12751 | 0.12751 | 0.98716 | -0.24502 | 0.98638 | -0.26008 | 35.0309
19 | -0.088066 | -0.022349 | 0.088237 | 0.022457 | 0.00017023 | 0.00010862 | 0.13285 | 0.13285 | 0.13285 | 0.98716 | -0.24502 | 0.98925 | -0.20492 | 36.4966
20 | -0.090899 | -0.023125 | 0.090967 | 0.023167 | 6.7275e-05 | 4.2933e-05 | 0.13685 | 0.13685 | 0.13685 | 0.98925 | -0.20492 | 0.99004 | -0.18957 | 37.597
21 | 0.034961 | 0.0087817 | -0.034945 | -0.0087713 | 1.6635e-05 | 1.044e-05 | 0.052553 | 0.052553 | 0.052553 | 0.99004 | -0.18957 | 0.98953 | -0.19955 | 14.4377
22 | -0.12593 | -0.031949 | 0.12617 | 0.032106 | 0.00024602 | 0.00015722 | 0.18941 | 0.18941 | 0.18941 | 0.99004 | -0.18957 | 0.99216 | -0.14904 | 52.0345
23 | 0.031407 | 0.0078846 | -0.031402 | -0.0078818 | 4.4961e-06 | 2.8085e-06 | 0.047233 | 0.047233 | 0.047233 | 0.98953 | -0.19955 | 0.98938 | -0.20255 | 12.9761
24 | -0.129 | -0.032815 | 0.12938 | 0.03306 | 0.00038427 | 0.00024558 | 0.19364 | 0.19364 | 0.19364 | 0.99216 | -0.14904 | 0.99539 | -0.087421 | 53.1989
25 | 0.028081 | 0.0070495 | -0.028068 | -0.0070412 | 1.339e-05 | 8.3129e-06 | 0.042238 | 0.042238 | 0.042238 | 0.98938 | -0.20255 | 0.98886 | -0.21255 | 11.6039
26 | -0.13277 | -0.033908 | 0.13279 | 0.03392 | 1.8926e-05 | 1.2096e-05 | 0.1987 | 0.1987 | 0.1987 | 0.99539 | -0.087421 | 0.99554 | -0.084472 | 54.5883
27 | 0.0023488 | 0.00058776 | -0.0023487 | -0.00058808 | 1.5765e-07 | -3.2141e-07 | 0.0035537 | 0.0035539 | 0.0035539 | 0.98341 | -0.31764 | 0.98334 | -0.31906 | 0.97634
28 | 0.0023487 | 0.00058808 | -0.0023486 | -0.00058828 | 1.0055e-07 | -2.0494e-07 | 0.0035539 | 0.003554 | 0.003554 | 0.98334 | -0.31906 | 0.98329 | -0.31995 | 0.97637
29 | 0.0010827 | 0.00027104 | -0.0010827 | -0.00027135 | 2.6386e-08 | -3.1556e-07 | 0.0016384 | 0.0016385 | 0.0016385 | 0.98329 | -0.31995 | 0.98326 | -0.32047 | 0.45014
30 | 0.027358 | 0.0068724 | -0.027347 | -0.0068655 | 1.1114e-05 | 6.9012e-06 | 0.041759 | 0.04176 | 0.04176 | 0.97498 | -0.48226 | 0.97455 | -0.49078 | 11.4724
31 | 0.0013239 | 0.00033158 | -0.0013239 | -0.0003318 | 2.9863e-08 | -2.2414e-07 | 0.0020205 | 0.0020206 | 0.0020206 | 0.97498 | -0.48226 | 0.97496 | -0.48273 | 0.55511
32 | 0.025789 | 0.006475 | -0.025772 | -0.0064649 | 1.6305e-05 | 1.0086e-05 | 0.03938 | 0.039381 | 0.039381 | 0.97455 | -0.49078 | 0.97388 | -0.50404 | 10.8188
33 | 0.019487 | 0.0048896 | -0.019486 | -0.0048891 | 8.2643e-07 | 4.9799e-07 | 0.029776 | 0.029777 | 0.029777 | 0.97388 | -0.50404 | 0.97383 | -0.50493 | 8.1804
34 | -0.0027963 | -0.00070082 | 0.0027966 | 0.00070048 | 2.9211e-07 | -3.4043e-07 | 0.0042799 | 0.0042798 | 0.0042799 | 0.97219 | -0.53731 | 0.9723 | -0.53512 | 1.1758
35 | -0.0043674 | -0.0010942 | 0.004368 | 0.0010941 | 5.6008e-07 | -5.6281e-08 | 0.0066837 | 0.0066836 | 0.0066837 | 0.9723 | -0.53512 | 0.97244 | -0.53242 | 1.8362
36 | -0.011264 | -0.0028225 | 0.011267 | 0.0028241 | 3.0797e-06 | 1.6279e-06 | 0.017236 | 0.017236 | 0.017236 | 0.97244 | -0.53242 | 0.97273 | -0.52669 | 4.7352
37 | -0.01522 | -0.0038146 | 0.015231 | 0.0038212 | 1.1446e-05 | 6.626e-06 | 0.023282 | 0.023282 | 0.023282 | 0.97273 | -0.52669 | 0.97353 | -0.51091 | 6.3961
38 | -0.015231 | -0.0038212 | 0.015235 | 0.0038238 | 4.3457e-06 | 2.5153e-06 | 0.023282 | 0.023282 | 0.023282 | 0.97353 | -0.51091 | 0.97383 | -0.50493 | 6.3961
39 | -0.00075541 | -0.00018932 | 0.00075542 | 0.00018904 | 1.1106e-08 | -2.8492e-07 | 0.0011387 | 0.0011386 | 0.0011387 | 0.98715 | -0.24581 | 0.98717 | -0.2455 | 0.31283
40 | -0.0021086 | -0.00052818 | 0.0021086 | 0.00052815 | 8.8304e-09 | -2.4151e-08 | 0.0031783 | 0.0031783 | 0.0031783 | 0.98717 | -0.2455 | 0.98717 | -0.24542 | 0.87316
41 | -0.003743 | -0.00093778 | 0.0037433 | 0.00093769 | 2.1285e-07 | -9.1764e-08 | 0.005642 | 0.0056419 | 0.005642 | 0.98717 | -0.24542 | 0.98723 | -0.24422 | 1.55
42 | -0.0051996 | -0.0013027 | 0.0051997 | 0.0013027 | 5.6034e-08 | 4.7538e-09 | 0.007837 | 0.007837 | 0.007837 | 0.98723 | -0.24422 | 0.98724 | -0.244 | 2.153
43 | -0.0076126 | -0.0019074 | 0.0076138 | 0.0019079 | 1.2326e-06 | 4.6956e-07 | 0.011474 | 0.011474 | 0.011474 | 0.98724 | -0.244 | 0.98742 | -0.2406 | 3.1521
44 | -0.009989 | -0.0025032 | 0.0099915 | 0.0025044 | 2.5048e-06 | 1.2259e-06 | 0.015053 | 0.015053 | 0.015053 | 0.98742 | -0.2406 | 0.98769 | -0.23533 | 4.1355
45 | -0.0099915 | -0.0025044 | 0.0099926 | 0.0025049 | 1.0044e-06 | 4.915e-07 | 0.015053 | 0.015053 | 0.015053 | 0.98769 | -0.23533 | 0.9878 | -0.23322 | 4.1354
46 | -0.0099926 | -0.0025049 | 0.0099937 | 0.0025055 | 1.1832e-06 | 5.79e-07 | 0.015053 | 0.015053 | 0.015053 | 0.9878 | -0.23322 | 0.98793 | -0.23074 | 4.1354
47 | -0.1365 | -0.03485 | 0.13683 | 0.035063 | 0.0003322 | 0.00021233 | 0.20425 | 0.20425 | 0.20425 | 0.99554 | -0.084472 | 0.99819 | -0.034246 | 56.1122
48 | 0.0027225 | 0.00068215 | -0.0027224 | -0.0006823 | 1.0072e-07 | -1.4868e-07 | 0.0040584 | 0.0040585 | 0.0040585 | 0.99819 | -0.034246 | 0.99815 | -0.035023 | 1.115
49 | -0.13955 | -0.035745 | 0.13978 | 0.035893 | 0.00023197 | 0.00014828 | 0.20831 | 0.20831 | 0.20831 | 0.99819 | -0.034246 | 1 | 0 | 57.2272
50 | 0.12014 | 0.03083 | -0.11994 | -0.0307 | 0.00020451 | 0.00013 | 0.17903 | 0.17903 | 0.17903 | 1 | 0 | 0.99814 | -0.035147 | 24.592
51 | 0.11734 | 0.03005 | -0.11721 | -0.029965 | 0.00013327 | 8.5139e-05 | 0.17516 | 0.17516 | 0.17516 | 0.99814 | -0.035147 | 0.9969 | -0.05862 | 48.1216
52 | 0.0019272 | 0.00048233 | -0.0019271 | -0.00048273 | 1.179e-07 | -3.9245e-07 | 0.0029177 | 0.0029179 | 0.0029179 | 0.98278 | -0.32964 | 0.98271 | -0.33092 | 0.80161
53 | -0.0019272 | -0.00048233 | 0.0019273 | 0.00048205 | 8.4003e-08 | -2.797e-07 | 0.0029177 | 0.0029176 | 0.0029177 | 0.98278 | -0.32964 | 0.98282 | -0.32872 | 0.80156
54 | 0.0013458 | 0.00033704 | -0.0013457 | -0.00033727 | 3.0998e-08 | -2.3238e-07 | 0.0020376 | 0.0020377 | 0.0020377 | 0.98271 | -0.33092 | 0.98269 | -0.3314 | 0.55982
55 | -0.0029018 | -0.00072629 | 0.0029018 | 0.00072628 | 6.5447e-09 | -7.2719e-09 | 0.004393 | 0.004393 | 0.004393 | 0.98282 | -0.32872 | 0.98283 | -0.32867 | 1.2069
56 | 0.0081451 | 0.0020413 | -0.0081442 | -0.0020409 | 9.7515e-07 | 3.9475e-07 | 0.012158 | 0.012158 | 0.012158 | 0.9969 | -0.05862 | 0.99677 | -0.061133 | 3.3401
57 | 0.10907 | 0.027924 | -0.10892 | -0.02783 | 0.00014732 | 9.4093e-05 | 0.163 | 0.16301 | 0.16301 | 0.9969 | -0.05862 | 0.99543 | -0.08655 | 44.7816
58 | 0.0055042 | 0.0013792 | -0.0055037 | -0.0013792 | 5.008e-07 | 6.2706e-08 | 0.0082167 | 0.0082168 | 0.0082168 | 0.99677 | -0.061133 | 0.99667 | -0.063044 | 2.2574
59 | 0.10717 | 0.027391 | -0.10714 | -0.027372 | 3.0452e-05 | 1.9448e-05 | 0.16039 | 0.16039 | 0.16039 | 0.99543 | -0.08655 | 0.99512 | -0.092426 | 44.0633
60 | 0.0040518 | 0.0010153 | -0.0040517 | -0.0010153 | 1.1301e-07 | -3.4994e-08 | 0.0060492 | 0.0060493 | 0.0060493 | 0.99667 | -0.063044 | 0.99664 | -0.063629 | 1.6619
61 | 0.10221 | 0.026137 | -0.10202 | -0.026014 | 0.00019338 | 0.00012347 | 0.15302 | 0.15302 | 0.15302 | 0.99512 | -0.092426 | 0.99307 | -0.13161 | 42.0391
62 | 0.0017848 | 0.00044718 | -0.0017847 | -0.0004473 | 2.86e-08 | -1.2166e-07 | 0.0026647 | 0.0026647 | 0.0026647 | 0.99664 | -0.063629 | 0.99663 | -0.063966 | 0.73206
63 | 0.099549 | 0.025395 | -0.099389 | -0.025293 | 0.00015989 | 0.00010209 | 0.14932 | 0.14932 | 0.14932 | 0.99307 | -0.13161 | 0.99133 | -0.16492 | 41.023
64 | -0.001516 | -0.00037994 | 0.001516 | 0.00037971 | 3.9315e-08 | -2.3479e-07 | 0.002278 | 0.0022779 | 0.002278 | 0.99028 | -0.18517 | 0.99031 | -0.18462 | 0.62581
65 | 0.0094578 | 0.0023705 | -0.0094567 | -0.00237 | 1.1018e-06 | 5.1799e-07 | 0.014211 | 0.014211 | 0.014211 | 0.99031 | -0.18462 | 0.99018 | -0.18707 | 3.9042
66 | -0.010974 | -0.0027503 | 0.010978 | 0.0027522 | 3.8217e-06 | 1.9634e-06 | 0.016489 | 0.016489 | 0.016489 | 0.99031 | -0.18462 | 0.99069 | -0.17731 | 4.5299
67 | -0.01231 | -0.0030859 | 0.012311 | 0.0030865 | 1.0363e-06 | 5.6029e-07 | 0.018541 | 0.018541 | 0.018541 | 0.98793 | -0.23074 | 0.98802 | -0.22897 | 5.0937
68 | 0.025434 | 0.0063811 | -0.02543 | -0.0063785 | 4.1059e-06 | 2.5319e-06 | 0.038275 | 0.038275 | 0.038275 | 0.98886 | -0.21255 | 0.98869 | -0.21594 | 10.5152
69 | -0.023946 | -0.0060064 | 0.023946 | 0.0060066 | 2.4918e-07 | 1.5292e-07 | 0.036041 | 0.036041 | 0.036041 | 0.98868 | -0.21616 | 0.98869 | -0.21594 | 9.9015
70 | 0.022462 | 0.0056345 | -0.022457 | -0.0056318 | 4.3871e-06 | 2.6765e-06 | 0.033808 | 0.033808 | 0.033808 | 0.98868 | -0.21616 | 0.98846 | -0.22026 | 9.2879
71 | 0.020517 | 0.0051456 | -0.020517 | -0.0051455 | 1.6348e-07 | 9.8768e-08 | 0.030888 | 0.030888 | 0.030888 | 0.98846 | -0.22026 | 0.98846 | -0.22042 | 8.4856
72 | 0.019062 | 0.0047808 | -0.019062 | -0.0047807 | 1.588e-07 | 9.5041e-08 | 0.028697 | 0.028697 | 0.028697 | 0.98846 | -0.22042 | 0.98845 | -0.2206 | 7.8837
73 | 0.017605 | 0.0044155 | -0.0176 | -0.0044128 | 4.6737e-06 | 2.7638e-06 | 0.026503 | 0.026504 | 0.026504 | 0.98845 | -0.2206 | 0.98816 | -0.22617 | 7.2812
74 | 0.01566 | 0.0039266 | -0.015658 | -0.0039254 | 2.0912e-06 | 1.2099e-06 | 0.023582 | 0.023582 | 0.023582 | 0.98816 | -0.22617 | 0.98802 | -0.22897 | 6.4787
75 | 0.00093771 | 0.00023485 | -0.0009377 | -0.00023501 | 1.0744e-08 | -1.6524e-07 | 0.0014359 | 0.001436 | 0.001436 | 0.97169 | -0.54698 | 0.97168 | -0.54723 | 0.3945
76 | -0.0013373 | -0.00033498 | 0.0013373 | 0.00033487 | 1.4654e-08 | -1.0606e-07 | 0.0020478 | 0.0020477 | 0.0020478 | 0.97169 | -0.54698 | 0.9717 | -0.54675 | 0.56257
77 | -0.0017845 | -0.00044696 | 0.0017845 | 0.00044682 | 3.6599e-08 | -1.3849e-07 | 0.0027326 | 0.0027325 | 0.0027326 | 0.9717 | -0.54675 | 0.97173 | -0.54632 | 0.75071
78 | -0.0017845 | -0.00044682 | 0.0017846 | 0.00044645 | 9.8242e-08 | -3.7182e-07 | 0.0027325 | 0.0027324 | 0.0027325 | 0.97173 | -0.54632 | 0.97179 | -0.54517 | 0.7507
79 | -0.0019115 | -0.00047826 | 0.0019116 | 0.00047818 | 2.4322e-08 | -7.825e-08 | 0.0029267 | 0.0029267 | 0.0029267 | 0.97179 | -0.54517 | 0.9718 | -0.5449 | 0.80404
80 | -0.0034207 | -0.00085641 | 0.0034209 | 0.00085634 | 1.2337e-07 | -6.964e-08 | 0.0052375 | 0.0052374 | 0.0052375 | 0.9718 | -0.5449 | 0.97184 | -0.54414 | 1.4389
81 | -0.0043931 | -0.0011 | 0.0043935 | 0.0011 | 4.6529e-07 | -4.2098e-08 | 0.006726 | 0.0067259 | 0.006726 | 0.97184 | -0.54414 | 0.97195 | -0.54192 | 1.8478
82 | -0.0043935 | -0.0011 | 0.0043939 | 0.0010999 | 3.6277e-07 | -3.2886e-08 | 0.0067259 | 0.0067258 | 0.0067259 | 0.97195 | -0.54192 | 0.97204 | -0.54018 | 1.8478
83 | -0.0057794 | -0.0014468 | 0.0057801 | 0.0014469 | 6.9595e-07 | 1.5142e-07 | 0.0088466 | 0.0088465 | 0.0088466 | 0.97204 | -0.54018 | 0.97216 | -0.53765 | 2.4304
84 | 0.0013855 | 0.00034683 | -0.0013854 | -0.00034722 | 5.9164e-08 | -3.969e-07 | 0.0021208 | 0.002121 | 0.002121 | 0.97204 | -0.54018 | 0.97199 | -0.54108 | 0.58268
85 | -0.0071167 | -0.0017819 | 0.0071184 | 0.0017825 | 1.7187e-06 | 6.2084e-07 | 0.010892 | 0.010892 | 0.010892 | 0.97216 | -0.53765 | 0.97242 | -0.53258 | 2.9924
86 | -0.0071184 | -0.0017825 | 0.0071186 | 0.0017826 | 2.3201e-07 | 8.379e-08 | 0.010892 | 0.010892 | 0.010892 | 0.97242 | -0.53258 | 0.97246 | -0.5319 | 2.9923
87 | -0.0015452 | -0.00038727 | 0.0015453 | 0.00038709 | 3.3767e-08 | -1.7807e-07 | 0.0023649 | 0.0023648 | 0.0023649 | 0.97228 | -0.53545 | 0.9723 | -0.53499 | 0.6497
88 | -0.0015453 | -0.00038709 | 0.0015453 | 0.00038691 | 3.4316e-08 | -1.8099e-07 | 0.0023648 | 0.0023647 | 0.0023648 | 0.9723 | -0.53499 | 0.97232 | -0.53453 | 0.64968
89 | -0.0030828 | -0.00077225 | 0.0030828 | 0.00077224 | 1.0818e-08 | -9.1525e-09 | 0.0047177 | 0.0047177 | 0.0047177 | 0.97232 | -0.53453 | 0.97233 | -0.53445 | 1.2961
90 | -0.048153 | -0.012115 | 0.048174 | 0.012129 | 2.1659e-05 | 1.3727e-05 | 0.073312 | 0.073312 | 0.073312 | 0.97757 | -0.43114 | 0.97805 | -0.42173 | 20.1408
91 | 0.045831 | 0.011534 | -0.045798 | -0.011512 | 3.3708e-05 | 2.1342e-05 | 0.069779 | 0.069779 | 0.069779 | 0.97757 | -0.43114 | 0.97679 | -0.44655 | 19.1702
92 | -0.051931 | -0.013071 | 0.051973 | 0.013097 | 4.1805e-05 | 2.6531e-05 | 0.079028 | 0.079028 | 0.079028 | 0.97805 | -0.42173 | 0.97891 | -0.40491 | 21.7111
93 | 0.0041087 | 0.0010294 | -0.0041084 | -0.0010294 | 3.0391e-07 | -6.4427e-08 | 0.006259 | 0.006259 | 0.006259 | 0.97679 | -0.44655 | 0.97671 | -0.4481 | 1.7195
94 | 0.0075789 | 0.0018993 | -0.0075768 | -0.0018985 | 2.1617e-06 | 8.4235e-07 | 0.011546 | 0.011546 | 0.011546 | 0.97679 | -0.44655 | 0.97648 | -0.45254 | 3.1719
95 | 0.03411 | 0.0085835 | -0.034086 | -0.0085683 | 2.4267e-05 | 1.5231e-05 | 0.051975 | 0.051975 | 0.051975 | 0.97679 | -0.44655 | 0.97603 | -0.46145 | 14.2789
96 | -0.056117 | -0.014136 | 0.056137 | 0.014148 | 1.9264e-05 | 1.224e-05 | 0.085328 | 0.085328 | 0.085328 | 0.97891 | -0.40491 | 0.97928 | -0.39773 | 23.4418
97 | 0.0023378 | 0.00058567 | -0.0023377 | -0.00058585 | 9.0548e-08 | -1.8027e-07 | 0.0035615 | 0.0035616 | 0.0035616 | 0.97671 | -0.4481 | 0.97667 | -0.44891 | 0.97847
98 | 0.0057165 | 0.0014323 | -0.0057158 | -0.0014321 | 7.4365e-07 | 1.4907e-07 | 0.008711 | 0.0087111 | 0.0087111 | 0.97648 | -0.45254 | 0.97635 | -0.45527 | 2.3932
99 | 0.031094 | 0.0078184 | -0.031071 | -0.0078041 | 2.2945e-05 | 1.4345e-05 | 0.047414 | 0.047414 | 0.047414 | 0.97603 | -0.46145 | 0.97524 | -0.47691 | 13.0257
100 | -0.058799 | -0.014815 | 0.058866 | 0.014858 | 6.7596e-05 | 4.2977e-05 | 0.089373 | 0.089373 | 0.089373 | 0.97928 | -0.39773 | 0.98051 | -0.37373 | 24.553
101 | 0.0012414 | 0.0003111 | -0.0012414 | -0.00031113 | 3.6257e-09 | -3.1502e-08 | 0.0018914 | 0.0018914 | 0.0018914 | 0.97667 | -0.44891 | 0.97666 | -0.44897 | 0.51961
102 | 0.0057158 | 0.0014321 | -0.0057151 | -0.001432 | 7.0923e-07 | 1.4226e-07 | 0.0087111 | 0.0087112 | 0.0087112 | 0.97635 | -0.45527 | 0.97621 | -0.45787 | 2.3932
103 | 0.029286 | 0.0073567 | -0.029281 | -0.0073535 | 5.2499e-06 | 3.2725e-06 | 0.04469 | 0.04469 | 0.04469 | 0.97524 | -0.47691 | 0.97505 | -0.48067 | 12.2776
104 | -0.060091 | -0.015165 | 0.060178 | 0.01522 | 8.6452e-05 | 5.498e-05 | 0.091232 | 0.091231 | 0.091232 | 0.98051 | -0.37373 | 0.98205 | -0.34374 | 25.0636
105 | 0.0022276 | 0.00055793 | -0.0022275 | -0.00055826 | 1.4408e-07 | -3.2442e-07 | 0.0033954 | 0.0033955 | 0.0033955 | 0.97621 | -0.45787 | 0.97614 | -0.45923 | 0.93283
106 | 0.025314 | 0.0063592 | -0.0253 | -0.006351 | 1.316e-05 | 8.1293e-06 | 0.038636 | 0.038636 | 0.038636 | 0.97505 | -0.48067 | 0.9745 | -0.49157 | 10.6143
107 | -0.0048885 | -0.0012248 | 0.0048891 | 0.0012248 | 5.957e-07 | 2.9143e-08 | 0.007481 | 0.0074809 | 0.007481 | 0.97233 | -0.53445 | 0.97246 | -0.5319 | 2.0552
108 | -0.012008 | -0.0030074 | 0.01201 | 0.0030086 | 2.1619e-06 | 1.1717e-06 | 0.018373 | 0.018373 | 0.018373 | 0.97246 | -0.5319 | 0.97265 | -0.52812 | 5.0475
109 | -0.014856 | -0.0037219 | 0.014861 | 0.0037247 | 4.8861e-06 | 2.8139e-06 | 0.022727 | 0.022727 | 0.022727 | 0.97265 | -0.52812 | 0.973 | -0.52121 | 6.2437
110 | -0.016248 | -0.0040723 | 0.016249 | 0.004073 | 1.2895e-06 | 7.5609e-07 | 0.024848 | 0.024848 | 0.024848 | 0.973 | -0.52121 | 0.97308 | -0.51955 | 6.8263
111 | -0.017305 | -0.0043378 | 0.017311 | 0.0043412 | 5.7141e-06 | 3.3866e-06 | 0.026463 | 0.026463 | 0.026463 | 0.97308 | -0.51955 | 0.97343 | -0.51262 | 7.2702
112 | -0.0058225 | -0.0014593 | 0.0058233 | 0.0014594 | 7.519e-07 | 1.4448e-07 | 0.0087511 | 0.008751 | 0.0087511 | 0.99004 | -0.18978 | 0.99018 | -0.18707 | 2.4042
113 | 0.017742 | 0.0044509 | -0.017733 | -0.0044457 | 8.7664e-06 | 5.1858e-06 | 0.026633 | 0.026633 | 0.026633 | 0.99133 | -0.16492 | 0.99079 | -0.17529 | 7.3168
114 | 0.081647 | 0.020842 | -0.081624 | -0.020827 | 2.3412e-05 | 1.493e-05 | 0.12269 | 0.12269 | 0.12269 | 0.99133 | -0.16492 | 0.99101 | -0.17086 | 33.7062
115 | 0.012911 | 0.0032371 | -0.01291 | -0.0032364 | 1.2438e-06 | 6.8242e-07 | 0.019391 | 0.019391 | 0.019391 | 0.99079 | -0.17529 | 0.99069 | -0.17731 | 5.3271
116 | 0.080163 | 0.020461 | -0.080001 | -0.020357 | 0.00016218 | 0.00010342 | 0.1205 | 0.1205 | 0.1205 | 0.99101 | -0.17086 | 0.98882 | -0.21282 | 33.1037
117 | 0.07817 | 0.019899 | -0.07817 | -0.019898 | 7.3362e-07 | 4.6771e-07 | 0.11774 | 0.11774 | 0.11774 | 0.98882 | -0.21282 | 0.98881 | -0.21302 | 32.347
118 | 0.07708 | 0.019625 | -0.076977 | -0.01956 | 0.00010257 | 6.5384e-05 | 0.1161 | 0.1161 | 0.1161 | 0.98881 | -0.21302 | 0.98738 | -0.24065 | 31.8965
119 | -0.018715 | -0.0046931 | 0.018719 | 0.0046955 | 3.9923e-06 | 2.3933e-06 | 0.02861 | 0.02861 | 0.02861 | 0.97343 | -0.51262 | 0.97366 | -0.50814 | 7.8598
120 | -0.019257 | -0.0048302 | 0.019257 | 0.0048303 | 2.8055e-07 | 1.6881e-07 | 0.029431 | 0.029431 | 0.029431 | 0.97366 | -0.50814 | 0.97367 | -0.50784 | 8.0854
121 | 0.06911 | 0.017548 | -0.069035 | -0.0175 | 7.5411e-05 | 4.8028e-05 | 0.10439 | 0.10439 | 0.10439 | 0.98585 | -0.27016 | 0.98467 | -0.29286 | 28.6798
122 | -0.071765 | -0.018213 | 0.071824 | 0.018251 | 5.9154e-05 | 3.7687e-05 | 0.1084 | 0.1084 | 0.1084 | 0.98585 | -0.27016 | 0.98673 | -0.25304 | 29.7806
123 | 0.068032 | 0.017248 | -0.068029 | -0.017247 | 2.8372e-06 | 1.8067e-06 | 0.10288 | 0.10288 | 0.10288 | 0.98467 | -0.29286 | 0.98463 | -0.29373 | 28.2634
124 | -0.074864 | -0.019013 | 0.074908 | 0.019041 | 4.4664e-05 | 2.8466e-05 | 0.11299 | 0.11299 | 0.11299 | 0.98673 | -0.25304 | 0.98738 | -0.24065 | 31.0399
125 | 0.067328 | 0.017071 | -0.06724 | -0.017015 | 8.7881e-05 | 5.5957e-05 | 0.10182 | 0.10182 | 0.10182 | 0.98463 | -0.29373 | 0.98322 | -0.32093 | 27.9724
126 | 0.066104 | 0.01673 | -0.066092 | -0.016722 | 1.2663e-05 | 8.0614e-06 | 0.1001 | 0.1001 | 0.1001 | 0.98322 | -0.32093 | 0.98302 | -0.32492 | 27.5004
127 | 0.005008 | 0.0012539 | -0.0050075 | -0.0012539 | 4.7078e-07 | 2.4346e-08 | 0.0075802 | 0.0075803 | 0.0075803 | 0.98302 | -0.32492 | 0.98292 | -0.32689 | 2.0825
128 | 0.061084 | 0.015469 | -0.061029 | -0.015433 | 5.5141e-05 | 3.5073e-05 | 0.092521 | 0.092521 | 0.092521 | 0.98302 | -0.32492 | 0.98205 | -0.34374 | 25.4179
129 | 0.004088 | 0.0010234 | -0.0040877 | -0.0010235 | 3.4623e-07 | -8.3961e-08 | 0.0061884 | 0.0061885 | 0.0061885 | 0.98292 | -0.32689 | 0.98283 | -0.32867 | 1.7001
130 | 0.023706 | 0.0059514 | -0.023702 | -0.005949 | 3.895e-06 | 2.3941e-06 | 0.036201 | 0.036201 | 0.036201 | 0.9745 | -0.49157 | 0.97432 | -0.49501 | 9.9454
131 | 0.021993 | 0.0055206 | -0.021984 | -0.0055153 | 8.6324e-06 | 5.2708e-06 | 0.033591 | 0.033591 | 0.033591 | 0.97432 | -0.49501 | 0.97391 | -0.50324 | 9.2283
132 | 0.020299 | 0.0050931 | -0.020295 | -0.0050907 | 4.067e-06 | 2.4626e-06 | 0.031017 | 0.031017 | 0.031017 | 0.97391 | -0.50324 | 0.97369 | -0.50745 | 8.5211
133 | 0.019773 | 0.0049599 | -0.019773 | -0.0049597 | 3.691e-07 | 2.2282e-07 | 0.03022 | 0.03022 | 0.03022 | 0.97369 | -0.50745 | 0.97367 | -0.50784 | 8.3021

## res_trafo
| p_hv_mw | q_hv_mvar | p_lv_mw | q_lv_mvar | pl_mw | ql_mvar | i_hv_ka | i_lv_ka | vm_hv_pu | va_hv_degree | vm_lv_pu | va_lv_degree | loading_percent
0 | -1.2729e-15 | -1.3162e-15 | 0.00165 | 1.2699e-07 | 0.00165 | 1.2699e-07 | 5.2857e-17 | 0.0023815 | 0.99998 | 149.9956 | 1 | 0 | 0.2619

## res_ext_grid
| p_mw | q_mvar
0 | 0.26411 | 0.067358

## res_load
| p_mw | q_mvar
0 | 0.0033853 | 0.00084844
1 | 0.0079786 | 0.0019996
2 | 0.0013108 | 0.00032851
3 | 0.0033864 | 0.00084872
4 | 0.0024042 | 0.00060254
5 | 0.00468 | 0.0011729
6 | 0.0031455 | 0.00078834
7 | 0.0034965 | 0.00087629
8 | 0.0021112 | 0.0005291
9 | 0.0027686 | 0.00069389
10 | 0.0023582 | 0.00059102
11 | 0.0020846 | 0.00052245
12 | 0.0032052 | 0.0008033
13 | 0.0014843 | 0.00037199
14 | 0.0025119 | 0.00062955
15 | 0.0035395 | 0.00088707
16 | 0.0048796 | 0.0012229
17 | 0.0026629 | 0.00066738
18 | 0.0035378 | 0.00088667
19 | 0.002826 | 0.00070827
20 | 0.003321 | 0.00083232
21 | 0.0033832 | 0.00084792
22 | 0.001623 | 0.00040677
23 | 0.0012658 | 0.00031724
24 | 0.0010827 | 0.00027135
25 | 0.0015582 | 0.00039051
26 | 0.0013239 | 0.0003318
27 | 0.0062857 | 0.0015753
28 | 0.0027963 | 0.00070082
29 | 0.0015708 | 0.00039368
30 | 0.0068962 | 0.0017284
31 | 0.0039523 | 0.00099054
32 | 0.00075541 | 0.00018932
33 | 0.0013532 | 0.00033914
34 | 0.0016344 | 0.00040963
35 | 0.0042506 | 0.0010653
36 | 0.0014564 | 0.000365
37 | 0.0024129 | 0.00060472
38 | 0.0023752 | 0.00059529
39 | 0.0037113 | 0.00093014
40 | 0.0027224 | 0.0006823
41 | 0.0025299 | 0.00063406
42 | 0.0025942 | 0.00065016
43 | 0.00058131 | 0.00014569
44 | 0.0009745 | 0.00024423
45 | 0.00264 | 0.00066165
46 | 0.001749 | 0.00043834
47 | 0.0014518 | 0.00036386
48 | 0.0049278 | 0.001235
49 | 0.0022669 | 0.00056815
50 | 0.0024684 | 0.00061864
51 | 0.0017847 | 0.0004473
52 | 0.001516 | 0.00037994
53 | 0.0023159 | 0.00058043
54 | 0.0026338 | 0.00066008
55 | 0.0014839 | 0.00037189
56 | 0.0014842 | 0.00037198
57 | 0.00194 | 0.0004862
58 | 0.0014555 | 0.00036478
59 | 0.0014568 | 0.00036512
60 | 0.00194 | 0.0004862
61 | 0.0033472 | 0.0008389
62 | 0.00039954 | 0.00010013
63 | 0.0009377 | 0.00023501
64 | 0.00044724 | 0.00011209
65 | 0.0001269 | 3.1805e-05
66 | 0.0015092 | 0.00037823
67 | 0.00097221 | 0.00024366
68 | 0.0013366 | 0.00033498
69 | 0.0013854 | 0.00034722
70 | 0.0015452 | 0.00038727
71 | 0.0015375 | 0.00038534
72 | 0.0023211 | 0.00058172
73 | 0.0037571 | 0.00094161
74 | 0.0041443 | 0.0010387
75 | 0.0017706 | 0.00044376
76 | 0.0018602 | 0.00046622
77 | 0.002992 | 0.00074987
78 | 0.0026621 | 0.00066718
79 | 0.0010963 | 0.00027475
80 | 0.0017848 | 0.00044732
81 | 0.0012248 | 0.00030696
82 | 0.0012414 | 0.00031113
83 | 0.0034875 | 0.00087404
84 | 0.0039673 | 0.00099429
85 | 0.0018056 | 0.00045254
86 | 0.0028461 | 0.00071329
87 | 0.0013869 | 0.00034758
88 | 0.0010565 | 0.00026479
89 | 0.0058225 | 0.0014593
90 | 0.0036334 | 0.00091062
91 | 0.0048225 | 0.0012086
92 | 0.0014608 | 0.00036611
93 | 0.0019319 | 0.00048419
94 | 0.0018303 | 0.00045871
95 | 0.0010898 | 0.00027312
96 | 0.0022275 | 0.00055826
97 | 0.0013457 | 0.00033727
98 | 0.0014041 | 0.00035189
99 | 0.00053737 | 0.00013468
100 | 0.0026549 | 0.00066537
101 | 0.0010029 | 0.00025136
102 | 0.0030397 | 0.00076182
103 | 0.000701 | 0.00017569
104 | 0.002069 | 0.00051854
105 | 0.0011354 | 0.00028455
106 | 0.00091947 | 0.00023044
107 | 0.0008512 | 0.00021333
108 | 0.0011859 | 0.00029722
109 | 0.0015947 | 0.00039967
110 | 0.0017092 | 0.00042836
111 | 0.0016847 | 0.00042223
112 | 0.00052169 | 0.00013075
113 | 0.00051619 | 0.00012937

## dtypes
| element | column | dtype
0 | bus | name | object
1 | bus | vn_kv | float64
2 | bus | type | object
3 | bus | zone | object
4 | bus | in_service | bool
5 | load | name | object
6 | load | bus | uint32
7 | load | p_mw | float64
8 | load | q_mvar | float64
9 | load | const_z_percent | float64
10 | load | const_i_percent | float64
11 | load | sn_mva | float64
12 | load | scaling | float64
13 | load | in_service | bool
14 | load | type | object
15 | ext_grid | name | object
16 | ext_grid | bus | uint32
17 | ext_grid | vm_pu | float64
18 | ext_grid | va_degree | float64
19 | ext_grid | slack_weight | float64
20 | ext_grid | in_service | bool
21 | line | name | object
22 | line | std_type | object
23 | line | from_bus | uint32
24 | line | to_bus | uint32
25 | line | length_km | float64
26 | line | r_ohm_per_km | float64
27 | line | x_ohm_per_km | float64
28 | line | c_nf_per_km | float64
29 | line | g_us_per_km | float64
30 | line | max_i_ka | float64
31 | line | df | float64
32 | line | parallel | uint32
33 | line | type | object
34 | line | in_service | bool
35 | trafo | name | object
36 | trafo | std_type | object
37 | trafo | hv_bus | uint32
38 | trafo | lv_bus | uint32
39 | trafo | sn_mva | float64
40 | trafo | vn_hv_kv | float64
41 | trafo | vn_lv_kv | float64
42 | trafo | vk_percent | float64
43 | trafo | vkr_percent | float64
44 | trafo | pfe_kw | float64
45 | trafo | i0_percent | float64
46 | trafo | shift_degree | float64
47 | trafo | tap_side | object
48 | trafo | tap_neutral | int32
49 | trafo | tap_min | int32
50 | trafo | tap_max | int32
51 | trafo | tap_step_percent | float64
52 | trafo | tap_step_degree | float64
53 | trafo | tap_pos | int32
54 | trafo | tap_phase_shifter | bool
55 | trafo | parallel | uint32
56 | trafo | df | float64
57 | trafo | in_service | bool
58 | line_geodata | coords | object
59 | bus_geodata | x | float64
60 | bus_geodata | y | float64
61 | bus_geodata | coords | object
62 | res_bus | vm_pu | float64
63 | res_bus | va_degree | float64
64 | res_bus | p_mw | float64
65 | res_bus | q_mvar | float64
66 | res_line | p_from_mw | float64
67 | res_line | q_from_mvar | float64
68 | res_line | p_to_mw | float64
69 | res_line | q_to_mvar | float64
70 | res_line | pl_mw | float64
71 | res_line | ql_mvar | float64
72 | res_line | i_from_ka | float64
73 | res_line | i_to_ka | float64
74 | res_line | i_ka | float64
75 | res_line | vm_from_pu | float64
76 | res_line | va_from_degree | float64
77 | res_line | vm_to_pu | float64
78 | res_line | va_to_degree | float64
79 | res_line | loading_percent | float64
80 | res_trafo | p_hv_mw | float64
81 | res_trafo | q_hv_mvar | float64
82 | res_trafo | p_lv_mw | float64
83 | res_trafo | q_lv_mvar | float64
84 | res_trafo | pl_mw | float64
85 | res_trafo | ql_mvar | float64
86 | res_trafo | i_hv_ka | float64
87 | res_trafo | i_lv_ka | float64
88 | res_trafo | vm_hv_pu | float64
89 | res_trafo | va_hv_degree | float64
90 | res_trafo | vm_lv_pu | float64
91 | res_trafo | va_lv_degree | float64
92 | res_trafo | loading_percent | float64
93 | res_ext_grid | p_mw | float64
94 | res_ext_grid | q_mvar | float64
95 | res_load | p_mw | float64
96 | res_load | q_mvar | float64

## parameters
| version | format_version | converged | OPF_converged | name | f_hz | sn_mva
0 | 2.14.6 | 2.14.0 | TRUE | FALSE |  | 50 | 1