## bus
| name | vn_kv | type | zone | in_service
0 | bus_LV_2220-2_0_6_node_0 | 0.4 | n |  | TRUE
1 | bus_LV_2220-2_0_6_node_1 | 0.4 | n |  | TRUE
2 | bus_LV_2220-2_0_6_node_4 | 0.4 | n |  | TRUE
3 | bus_LV_2220-2_0_6_node_2 | 0.4 | n |  | TRUE
4 | bus_LV_2220-2_0_6_node_69 | 0.4 | n |  | TRUE
5 | bus_LV_2220-2_0_6_node_6 | 0.4 | n |  | TRUE
6 | bus_LV_2220-2_0_6_node_5 | 0.4 | n |  | TRUE
7 | bus_LV_2220-2_0_6_node_70 | 0.4 | n |  | TRUE
8 | bus_LV_2220-2_0_6_node_67 | 0.4 | n |  | TRUE
9 | bus_LV_2220-2_0_6_node_7 | 0.4 | n |  | TRUE
10 | bus_LV_2220-2_0_6_node_8 | 0.4 | n |  | TRUE
11 | bus_LV_2220-2_0_6_node_9 | 0.4 | n |  | TRUE
12 | bus_LV_2220-2_0_6_node_10 | 0.4 | n |  | TRUE
13 | bus_LV_2220-2_0_6_node_11 | 0.4 | n |  | TRUE
14 | bus_LV_2220-2_0_6_node_52 | 0.4 | n |  | TRUE
15 | bus_LV_2220-2_0_6_node_37 | 0.4 | n |  | TRUE
16 | bus_LV_2220-2_0_6_node_53 | 0.4 | n |  | TRUE
17 | bus_LV_2220-2_0_6_node_45 | 0.4 | n |  | TRUE
18 | bus_LV_2220-2_0_6_node_12 | 0.4 | n |  | TRUE
19 | bus_LV_2220-2_0_6_node_13 | 0.4 | n |  | TRUE
20 | bus_LV_2220-2_0_6_node_14 | 0.4 | n |  | TRUE
21 | bus_LV_2220-2_0_6_node_15 | 0.4 | n |  | TRUE
22 | bus_LV_2220-2_0_6_node_16 | 0.4 | n |  | TRUE
23 | bus_LV_2220-2_0_6_node_36 | 0.4 | n |  | TRUE
24 | bus_LV_2220-2_0_6_node_29 | 0.4 | n |  | TRUE
25 | bus_LV_2220-2_0_6_node_34 | 0.4 | n |  | TRUE
26 | bus_LV_2220-2_0_6_node_30 | 0.4 | n |  | TRUE
27 | bus_LV_2220-2_0_6_node_35 | 0.4 | n |  | TRUE
28 | bus_LV_2220-2_0_6_node_17 | 0.4 | n |  | TRUE
29 | bus_LV_2220-2_0_6_node_18 | 0.4 | n |  | TRUE
30 | bus_LV_2220-2_0_6_node_19 | 0.4 | n |  | TRUE
31 | bus_LV_2220-2_0_6_node_20 | 0.4 | n |  | TRUE
32 | bus_LV_2220-2_0_6_node_21 | 0.4 | n |  | TRUE
33 | bus_LV_2220-2_0_6_node_38 | 0.4 | n |  | TRUE
34 | bus_LV_2220-2_0_6_node_28 | 0.4 | n |  | TRUE
35 | bus_LV_2220-2_0_6_node_49 | 0.4 | n |  | TRUE
36 | bus_LV_2220-2_0_6_node_39 | 0.4 | n |  | TRUE
37 | bus_LV_2220-2_0_6_node_82 | 0.4 | n |  | TRUE
38 | bus_LV_2220-2_0_6_node_27 | 0.4 | n |  | TRUE
39 | bus_LV_2220-2_0_6_node_22 | 0.4 | n |  | TRUE
40 | bus_LV_2220-2_0_6_node_23 | 0.4 | n |  | TRUE
41 | bus_LV_2220-2_0_6_node_31 | 0.4 | n |  | TRUE
42 | bus_LV_2220-2_0_6_node_33 | 0.4 | n |  | TRUE
43 | bus_LV_2220-2_0_6_node_101 | 0.4 | n |  | TRUE
44 | bus_LV_2220-2_0_6_node_100 | 0.4 | n |  | TRUE
45 | bus_LV_2220-2_0_6_node_40 | 0.4 | n |  | TRUE
46 | bus_LV_2220-2_0_6_node_32 | 0.4 | n |  | TRUE
47 | bus_LV_2220-2_0_6_node_25 | 0.4 | n |  | TRUE
48 | bus_LV_2220-2_0_6_node_62 | 0.4 | n |  | TRUE
49 | bus_LV_2220-2_0_6_node_64 | 0.4 | n |  | TRUE
50 | bus_LV_2220-2_0_6_node_60 | 0.4 | n |  | TRUE
51 | bus_LV_2220-2_0_6_node_26 | 0.4 | n |  | TRUE
52 | bus_LV_2220-2_0_6_node_44 | 0.4 | n |  | TRUE
53 | bus_LV_2220-2_0_6_node_42 | 0.4 | n |  | TRUE
54 | bus_LV_2220-2_0_6_node_75 | 0.4 | n |  | TRUE
55 | bus_LV_2220-2_0_6_node_77 | 0.4 | n |  | TRUE
56 | bus_LV_2220-2_0_6_node_72 | 0.4 | n |  | TRUE
57 | bus_LV_2220-2_0_6_node_46 | 0.4 | n |  | TRUE
58 | bus_LV_2220-2_0_6_node_50 | 0.4 | n |  | TRUE
59 | bus_LV_2220-2_0_6_node_116 | 0.4 | n |  | TRUE
60 | bus_LV_2220-2_0_6_node_48 | 0.4 | n |  | TRUE
61 | bus_LV_2220-2_0_6_node_41 | 0.4 | n |  | TRUE
62 | bus_LV_2220-2_0_6_node_43 | 0.4 | n |  | TRUE
63 | bus_LV_2220-2_0_6_node_47 | 0.4 | n |  | TRUE
64 | bus_LV_2220-2_0_6_node_81 | 0.4 | n |  | TRUE
65 | bus_LV_2220-2_0_6_node_107 | 0.4 | n |  | TRUE
66 | bus_LV_2220-2_0_6_node_51 | 0.4 | n |  | TRUE
67 | bus_LV_2220-2_0_6_node_91 | 0.4 | n |  | TRUE
68 | bus_LV_2220-2_0_6_node_92 | 0.4 | n |  | TRUE
69 | bus_LV_2220-2_0_6_node_80 | 0.4 | n |  | TRUE
70 | bus_LV_2220-2_0_6_node_58 | 0.4 | n |  | TRUE
71 | bus_LV_2220-2_0_6_node_78 | 0.4 | n |  | TRUE
72 | bus_LV_2220-2_0_6_node_56 | 0.4 | n |  | TRUE
73 | bus_LV_2220-2_0_6_node_54 | 0.4 | n |  | TRUE
74 | bus_LV_2220-2_0_6_node_55 | 0.4 | n |  | TRUE
75 | bus_LV_2220-2_0_6_node_57 | 0.4 | n |  | TRUE
76 | bus_LV_2220-2_0_6_node_59 | 0.4 | n |  | TRUE
77 | bus_LV_2220-2_0_6_node_111 | 0.4 | n |  | TRUE
78 | bus_LV_2220-2_0_6_node_93 | 0.4 | n |  | TRUE
79 | bus_LV_2220-2_0_6_node_61 | 0.4 | n |  | TRUE
80 | bus_LV_2220-2_0_6_node_63 | 0.4 | n |  | TRUE
81 | bus_LV_2220-2_0_6_node_73 | 0.4 | n |  | TRUE
82 | bus_LV_2220-2_0_6_node_89 | 0.4 | n |  | TRUE
83 | bus_LV_2220-2_0_6_node_85 | 0.4 | n |  | TRUE
84 | bus_LV_2220-2_0_6_node_76 | 0.4 | n |  | TRUE
85 | bus_LV_2220-2_0_6_node_71 | 0.4 | n |  | TRUE
86 | bus_LV_2220-2_0_6_node_90 | 0.4 | n |  | TRUE
87 | bus_LV_2220-2_0_6_node_87 | 0.4 | n |  | TRUE
88 | bus_LV_2220-2_0_6_node_86 | 0.4 | n |  | TRUE
89 | bus_LV_2220-2_0_6_node_65 | 0.4 | n |  | TRUE
90 | bus_LV_2220-2_0_6_node_66 | 0.4 | n |  | TRUE
91 | bus_LV_2220-2_0_6_node_68 | 0.4 | n |  | TRUE
92 | bus_LV_2220-2_0_6_node_74 | 0.4 | n |  | TRUE
93 | bus_LV_2220-2_0_6_node_104 | 0.4 | n |  | TRUE
94 | bus_LV_2220-2_0_6_node_113 | 0.4 | n |  | TRUE
95 | bus_LV_2220-2_0_6_node_114 | 0.4 | n |  | TRUE
96 | bus_LV_2220-2_0_6_node_102 | 0.4 | n |  | TRUE
97 | bus_LV_2220-2_0_6_node_112 | 0.4 | n |  | TRUE
98 | bus_LV_2220-2_0_6_node_115 | 0.4 | n |  | TRUE
99 | bus_LV_2220-2_0_6_node_79 | 0.4 | n |  | TRUE
100 | bus_LV_2220-2_0_6_node_83 | 0.4 | n |  | TRUE
101 | bus_LV_2220-2_0_6_node_84 | 0.4 | n |  | TRUE
102 | bus_LV_2220-2_0_6_node_117 | 0.4 | n |  | TRUE
103 | bus_LV_2220-2_0_6_node_88 | 0.4 | n |  | TRUE
104 | bus_LV_2220-2_0_6_node_97 | 0.4 | n |  | TRUE
105 | bus_LV_2220-2_0_6_node_95 | 0.4 | n |  | TRUE
106 | bus_LV_2220-2_0_6_node_94 | 0.4 | n |  | TRUE
107 | bus_LV_2220-2_0_6_node_96 | 0.4 | n |  | TRUE
108 | bus_LV_2220-2_0_6_node_98 | 0.4 | n |  | TRUE
109 | bus_LV_2220-2_0_6_node_99 | 0.4 | n |  | TRUE
110 | bus_LV_2220-2_0_6_node_103 | 0.4 | n |  | TRUE
111 | bus_LV_2220-2_0_6_node_105 | 0.4 | n |  | TRUE
112 | bus_LV_2220-2_0_6_node_106 | 0.4 | n |  | TRUE
113 | bus_LV_2220-2_0_6_node_108 | 0.4 | n |  | TRUE
114 | bus_LV_2220-2_0_6_node_109 | 0.4 | n |  | TRUE
115 | bus_LV_2220-2_0_6_node_110 | 0.4 | n |  | TRUE
116 | bus_LV_2220-2_0_6_node_119 | 0.4 | n |  | TRUE
117 | bus_LV_2220-2_0_6_node_118 | 0.4 | n |  | TRUE
118 | bus_LV_2220-2_0_6_node_120 | 0.4 | n |  | TRUE
119 | bus_MV_36_1_node_112 | 20 | n |  | TRUE

## load
| name | bus | p_mw | q_mvar | const_z_percent | const_i_percent | sn_mva | scaling | in_service | type
0 | LV_2220-2_0_6_load_0 | 0 | 0.0035612 | 0.00089253 | 0 | 0 |  | 1 | TRUE | wye
1 | LV_2220-2_0_6_load_1 | 1 | 0.00068602 | 0.00017193 | 0 | 0 |  | 1 | TRUE | wye
2 | LV_2220-2_0_6_load_69 | 4 | 0.00072054 | 0.00018058 | 0 | 0 |  | 1 | TRUE | wye
3 | LV_2220-2_0_6_load_6 | 5 | 0.00052207 | 0.00013084 | 0 | 0 |  | 1 | TRUE | wye
4 | LV_2220-2_0_6_load_5 | 6 | 0.00017308 | 4.3377e-05 | 0 | 0 |  | 1 | TRUE | wye
5 | LV_2220-2_0_6_load_70 | 7 | 0.00078383 | 0.00019645 | 0 | 0 |  | 1 | TRUE | wye
6 | LV_2220-2_0_6_load_7 | 9 | 0.002772 | 0.00069474 | 0 | 0 |  | 1 | TRUE | wye
7 | LV_2220-2_0_6_load_8 | 10 | 0.010742 | 0.0026923 | 0 | 0 |  | 1 | TRUE | wye
8 | LV_2220-2_0_6_load_9 | 11 | 0.0012627 | 0.00031646 | 0 | 0 |  | 1 | TRUE | wye
9 | LV_2220-2_0_6_load_10 | 12 | 0.0037195 | 0.00093221 | 0 | 0 |  | 1 | TRUE | wye
10 | LV_2220-2_0_6_load_11 | 13 | 0.0022958 | 0.00057538 | 0 | 0 |  | 1 | TRUE | wye
11 | LV_2220-2_0_6_load_52 | 14 | 0.010651 | 0.0026693 | 0 | 0 |  | 1 | TRUE | wye
12 | LV_2220-2_0_6_load_37 | 15 | 0.003256 | 0.00081602 | 0 | 0 |  | 1 | TRUE | wye
13 | LV_2220-2_0_6_load_45 | 17 | 0.00092503 | 0.00023184 | 0 | 0 |  | 1 | TRUE | wye
14 | LV_2220-2_0_6_load_12 | 18 | 0.0046402 | 0.0011629 | 0 | 0 |  | 1 | TRUE | wye
15 | LV_2220-2_0_6_load_13 | 19 | 0.00775 | 0.0019423 | 0 | 0 |  | 1 | TRUE | wye
16 | LV_2220-2_0_6_load_14 | 20 | 0.0064726 | 0.0016222 | 0 | 0 |  | 1 | TRUE | wye
17 | LV_2220-2_0_6_load_16 | 22 | 0.0064903 | 0.0016266 | 0 | 0 |  | 1 | TRUE | wye
18 | LV_2220-2_0_6_load_36 | 23 | 0.001357 | 0.0003401 | 0 | 0 |  | 1 | TRUE | wye
19 | LV_2220-2_0_6_load_34 | 25 | 0.010653 | 0.0026698 | 0 | 0 |  | 1 | TRUE | wye
20 | LV_2220-2_0_6_load_35 | 27 | 0.007339 | 0.0018393 | 0 | 0 |  | 1 | TRUE | wye
21 | LV_2220-2_0_6_load_17 | 28 | 0.0022266 | 0.00055804 | 0 | 0 |  | 1 | TRUE | wye
22 | LV_2220-2_0_6_load_18 | 29 | 0.049329 | 0.012363 | 0 | 0 |  | 1 | TRUE | wye
23 | LV_2220-2_0_6_load_19 | 30 | 0.0017142 | 0.00042963 | 0 | 0 |  | 1 | TRUE | wye
24 | LV_2220-2_0_6_load_28 | 34 | 0.072277 | 0.018114 | 0 | 0 |  | 1 | TRUE | wye
25 | LV_2220-2_0_6_load_49 | 35 | 0.0084511 | 0.002118 | 0 | 0 |  | 1 | TRUE | wye
26 | LV_2220-2_0_6_load_39 | 36 | 0.022165 | 0.0055551 | 0 | 0 |  | 1 | TRUE | wye
27 | LV_2220-2_0_6_load_27 | 38 | 0.028674 | 0.0071864 | 0 | 0 |  | 1 | TRUE | wye
28 | LV_2220-2_0_6_load_22 | 39 | 0.0040773 | 0.0010219 | 0 | 0 |  | 1 | TRUE | wye
29 | LV_2220-2_0_6_load_31 | 41 | 0.0056975 | 0.0014279 | 0 | 0 |  | 1 | TRUE | wye
30 | LV_2220-2_0_6_load_101 | 43 | 0.0066958 | 0.0016781 | 0 | 0 |  | 1 | TRUE | wye
31 | LV_2220-2_0_6_load_32 | 46 | 0.0064097 | 0.0016064 | 0 | 0 |  | 1 | TRUE | wye
32 | LV_2220-2_0_6_load_25 | 47 | 0.037273 | 0.0093415 | 0 | 0 |  | 1 | TRUE | wye
33 | LV_2220-2_0_6_load_64 | 49 | 0.005112 | 0.0012812 | 0 | 0 |  | 1 | TRUE | wye
34 | LV_2220-2_0_6_load_60 | 50 | 0.0097208 | 0.0024363 | 0 | 0 |  | 1 | TRUE | wye
35 | LV_2220-2_0_6_load_26 | 51 | 0.0021518 | 0.0005393 | 0 | 0 |  | 1 | TRUE | wye
36 | LV_2220-2_0_6_load_44 | 52 | 0.0036758 | 0.00092124 | 0 | 0 |  | 1 | TRUE | wye
37 | LV_2220-2_0_6_load_42 | 53 | 0.002536 | 0.00063558 | 0 | 0 |  | 1 | TRUE | wye
38 | LV_2220-2_0_6_load_77 | 55 | 0.010651 | 0.0026694 | 0 | 0 |  | 1 | TRUE | wye
39 | LV_2220-2_0_6_load_46 | 57 | 0.002359 | 0.00059123 | 0 | 0 |  | 1 | TRUE | wye
40 | LV_2220-2_0_6_load_50 | 58 | 0.0049899 | 0.0012506 | 0 | 0 |  | 1 | TRUE | wye
41 | LV_2220-2_0_6_load_116 | 59 | 0.020228 | 0.0050696 | 0 | 0 |  | 1 | TRUE | wye
42 | LV_2220-2_0_6_load_41 | 61 | 0.0012185 | 0.00030539 | 0 | 0 |  | 1 | TRUE | wye
43 | LV_2220-2_0_6_load_43 | 62 | 0.00638 | 0.001599 | 0 | 0 |  | 1 | TRUE | wye
44 | LV_2220-2_0_6_load_47 | 63 | 0.0023805 | 0.00059662 | 0 | 0 |  | 1 | TRUE | wye
45 | LV_2220-2_0_6_load_107 | 65 | 0.0047298 | 0.0011854 | 0 | 0 |  | 1 | TRUE | wye
46 | LV_2220-2_0_6_load_51 | 66 | 0.0039097 | 0.00097987 | 0 | 0 |  | 1 | TRUE | wye
47 | LV_2220-2_0_6_load_91 | 67 | 0.0083739 | 0.0020987 | 0 | 0 |  | 1 | TRUE | wye
48 | LV_2220-2_0_6_load_92 | 68 | 0.0084482 | 0.0021173 | 0 | 0 |  | 1 | TRUE | wye
49 | LV_2220-2_0_6_load_80 | 69 | 0.00273 | 0.0006842 | 0 | 0 |  | 1 | TRUE | wye
50 | LV_2220-2_0_6_load_58 | 70 | 0.0036027 | 0.00090292 | 0 | 0 |  | 1 | TRUE | wye
51 | LV_2220-2_0_6_load_54 | 73 | 0.0034607 | 0.00086732 | 0 | 0 |  | 1 | TRUE | wye
52 | LV_2220-2_0_6_load_55 | 74 | 0.0029831 | 0.00074764 | 0 | 0 |  | 1 | TRUE | wye
53 | LV_2220-2_0_6_load_57 | 75 | 0.0046365 | 0.001162 | 0 | 0 |  | 1 | TRUE | wye
54 | LV_2220-2_0_6_load_59 | 76 | 0.00311 | 0.00077944 | 0 | 0 |  | 1 | TRUE | wye
55 | LV_2220-2_0_6_load_111 | 77 | 0.0042742 | 0.0010712 | 0 | 0 |  | 1 | TRUE | wye
56 | LV_2220-2_0_6_load_61 | 79 | 0.0050754 | 0.001272 | 0 | 0 |  | 1 | TRUE | wye
57 | LV_2220-2_0_6_load_85 | 83 | 0.0051131 | 0.0012815 | 0 | 0 |  | 1 | TRUE | wye
58 | LV_2220-2_0_6_load_76 | 84 | 0.0032909 | 0.00082479 | 0 | 0 |  | 1 | TRUE | wye
59 | LV_2220-2_0_6_load_71 | 85 | 0.004169 | 0.0010448 | 0 | 0 |  | 1 | TRUE | wye
60 | LV_2220-2_0_6_load_90 | 86 | 0.0028834 | 0.00072264 | 0 | 0 |  | 1 | TRUE | wye
61 | LV_2220-2_0_6_load_87 | 87 | 0.019761 | 0.0049525 | 0 | 0 |  | 1 | TRUE | wye
62 | LV_2220-2_0_6_load_86 | 88 | 0.0010589 | 0.00026538 | 0 | 0 |  | 1 | TRUE | wye
63 | LV_2220-2_0_6_load_65 | 89 | 0.00073881 | 0.00018516 | 0 | 0 |  | 1 | TRUE | wye
64 | LV_2220-2_0_6_load_66 | 90 | 0.00055613 | 0.00013938 | 0 | 0 |  | 1 | TRUE | wye
65 | LV_2220-2_0_6_load_68 | 91 | 0.00079504 | 0.00019926 | 0 | 0 |  | 1 | TRUE | wye
66 | LV_2220-2_0_6_load_104 | 93 | 0.0018015 | 0.0004515 | 0 | 0 |  | 1 | TRUE | wye
67 | LV_2220-2_0_6_load_113 | 94 | 0.0031968 | 0.0008012 | 0 | 0 |  | 1 | TRUE | wye
68 | LV_2220-2_0_6_load_114 | 95 | 0.00083361 | 0.00020892 | 0 | 0 |  | 1 | TRUE | wye
69 | LV_2220-2_0_6_load_102 | 96 | 0.00081953 | 0.00020539 | 0 | 0 |  | 1 | TRUE | wye
70 | LV_2220-2_0_6_load_112 | 97 | 0.0013444 | 0.00033694 | 0 | 0 |  | 1 | TRUE | wye
71 | LV_2220-2_0_6_load_115 | 98 | 0.00090727 | 0.00022738 | 0 | 0 |  | 1 | TRUE | wye
72 | LV_2220-2_0_6_load_79 | 99 | 0.0023188 | 0.00058114 | 0 | 0 |  | 1 | TRUE | wye
73 | LV_2220-2_0_6_load_83 | 100 | 0.0046669 | 0.0011696 | 0 | 0 |  | 1 | TRUE | wye
74 | LV_2220-2_0_6_load_84 | 101 | 0.00088023 | 0.00022061 | 0 | 0 |  | 1 | TRUE | wye
75 | LV_2220-2_0_6_load_117 | 102 | 0.0015393 | 0.00038578 | 0 | 0 |  | 1 | TRUE | wye
76 | LV_2220-2_0_6_load_88 | 103 | 0.0022321 | 0.00055942 | 0 | 0 |  | 1 | TRUE | wye
77 | LV_2220-2_0_6_load_97 | 104 | 0.0047215 | 0.0011833 | 0 | 0 |  | 1 | TRUE | wye
78 | LV_2220-2_0_6_load_95 | 105 | 0.0014495 | 0.00036327 | 0 | 0 |  | 1 | TRUE | wye
79 | LV_2220-2_0_6_load_94 | 106 | 0.024228 | 0.0060722 | 0 | 0 |  | 1 | TRUE | wye
80 | LV_2220-2_0_6_load_96 | 107 | 0.0080173 | 0.0020093 | 0 | 0 |  | 1 | TRUE | wye
81 | LV_2220-2_0_6_load_98 | 108 | 0.0080179 | 0.0020095 | 0 | 0 |  | 1 | TRUE | wye
82 | LV_2220-2_0_6_load_99 | 109 | 0.0047959 | 0.001202 | 0 | 0 |  | 1 | TRUE | wye
83 | LV_2220-2_0_6_load_103 | 110 | 0.00078245 | 0.0001961 | 0 | 0 |  | 1 | TRUE | wye
84 | LV_2220-2_0_6_load_105 | 111 | 0.00055925 | 0.00014016 | 0 | 0 |  | 1 | TRUE | wye
85 | LV_2220-2_0_6_load_106 | 112 | 0.0013806 | 0.00034601 | 0 | 0 |  | 1 | TRUE | wye
86 | LV_2220-2_0_6_load_108 | 113 | 0.00075772 | 0.0001899 | 0 | 0 |  | 1 | TRUE | wye
87 | LV_2220-2_0_6_load_109 | 114 | 0.0005357 | 0.00013426 | 0 | 0 |  | 1 | TRUE | wye
88 | LV_2220-2_0_6_load_110 | 115 | 0.0015768 | 0.00039519 | 0 | 0 |  | 1 | TRUE | wye
89 | LV_2220-2_0_6_load_119 | 116 | 0.0042395 | 0.0010625 | 0 | 0 |  | 1 | TRUE | wye
90 | LV_2220-2_0_6_load_118 | 117 | 0.0010906 | 0.00027334 | 0 | 0 |  | 1 | TRUE | wye
91 | LV_2220-2_0_6_load_120 | 118 | 0.0029789 | 0.00074659 | 0 | 0 |  | 1 | TRUE | wye

## ext_grid
| name | bus | vm_pu | va_degree | slack_weight | in_service
0 |  | 74 | 1 | 0 | 1 | TRUE

## line
| name | std_type | from_bus | to_bus | length_km | r_ohm_per_km | x_ohm_per_km | c_nf_per_km | g_us_per_km | max_i_ka | df | parallel | type | in_service
0 | LV_2220-2_0_6_line_0 |  | 0 | 1 | 0.053341 | 0.125 | 0.08 | 261 | 0 | 0.364 | 1 | 1 | cs | TRUE
1 | LV_2220-2_0_6_line_1 |  | 0 | 2 | 0.19111 | 0.125 | 0.08 | 261 | 0 | 0.364 | 1 | 1 | cs | TRUE
2 | LV_2220-2_0_6_line_2 |  | 1 | 3 | 0.051803 | 0.125 | 0.08 | 261 | 0 | 0.364 | 1 | 1 | cs | TRUE
3 | LV_2220-2_0_6_line_3 |  | 2 | 4 | 0.071408 | 0.125 | 0.08 | 261 | 0 | 0.364 | 1 | 1 | cs | TRUE
4 | LV_2220-2_0_6_line_4 |  | 3 | 5 | 0.087339 | 0.125 | 0.08 | 261 | 0 | 0.364 | 1 | 1 | cs | TRUE
5 | LV_2220-2_0_6_line_5 |  | 4 | 8 | 0.014767 | 0.125 | 0.08 | 261 | 0 | 0.364 | 1 | 1 | cs | TRUE
6 | LV_2220-2_0_6_line_6 |  | 5 | 6 | 0.11362 | 0.125 | 0.08 | 261 | 0 | 0.364 | 1 | 1 | cs | TRUE
7 | LV_2220-2_0_6_line_7 |  | 7 | 8 | 0.019399 | 0.125 | 0.08 | 261 | 0 | 0.364 | 1 | 1 | cs | TRUE
8 | LV_2220-2_0_6_line_8 |  | 8 | 89 | 0.050877 | 0.125 | 0.08 | 261 | 0 | 0.364 | 1 | 1 | cs | TRUE
9 | LV_2220-2_0_6_line_9 |  | 9 | 10 | 0.014041 | 0.125 | 0.08 | 261 | 0 | 0.364 | 1 | 1 | cs | TRUE
10 | LV_2220-2_0_6_line_10 |  | 9 | 11 | 0.014347 | 0.125 | 0.08 | 261 | 0 | 0.364 | 1 | 1 | cs | TRUE
11 | LV_2220-2_0_6_line_11 |  | 10 | 12 | 0.023972 | 0.125 | 0.08 | 261 | 0 | 0.364 | 1 | 1 | cs | TRUE
12 | LV_2220-2_0_6_line_12 |  | 11 | 13 | 0.02274 | 0.125 | 0.08 | 261 | 0 | 0.364 | 1 | 1 | cs | TRUE
13 | LV_2220-2_0_6_line_13 |  | 12 | 14 | 0.019156 | 0.125 | 0.08 | 261 | 0 | 0.364 | 1 | 1 | cs | TRUE
14 | LV_2220-2_0_6_line_14 |  | 13 | 15 | 0.014544 | 0.125 | 0.08 | 261 | 0 | 0.364 | 1 | 1 | cs | TRUE
15 | LV_2220-2_0_6_line_15 |  | 14 | 16 | 0.035236 | 0.125 | 0.08 | 261 | 0 | 0.364 | 1 | 1 | cs | TRUE
16 | LV_2220-2_0_6_line_16 |  | 15 | 17 | 0.0012905 | 0.125 | 0.08 | 261 | 0 | 0.364 | 1 | 1 | cs | TRUE
17 | LV_2220-2_0_6_line_17 |  | 16 | 69 | 0.0091268 | 0.125 | 0.08 | 261 | 0 | 0.364 | 1 | 3 | cs | TRUE
18 | LV_2220-2_0_6_line_18 |  | 16 | 70 | 0.017048 | 0.125 | 0.08 | 261 | 0 | 0.364 | 1 | 3 | cs | TRUE
19 | LV_2220-2_0_6_line_19 |  | 17 | 57 | 0.032243 | 0.125 | 0.08 | 261 | 0 | 0.364 | 1 | 1 | cs | TRUE
20 | LV_2220-2_0_6_line_20 |  | 18 | 19 | 0.015336 | 0.125 | 0.08 | 261 | 0 | 0.364 | 1 | 1 | cs | TRUE
21 | LV_2220-2_0_6_line_21 |  | 18 | 20 | 6.1867e-05 | 0.125 | 0.08 | 261 | 0 | 0.364 | 1 | 1 | cs | TRUE
22 | LV_2220-2_0_6_line_22 |  | 19 | 21 | 0.02252 | 0.125 | 0.08 | 261 | 0 | 0.364 | 1 | 1 | cs | TRUE
23 | LV_2220-2_0_6_line_23 |  | 20 | 22 | 0.035265 | 0.125 | 0.08 | 261 | 0 | 0.364 | 1 | 1 | cs | TRUE
24 | LV_2220-2_0_6_line_24 |  | 21 | 23 | 0.050603 | 0.125 | 0.08 | 261 | 0 | 0.364 | 1 | 1 | cs | TRUE
25 | LV_2220-2_0_6_line_25 |  | 21 | 24 | 0.044243 | 0.125 | 0.08 | 261 | 0 | 0.364 | 1 | 1 | cs | TRUE
26 | LV_2220-2_0_6_line_26 |  | 22 | 25 | 0.038572 | 0.125 | 0.08 | 261 | 0 | 0.364 | 1 | 1 | cs | TRUE
27 | LV_2220-2_0_6_line_27 |  | 24 | 26 | 0.090909 | 0.125 | 0.08 | 261 | 0 | 0.364 | 1 | 1 | cs | TRUE
28 | LV_2220-2_0_6_line_28 |  | 25 | 27 | 0.034791 | 0.125 | 0.08 | 261 | 0 | 0.364 | 1 | 1 | cs | TRUE
29 | LV_2220-2_0_6_line_29 |  | 26 | 52 | 0.057266 | 0.125 | 0.08 | 261 | 0 | 0.364 | 1 | 1 | cs | TRUE
30 | LV_2220-2_0_6_line_30 |  | 27 | 54 | 0.011091 | 0.125 | 0.08 | 261 | 0 | 0.364 | 1 | 1 | cs | TRUE
31 | LV_2220-2_0_6_line_31 |  | 28 | 29 | 0.036595 | 0.125 | 0.08 | 261 | 0 | 0.364 | 1 | 1 | cs | TRUE
32 | LV_2220-2_0_6_line_32 |  | 28 | 30 | 0.0084738 | 0.125 | 0.08 | 261 | 0 | 0.364 | 1 | 1 | cs | TRUE
33 | LV_2220-2_0_6_line_33 |  | 29 | 31 | 0.040536 | 0.125 | 0.08 | 261 | 0 | 0.364 | 1 | 2 | cs | TRUE
34 | LV_2220-2_0_6_line_34 |  | 30 | 32 | 0.0028858 | 0.125 | 0.08 | 261 | 0 | 0.364 | 1 | 1 | cs | TRUE
35 | LV_2220-2_0_6_line_35 |  | 31 | 33 | 0.028061 | 0.125 | 0.08 | 261 | 0 | 0.364 | 1 | 3 | cs | TRUE
36 | LV_2220-2_0_6_line_36 |  | 32 | 34 | 0.063643 | 0.125 | 0.08 | 261 | 0 | 0.364 | 1 | 1 | cs | TRUE
37 | LV_2220-2_0_6_line_37 |  | 33 | 35 | 0.0037399 | 0.125 | 0.08 | 261 | 0 | 0.364 | 1 | 3 | cs | TRUE
38 | LV_2220-2_0_6_line_38 |  | 34 | 38 | 0.018895 | 0.125 | 0.08 | 261 | 0 | 0.364 | 1 | 1 | cs | TRUE
39 | LV_2220-2_0_6_line_39 |  | 35 | 58 | 0.012125 | 0.125 | 0.08 | 261 | 0 | 0.364 | 1 | 3 | cs | TRUE
40 | LV_2220-2_0_6_line_40 |  | 36 | 37 | 0.005129 | 0.125 | 0.08 | 261 | 0 | 0.364 | 1 | 1 | cs | TRUE
41 | LV_2220-2_0_6_line_41 |  | 37 | 59 | 0.018803 | 0.125 | 0.08 | 261 | 0 | 0.364 | 1 | 1 | cs | TRUE
42 | LV_2220-2_0_6_line_42 |  | 37 | 60 | 0.011836 | 0.125 | 0.08 | 261 | 0 | 0.364 | 1 | 1 | cs | TRUE
43 | LV_2220-2_0_6_line_43 |  | 38 | 51 | 0.041513 | 0.125 | 0.08 | 261 | 0 | 0.364 | 1 | 1 | cs | TRUE
44 | LV_2220-2_0_6_line_44 |  | 39 | 40 | 0.064926 | 0.125 | 0.08 | 261 | 0 | 0.364 | 1 | 1 | cs | TRUE
45 | LV_2220-2_0_6_line_45 |  | 39 | 41 | 0.028876 | 0.125 | 0.08 | 261 | 0 | 0.364 | 1 | 1 | cs | TRUE
46 | LV_2220-2_0_6_line_46 |  | 40 | 42 | 0.092589 | 0.125 | 0.08 | 261 | 0 | 0.364 | 1 | 1 | cs | TRUE
47 | LV_2220-2_0_6_line_47 |  | 41 | 43 | 0.040442 | 0.125 | 0.08 | 261 | 0 | 0.364 | 1 | 1 | cs | TRUE
48 | LV_2220-2_0_6_line_48 |  | 42 | 45 | 0.018848 | 0.125 | 0.08 | 261 | 0 | 0.364 | 1 | 1 | cs | TRUE
49 | LV_2220-2_0_6_line_49 |  | 42 | 46 | 0.059746 | 0.125 | 0.08 | 261 | 0 | 0.364 | 1 | 1 | cs | TRUE
50 | LV_2220-2_0_6_line_50 |  | 43 | 44 | 0.02348 | 0.125 | 0.08 | 261 | 0 | 0.364 | 1 | 1 | cs | TRUE
51 | LV_2220-2_0_6_line_51 |  | 44 | 109 | 0.01387 | 0.125 | 0.08 | 261 | 0 | 0.364 | 1 | 1 | cs | TRUE
52 | LV_2220-2_0_6_line_52 |  | 45 | 53 | 0.072894 | 0.125 | 0.08 | 261 | 0 | 0.364 | 1 | 1 | cs | TRUE
53 | LV_2220-2_0_6_line_53 |  | 47 | 48 | 0.020555 | 0.125 | 0.08 | 261 | 0 | 0.364 | 1 | 1 | cs | TRUE
54 | LV_2220-2_0_6_line_54 |  | 48 | 49 | 0.032179 | 0.125 | 0.08 | 261 | 0 | 0.364 | 1 | 1 | cs | TRUE
55 | LV_2220-2_0_6_line_55 |  | 48 | 50 | 0.013183 | 0.125 | 0.08 | 261 | 0 | 0.364 | 1 | 1 | cs | TRUE
56 | LV_2220-2_0_6_line_56 |  | 49 | 83 | 0.011324 | 0.125 | 0.08 | 261 | 0 | 0.364 | 1 | 1 | cs | TRUE
57 | LV_2220-2_0_6_line_57 |  | 50 | 79 | 0.027923 | 0.125 | 0.08 | 261 | 0 | 0.364 | 1 | 1 | cs | TRUE
58 | LV_2220-2_0_6_line_58 |  | 53 | 61 | 0.035621 | 0.125 | 0.08 | 261 | 0 | 0.364 | 1 | 1 | cs | TRUE
59 | LV_2220-2_0_6_line_59 |  | 54 | 55 | 0.081311 | 0.125 | 0.08 | 261 | 0 | 0.364 | 1 | 3 | cs | TRUE
60 | LV_2220-2_0_6_line_60 |  | 54 | 56 | 0.024762 | 0.125 | 0.08 | 261 | 0 | 0.364 | 1 | 3 | cs | TRUE
61 | LV_2220-2_0_6_line_61 |  | 55 | 71 | 0.006636 | 0.125 | 0.08 | 261 | 0 | 0.364 | 1 | 3 | cs | TRUE
62 | LV_2220-2_0_6_line_62 |  | 56 | 92 | 0.018078 | 0.125 | 0.08 | 261 | 0 | 0.364 | 1 | 1 | cs | TRUE
63 | LV_2220-2_0_6_line_63 |  | 56 | 85 | 0.02441 | 0.125 | 0.08 | 261 | 0 | 0.364 | 1 | 2 | cs | TRUE
64 | LV_2220-2_0_6_line_64 |  | 57 | 63 | 0.0097729 | 0.125 | 0.08 | 261 | 0 | 0.364 | 1 | 1 | cs | TRUE
65 | LV_2220-2_0_6_line_65 |  | 58 | 66 | 0.022683 | 0.125 | 0.08 | 261 | 0 | 0.364 | 1 | 3 | cs | TRUE
66 | LV_2220-2_0_6_line_66 |  | 59 | 102 | 0.014047 | 0.125 | 0.08 | 261 | 0 | 0.364 | 1 | 1 | cs | TRUE
67 | LV_2220-2_0_6_line_67 |  | 60 | 64 | 0.010851 | 0.125 | 0.08 | 261 | 0 | 0.364 | 1 | 1 | cs | TRUE
68 | LV_2220-2_0_6_line_68 |  | 60 | 63 | 0.022354 | 0.125 | 0.08 | 261 | 0 | 0.364 | 1 | 1 | cs | TRUE
69 | LV_2220-2_0_6_line_69 |  | 61 | 62 | 0.0016212 | 0.125 | 0.08 | 261 | 0 | 0.364 | 1 | 1 | cs | TRUE
70 | LV_2220-2_0_6_line_70 |  | 64 | 65 | 0.023092 | 0.125 | 0.08 | 261 | 0 | 0.364 | 1 | 1 | cs | TRUE
71 | LV_2220-2_0_6_line_71 |  | 66 | 67 | 0.0057295 | 0.125 | 0.08 | 261 | 0 | 0.364 | 1 | 3 | cs | TRUE
72 | LV_2220-2_0_6_line_72 |  | 67 | 68 | 0.031825 | 0.125 | 0.08 | 261 | 0 | 0.364 | 1 | 3 | cs | TRUE
73 | LV_2220-2_0_6_line_73 |  | 68 | 78 | 0.01857 | 0.125 | 0.08 | 261 | 0 | 0.364 | 1 | 3 | cs | TRUE
74 | LV_2220-2_0_6_line_74 |  | 69 | 71 | 0.038456 | 0.125 | 0.08 | 261 | 0 | 0.364 | 1 | 3 | cs | TRUE
75 | LV_2220-2_0_6_line_75 |  | 70 | 72 | 0.011641 | 0.125 | 0.08 | 261 | 0 | 0.364 | 1 | 3 | cs | TRUE
76 | LV_2220-2_0_6_line_76 |  | 71 | 99 | 0.021867 | 0.125 | 0.08 | 261 | 0 | 0.364 | 1 | 1 | cs | TRUE
77 | LV_2220-2_0_6_line_77 |  | 72 | 76 | 0.015892 | 0.125 | 0.08 | 261 | 0 | 0.364 | 1 | 1 | cs | TRUE
78 | LV_2220-2_0_6_line_78 |  | 72 | 73 | 0.024132 | 0.125 | 0.08 | 261 | 0 | 0.364 | 1 | 3 | cs | TRUE
79 | LV_2220-2_0_6_line_79 |  | 73 | 74 | 0.0040442 | 0.125 | 0.08 | 261 | 0 | 0.364 | 1 | 3 | cs | TRUE
80 | LV_2220-2_0_6_line_80 |  | 74 | 75 | 0.026266 | 0.125 | 0.08 | 261 | 0 | 0.364 | 1 | 3 | cs | TRUE
81 | LV_2220-2_0_6_line_81 |  | 75 | 77 | 0.0055123 | 0.125 | 0.08 | 261 | 0 | 0.364 | 1 | 3 | cs | TRUE
82 | LV_2220-2_0_6_line_82 |  | 77 | 78 | 0.010039 | 0.125 | 0.08 | 261 | 0 | 0.364 | 1 | 3 | cs | TRUE
83 | LV_2220-2_0_6_line_83 |  | 78 | 104 | 0.043698 | 0.125 | 0.08 | 261 | 0 | 0.364 | 1 | 1 | cs | TRUE
84 | LV_2220-2_0_6_line_84 |  | 79 | 80 | 0.038955 | 0.125 | 0.08 | 261 | 0 | 0.364 | 1 | 1 | cs | TRUE
85 | LV_2220-2_0_6_line_85 |  | 80 | 81 | 0.040351 | 0.125 | 0.08 | 261 | 0 | 0.364 | 1 | 1 | cs | TRUE
86 | LV_2220-2_0_6_line_86 |  | 80 | 82 | 0.046897 | 0.125 | 0.08 | 261 | 0 | 0.364 | 1 | 1 | cs | TRUE
87 | LV_2220-2_0_6_line_87 |  | 81 | 84 | 0.010481 | 0.125 | 0.08 | 261 | 0 | 0.364 | 1 | 1 | cs | TRUE
88 | LV_2220-2_0_6_line_88 |  | 81 | 85 | 0.029975 | 0.125 | 0.08 | 261 | 0 | 0.364 | 1 | 2 | cs | TRUE
89 | LV_2220-2_0_6_line_89 |  | 82 | 86 | 0.035729 | 0.125 | 0.08 | 261 | 0 | 0.364 | 1 | 1 | cs | TRUE
90 | LV_2220-2_0_6_line_90 |  | 82 | 87 | 0.0025604 | 0.125 | 0.08 | 261 | 0 | 0.364 | 1 | 1 | cs | TRUE
91 | LV_2220-2_0_6_line_91 |  | 83 | 88 | 0.055581 | 0.125 | 0.08 | 261 | 0 | 0.364 | 1 | 1 | cs | TRUE
92 | LV_2220-2_0_6_line_92 |  | 84 | 95 | 0.037431 | 0.125 | 0.08 | 261 | 0 | 0.364 | 1 | 1 | cs | TRUE
93 | LV_2220-2_0_6_line_93 |  | 87 | 103 | 0.063063 | 0.125 | 0.08 | 261 | 0 | 0.364 | 1 | 1 | cs | TRUE
94 | LV_2220-2_0_6_line_94 |  | 88 | 91 | 0.029919 | 0.125 | 0.08 | 261 | 0 | 0.364 | 1 | 1 | cs | TRUE
95 | LV_2220-2_0_6_line_95 |  | 89 | 90 | 0.0087996 | 0.125 | 0.08 | 261 | 0 | 0.364 | 1 | 1 | cs | TRUE
96 | LV_2220-2_0_6_line_96 |  | 90 | 91 | 0.023798 | 0.125 | 0.08 | 261 | 0 | 0.364 | 1 | 1 | cs | TRUE
97 | LV_2220-2_0_6_line_97 |  | 92 | 93 | 0.048435 | 0.125 | 0.08 | 261 | 0 | 0.364 | 1 | 1 | cs | TRUE
98 | LV_2220-2_0_6_line_98 |  | 92 | 94 | 0.017231 | 0.125 | 0.08 | 261 | 0 | 0.364 | 1 | 1 | cs | TRUE
99 | LV_2220-2_0_6_line_99 |  | 93 | 96 | 0.051106 | 0.125 | 0.08 | 261 | 0 | 0.364 | 1 | 1 | cs | TRUE
100 | LV_2220-2_0_6_line_100 |  | 94 | 97 | 0.020257 | 0.125 | 0.08 | 261 | 0 | 0.364 | 1 | 1 | cs | TRUE
101 | LV_2220-2_0_6_line_101 |  | 95 | 98 | 0.0031136 | 0.125 | 0.08 | 261 | 0 | 0.364 | 1 | 1 | cs | TRUE
102 | LV_2220-2_0_6_line_102 |  | 96 | 110 | 0.02675 | 0.125 | 0.08 | 261 | 0 | 0.364 | 1 | 1 | cs | TRUE
103 | LV_2220-2_0_6_line_103 |  | 97 | 115 | 0.014925 | 0.125 | 0.08 | 261 | 0 | 0.364 | 1 | 1 | cs | TRUE
104 | LV_2220-2_0_6_line_104 |  | 98 | 116 | 0.029654 | 0.125 | 0.08 | 261 | 0 | 0.364 | 1 | 1 | cs | TRUE
105 | LV_2220-2_0_6_line_105 |  | 99 | 100 | 0.028169 | 0.125 | 0.08 | 261 | 0 | 0.364 | 1 | 1 | cs | TRUE
106 | LV_2220-2_0_6_line_106 |  | 100 | 101 | 0.011681 | 0.125 | 0.08 | 261 | 0 | 0.364 | 1 | 1 | cs | TRUE
107 | LV_2220-2_0_6_line_107 |  | 104 | 105 | 0.0067305 | 0.125 | 0.08 | 261 | 0 | 0.364 | 1 | 1 | cs | TRUE
108 | LV_2220-2_0_6_line_108 |  | 105 | 106 | 0.012489 | 0.125 | 0.08 | 261 | 0 | 0.364 | 1 | 1 | cs | TRUE
109 | LV_2220-2_0_6_line_109 |  | 106 | 107 | 0.018844 | 0.125 | 0.08 | 261 | 0 | 0.364 | 1 | 1 | cs | TRUE
110 | LV_2220-2_0_6_line_110 |  | 107 | 108 | 0.013332 | 0.125 | 0.08 | 261 | 0 | 0.364 | 1 | 1 | cs | TRUE
111 | LV_2220-2_0_6_line_111 |  | 108 | 109 | 0.034607 | 0.125 | 0.08 | 261 | 0 | 0.364 | 1 | 1 | cs | TRUE
112 | LV_2220-2_0_6_line_112 |  | 110 | 111 | 0.068038 | 0.125 | 0.08 | 261 | 0 | 0.364 | 1 | 1 | cs | TRUE
113 | LV_2220-2_0_6_line_113 |  | 111 | 112 | 0.054147 | 0.125 | 0.08 | 261 | 0 | 0.364 | 1 | 1 | cs | TRUE
114 | LV_2220-2_0_6_line_114 |  | 113 | 114 | 0.04193 | 0.125 | 0.08 | 261 | 0 | 0.364 | 1 | 1 | cs | TRUE
115 | LV_2220-2_0_6_line_115 |  | 114 | 115 | 0.01436 | 0.125 | 0.08 | 261 | 0 | 0.364 | 1 | 1 | cs | TRUE
116 | LV_2220-2_0_6_line_116 |  | 116 | 117 | 0.013958 | 0.125 | 0.08 | 261 | 0 | 0.364 | 1 | 1 | cs | TRUE
117 | LV_2220-2_0_6_line_117 |  | 117 | 118 | 0.0096726 | 0.125 | 0.08 | 261 | 0 | 0.364 | 1 | 1 | cs | TRUE

## trafo
| name | std_type | hv_bus | lv_bus | sn_mva | vn_hv_kv | vn_lv_kv | vk_percent | vkr_percent | pfe_kw | i0_percent | shift_degree | tap_side | tap_neutral | tap_min | tap_max | tap_step_percent | tap_step_degree | tap_pos | tap_phase_shifter | parallel | df | in_service
0 | LV_2220-2_0_6_trafo_55 | 0.63 MVA 20/0.4 kV | 119 | 74 | 0.63 | 20 | 0.4 | 6 | 1.206 | 1.65 | 0.2619 | 150 | hv | 0 | -2 | 2 | 2.5 | 0 | 0 | FALSE | 1 | 1 | TRUE

## line_geodata
| x0 | y0 | x1 | y1 | x2 | y2 | x3 | y3 | x4 | y4 | x5 | y5 | x6 | y6 | x7 | y7 | x8 | y8 | x9 | y9 | x10 | y10 | x11 | y11
0 | 2580259.8532 | 1176947.4599 | 2580261.2367 | 1176965.2604 | 2580257.7683 | 1177000.5776
1 | 2580190.1809 | 1176769.5065 | 2580259.8532 | 1176947.4599
2 | 2580252.7052 | 1177052.1331 | 2580257.7683 | 1177000.5776
3 | 2580190.1809 | 1176769.5065 | 2580180.3741 | 1176775.9201 | 2580167.0427 | 1176781.8451 | 2580158.0499 | 1176784.8098 | 2580149.5735 | 1176786.7612 | 2580142.8504 | 1176787.4061 | 2580134.8163 | 1176786.777 | 2580122.8446 | 1176784.8773
4 | 2580252.7052 | 1177052.1331 | 2580320.0934 | 1176996.5736
5 | 2580108.2606 | 1176782.5632 | 2580122.8446 | 1176784.8773
6 | 2580320.0934 | 1176996.5736 | 2580405.705 | 1176921.8736
7 | 2580108.2606 | 1176782.5632 | 2580111.2699 | 1176768.2792 | 2580114.6134 | 1176764.833
8 | 2580108.2606 | 1176782.5632 | 2580071.1504 | 1176775.939 | 2580058.1979 | 1176773.5012
9 | 2579666.91 | 1176800.1246 | 2579669.7041 | 1176797.3362 | 2579672.8002 | 1176795.3691 | 2579675.7395 | 1176794.492 | 2579679.0949 | 1176794.6139
10 | 2579660.9608 | 1176812.8628 | 2579660.9608 | 1176812.8628 | 2579661.8926 | 1176808.2128 | 2579663.5152 | 1176804.4498 | 2579666.2615 | 1176800.7719 | 2579666.91 | 1176800.1246
11 | 2579700.6055 | 1176805.0422 | 2579681.9862 | 1176795.36 | 2579679.0949 | 1176794.6139 | 2579679.0949 | 1176794.6139
12 | 2579660.9608 | 1176812.8628 | 2579660.1916 | 1176820.3804 | 2579659.2033 | 1176835.5312
13 | 2579700.6055 | 1176805.0422 | 2579717.6013 | 1176813.8801
14 | 2579659.2033 | 1176835.5312 | 2579658.2566 | 1176850.0446
15 | 2579746.3955 | 1176833.7054 | 2579740.4386 | 1176828.145 | 2579733.3642 | 1176822.077 | 2579717.6013 | 1176813.8801
16 | 2579658.1725 | 1176851.3324 | 2579658.2566 | 1176850.0446
17 | 2579746.3955 | 1176833.7054 | 2579751.7541 | 1176826.3173
18 | 2579746.3955 | 1176833.7054 | 2579742.8475 | 1176837.6083 | 2579735.7704 | 1176847.0177
19 | 2579658.1725 | 1176851.3324 | 2579658.0272 | 1176853.5603 | 2579658.0904 | 1176858.6405 | 2579659.0532 | 1176863.0839 | 2579660.4718 | 1176866.7476 | 2579663.7692 | 1176872.2948 | 2579669.1607 | 1176880.7186
20 | 2579689.5518 | 1176713.105 | 2579699.1391 | 1176713.2597 | 2579704.8861 | 1176713.3039
21 | 2579704.8861 | 1176713.3039 | 2579704.9479 | 1176713.3044
22 | 2579667.0511 | 1176713.958 | 2579687.7589 | 1176713.076 | 2579689.5518 | 1176713.105
23 | 2579740.1827 | 1176714.5346 | 2579719.1779 | 1176713.4139 | 2579704.9479 | 1176713.3044
24 | 2579667.0511 | 1176713.958 | 2579666.9579 | 1176720.2727 | 2579634.0826 | 1176750.0444
25 | 2579667.0511 | 1176713.958 | 2579656.2637 | 1176715.0287 | 2579636.5306 | 1176714.9069 | 2579635.2958 | 1176718.0906 | 2579632.958 | 1176720.5776 | 2579629.8448 | 1176722 | 2579626.4292 | 1176722.1451
26 | 2579740.1827 | 1176714.5346 | 2579749.1492 | 1176715.013 | 2579778.6085 | 1176717.8246
27 | 2579626.4292 | 1176722.1451 | 2579629.8448 | 1176722 | 2579632.958 | 1176720.5776 | 2579635.2958 | 1176718.0906 | 2579636.5306 | 1176714.9069 | 2579636.5197 | 1176711.7053 | 2579635.3708 | 1176708.7188 | 2579633.2381 | 1176706.336 | 2579630.3901 | 1176704.8561 | 2579643.7863 | 1176641.8337
28 | 2579778.6085 | 1176717.8246 | 2579807.4182 | 1176720.5742 | 2579813.1517 | 1176721.7372
29 | 2579643.7863 | 1176641.8337 | 2579655.687 | 1176585.8182
30 | 2579824.0212 | 1176723.942 | 2579813.1517 | 1176721.7372
31 | 2579651.3009 | 1176979.3965 | 2579616.0893 | 1176989.3626
32 | 2579607.9358 | 1176991.6703 | 2579616.0893 | 1176989.3626
33 | 2579689.8762 | 1176967.0323 | 2579686.5255 | 1176968.2554 | 2579680.4347 | 1176970.4773 | 2579672.2679 | 1176973.4622 | 2579651.3009 | 1176979.3965
34 | 2579605.1591 | 1176992.4562 | 2579607.9358 | 1176991.6703
35 | 2579689.8762 | 1176967.0323 | 2579704.5242 | 1176970.9734 | 2579717.294 | 1176968.7067
36 | 2579605.1591 | 1176992.4562 | 2579599.7688 | 1176929.0417
37 | 2579717.294 | 1176968.7067 | 2579720.7 | 1176970.2514
38 | 2579598.5877 | 1176910.1872 | 2579599.084 | 1176920.9847 | 2579599.7688 | 1176929.0417
39 | 2579720.7 | 1176970.2514 | 2579728.789 | 1176961.2186
40 | 2579683.894 | 1176918.0609 | 2579679.6318 | 1176920.9324
41 | 2579683.894 | 1176918.0609 | 2579691.1818 | 1176935.3945
42 | 2579683.894 | 1176918.0609 | 2579687.5009 | 1176906.7873
43 | 2579598.5877 | 1176910.1872 | 2579597.2347 | 1176880.7482 | 2579598.0665 | 1176868.7339
44 | 2579787.4461 | 1177126.1273 | 2579787.2107 | 1177124.305 | 2579788.0865 | 1177121.1448 | 2579794.6793 | 1177084.3815 | 2579803.9622 | 1177067.9861 | 2579806.7882 | 1177065.7268
45 | 2579806.7882 | 1177065.7268 | 2579788.2802 | 1177043.5615
46 | 2579695.0437 | 1177120.2488 | 2579787.4461 | 1177126.1273
47 | 2579807.1387 | 1177007.7862 | 2579788.2802 | 1177043.5615
48 | 2579695.0437 | 1177120.2488 | 2579686.5916 | 1177120.1997 | 2579681.5799 | 1177120.6059 | 2579676.2571 | 1177121.6356
49 | 2579695.0437 | 1177120.2488 | 2579701.9004 | 1177093.8453 | 2579704.3089 | 1177076.2392 | 2579705.1971 | 1177072.2675 | 2579707.1545 | 1177068.092 | 2579710.565 | 1177063.1372
50 | 2579787.0578 | 1176995.6173 | 2579807.1387 | 1177007.7862
51 | 2579787.0578 | 1176995.6173 | 2579796.0479 | 1176985.0557
52 | 2579676.2571 | 1177121.6356 | 2579677.6405 | 1177114.9831 | 2579678.9132 | 1177111.7104 | 2579683.9251 | 1177104.6119 | 2579689.5556 | 1177095.1657 | 2579690.8191 | 1177091.4484 | 2579691.6762 | 1177087.31 | 2579692.1354 | 1177083.0285 | 2579691.8649 | 1177077.6155 | 2579689.7427 | 1177067.0618 | 2579687.163 | 1177059.0331 | 2579684.7315 | 1177053.7395
53 | 2579934.9071 | 1176867.9868 | 2579923.5173 | 1176885.0981
54 | 2579934.9071 | 1176867.9868 | 2579948.6097 | 1176852.1104 | 2579956.289 | 1176843.9485
55 | 2579934.9071 | 1176867.9868 | 2579926.4413 | 1176863.9687 | 2579923.0323 | 1176862.2625
56 | 2579956.289 | 1176843.9485 | 2579964.049 | 1176835.7007
57 | 2579923.0323 | 1176862.2625 | 2579900.5824 | 1176851.0268 | 2579898.2141 | 1176849.4984
58 | 2579669.7578 | 1177021.4542 | 2579675.1358 | 1177034.6949 | 2579677.7064 | 1177040.0556 | 2579683.7369 | 1177051.5743 | 2579684.7315 | 1177053.7395
59 | 2579824.0212 | 1176723.942 | 2579818.2516 | 1176739.8919 | 2579813.3939 | 1176749.7578 | 2579806.8866 | 1176759.9851 | 2579800.0842 | 1176768.8015 | 2579780.4938 | 1176791.648
60 | 2579824.0212 | 1176723.942 | 2579848.5884 | 1176727.561
61 | 2579776.1742 | 1176796.6855 | 2579780.4938 | 1176791.648
62 | 2579865.633 | 1176721.4003 | 2579848.5884 | 1176727.561
63 | 2579848.5884 | 1176727.561 | 2579853.0748 | 1176738.985 | 2579857.6828 | 1176750.213
64 | 2579669.1607 | 1176880.7186 | 2579674.429 | 1176888.9499
65 | 2579728.789 | 1176961.2186 | 2579743.9209 | 1176944.3211
66 | 2579699.8618 | 1176946.0543 | 2579693.07 | 1176939.8853 | 2579691.1818 | 1176935.3945
67 | 2579687.5009 | 1176906.7873 | 2579688.8537 | 1176906.816 | 2579690.3882 | 1176906.3772 | 2579691.5541 | 1176905.3839 | 2579695.465 | 1176900.3347
68 | 2579687.5009 | 1176906.7873 | 2579686.0619 | 1176906.114 | 2579684.8578 | 1176904.8508 | 2579682.4697 | 1176901.5128 | 2579674.429 | 1176888.9499
69 | 2579669.1477 | 1177019.9522 | 2579669.7578 | 1177021.4542
70 | 2579695.465 | 1176900.3347 | 2579710.7022 | 1176917.6858
71 | 2579747.7432 | 1176940.0529 | 2579743.9209 | 1176944.3211
72 | 2579747.7432 | 1176940.0529 | 2579768.9742 | 1176916.3447
73 | 2579781.3625 | 1176902.5111 | 2579768.9742 | 1176916.3447
74 | 2579776.1742 | 1176796.6855 | 2579761.761 | 1176812.5202 | 2579751.7541 | 1176826.3173
75 | 2579728.7729 | 1176856.3212 | 2579735.7704 | 1176847.0177
76 | 2579776.1742 | 1176796.6855 | 2579794.3961 | 1176808.7745
77 | 2579728.7729 | 1176856.3212 | 2579719.35 | 1176869.1184
78 | 2579728.7729 | 1176856.3212 | 2579746.9044 | 1176872.2463
79 | 2579746.9044 | 1176872.2463 | 2579749.943 | 1176874.9151
80 | 2579749.943 | 1176874.9151 | 2579769.6781 | 1176892.2486
81 | 2579769.6781 | 1176892.2486 | 2579773.8197 | 1176895.8862
82 | 2579781.3625 | 1176902.5111 | 2579773.8197 | 1176895.8862
83 | 2579781.3625 | 1176902.5111 | 2579786.5769 | 1176905.5061 | 2579789.0721 | 1176906.6316 | 2579791.4729 | 1176906.9792 | 2579794.0479 | 1176906.8815 | 2579798.2877 | 1176906.4003 | 2579800.7945 | 1176906.4585 | 2579803.1193 | 1176906.9286 | 2579805.4928 | 1176908.2435 | 2579819.096 | 1176920.1609
84 | 2579878.2377 | 1176817.3403 | 2579880.69 | 1176826.1588 | 2579882.6094 | 1176831.066 | 2579885.4019 | 1176836.5038 | 2579887.7138 | 1176839.9422 | 2579891.4653 | 1176844.2318 | 2579895.8186 | 1176847.9524 | 2579898.2141 | 1176849.4984
85 | 2579868.1175 | 1176778.2878 | 2579871.6751 | 1176790.7599 | 2579878.2377 | 1176817.3403
86 | 2579914.6832 | 1176787.7025 | 2579878.2377 | 1176817.3403
87 | 2579868.1175 | 1176778.2878 | 2579865.0652 | 1176788.3149
88 | 2579868.1175 | 1176778.2878 | 2579864.3328 | 1176766.4167 | 2579857.6828 | 1176750.213
89 | 2579893.0056 | 1176759.2609 | 2579914.6832 | 1176787.7025
90 | 2579914.6832 | 1176787.7025 | 2579916.6335 | 1176786.0436
91 | 2579964.049 | 1176835.7007 | 2579988.8173 | 1176809.3759 | 2580003.4485 | 1176796.5818
92 | 2579865.0652 | 1176788.3149 | 2579864.5877 | 1176789.8834 | 2579863.3138 | 1176792.8447 | 2579861.3601 | 1176795.9307 | 2579847.4872 | 1176813.4086 | 2579846.5693 | 1176815.4239 | 2579845.5692 | 1176817.9952 | 2579845.3742 | 1176819.611
93 | 2579916.6335 | 1176786.0436 | 2579946.4379 | 1176760.6931 | 2579962.9266 | 1176778.0434
94 | 2580003.4485 | 1176796.5818 | 2580019.6248 | 1176782.4367 | 2580026.7284 | 1176777.8969
95 | 2580058.1979 | 1176773.5012 | 2580054.2044 | 1176772.7495 | 2580049.4839 | 1176772.3659
96 | 2580049.4839 | 1176772.3659 | 2580046.453 | 1176772.1195 | 2580039.8145 | 1176772.9088 | 2580034.9352 | 1176774.148 | 2580027.8609 | 1176777.1732 | 2580026.7284 | 1176777.8969
97 | 2579865.633 | 1176721.4003 | 2579885.5574 | 1176717.0865 | 2579895.3912 | 1176714.2298 | 2579903.5807 | 1176711.0228 | 2579911.5528 | 1176706.816
98 | 2579865.633 | 1176721.4003 | 2579870.7154 | 1176710.133 | 2579872.6896 | 1176705.6801
99 | 2579952.6588 | 1176676.4645 | 2579933.3732 | 1176691.3014 | 2579911.5528 | 1176706.816
100 | 2579881.183 | 1176687.2949 | 2579877.9664 | 1176693.778 | 2579872.6896 | 1176705.6801
101 | 2579845.3742 | 1176819.611 | 2579845.1826 | 1176821.1982 | 2579845.2418 | 1176822.7119
102 | 2579952.6588 | 1176676.4645 | 2579964.8094 | 1176667.1168 | 2579973.1305 | 1176659.2957
103 | 2579881.183 | 1176687.2949 | 2579887.8164 | 1176673.9255
104 | 2579845.2418 | 1176822.7119 | 2579845.9354 | 1176840.45 | 2579846.4558 | 1176842.9272 | 2579847.3827 | 1176845.8367 | 2579849.7256 | 1176851.7033
105 | 2579794.3961 | 1176808.7745 | 2579794.3961 | 1176808.7745 | 2579798.7031 | 1176810.0717 | 2579802.2848 | 1176809.3481 | 2579815.4376 | 1176794.2597
106 | 2579823.1133 | 1176785.4544 | 2579815.4376 | 1176794.2597
107 | 2579819.096 | 1176920.1609 | 2579824.1585 | 1176924.596
108 | 2579833.5528 | 1176932.8261 | 2579824.1585 | 1176924.596
109 | 2579833.5528 | 1176932.8261 | 2579833.6687 | 1176932.9276 | 2579834.914 | 1176935.0912 | 2579835.2268 | 1176937.1801 | 2579834.3026 | 1176939.5845 | 2579832.9038 | 1176941.757 | 2579827.1212 | 1176948.5504
110 | 2579827.1212 | 1176948.5504 | 2579818.4796 | 1176958.7026
111 | 2579796.0479 | 1176985.0557 | 2579818.4796 | 1176958.7026
112 | 2580020.5742 | 1176610.6589 | 2580002.5436 | 1176631.65 | 2579973.1305 | 1176659.2957
113 | 2580020.5742 | 1176610.6589 | 2580055.8557 | 1176569.5843
114 | 2579888.673 | 1176618.9193 | 2579893.3044 | 1176650.5597 | 2579893.302 | 1176656.6629 | 2579892.5954 | 1176660.4469
115 | 2579892.5954 | 1176660.4469 | 2579892.1159 | 1176663.0146 | 2579889.497 | 1176670.5383 | 2579887.8164 | 1176673.9255
116 | 2579855.2308 | 1176864.5099 | 2579853.8338 | 1176861.9899 | 2579849.7256 | 1176851.7033
117 | 2579860.5488 | 1176872.5838 | 2579855.8944 | 1176865.7071 | 2579855.2308 | 1176864.5099

## bus_geodata
| x | y | coords
0 | 2580259.8532 | 1176947.4599
1 | 2580257.7683 | 1177000.5776
2 | 2580190.1809 | 1176769.5065
3 | 2580252.7052 | 1177052.1331
4 | 2580122.8446 | 1176784.8773
5 | 2580320.0934 | 1176996.5736
6 | 2580405.705 | 1176921.8736
7 | 2580114.6134 | 1176764.833
8 | 2580108.2606 | 1176782.5632
9 | 2579666.91 | 1176800.1246
10 | 2579679.0949 | 1176794.6139
11 | 2579660.9608 | 1176812.8628
12 | 2579700.6055 | 1176805.0422
13 | 2579659.2033 | 1176835.5312
14 | 2579717.6013 | 1176813.8801
15 | 2579658.2566 | 1176850.0446
16 | 2579746.3955 | 1176833.7054
17 | 2579658.1725 | 1176851.3324
18 | 2579704.8861 | 1176713.3039
19 | 2579689.5518 | 1176713.105
20 | 2579704.9479 | 1176713.3044
21 | 2579667.0511 | 1176713.958
22 | 2579740.1827 | 1176714.5346
23 | 2579634.0826 | 1176750.0444
24 | 2579626.4292 | 1176722.1451
25 | 2579778.6085 | 1176717.8246
26 | 2579643.7863 | 1176641.8337
27 | 2579813.1517 | 1176721.7372
28 | 2579616.0893 | 1176989.3626
29 | 2579651.3009 | 1176979.3965
30 | 2579607.9358 | 1176991.6703
31 | 2579689.8762 | 1176967.0323
32 | 2579605.1591 | 1176992.4562
33 | 2579717.294 | 1176968.7067
34 | 2579599.7688 | 1176929.0417
35 | 2579720.7 | 1176970.2514
36 | 2579679.6318 | 1176920.9324
37 | 2579683.894 | 1176918.0609
38 | 2579598.5877 | 1176910.1872
39 | 2579806.7882 | 1177065.7268
40 | 2579787.4461 | 1177126.1273
41 | 2579788.2802 | 1177043.5615
42 | 2579695.0437 | 1177120.2488
43 | 2579807.1387 | 1177007.7862
44 | 2579787.0578 | 1176995.6173
45 | 2579676.2571 | 1177121.6356
46 | 2579710.565 | 1177063.1372
47 | 2579923.5173 | 1176885.0981
48 | 2579934.9071 | 1176867.9868
49 | 2579956.289 | 1176843.9485
50 | 2579923.0323 | 1176862.2625
51 | 2579598.0665 | 1176868.7339
52 | 2579655.687 | 1176585.8182
53 | 2579684.7315 | 1177053.7395
54 | 2579824.0212 | 1176723.942
55 | 2579780.4938 | 1176791.648
56 | 2579848.5884 | 1176727.561
57 | 2579669.1607 | 1176880.7186
58 | 2579728.789 | 1176961.2186
59 | 2579691.1818 | 1176935.3945
60 | 2579687.5009 | 1176906.7873
61 | 2579669.7578 | 1177021.4542
62 | 2579669.1477 | 1177019.9522
63 | 2579674.429 | 1176888.9499
64 | 2579695.465 | 1176900.3347
65 | 2579710.7022 | 1176917.6858
66 | 2579743.9209 | 1176944.3211
67 | 2579747.7432 | 1176940.0529
68 | 2579768.9742 | 1176916.3447
69 | 2579751.7541 | 1176826.3173
70 | 2579735.7704 | 1176847.0177
71 | 2579776.1742 | 1176796.6855
72 | 2579728.7729 | 1176856.3212
73 | 2579746.9044 | 1176872.2463
74 | 2579749.943 | 1176874.9151
75 | 2579769.6781 | 1176892.2486
76 | 2579719.35 | 1176869.1184
77 | 2579773.8197 | 1176895.8862
78 | 2579781.3625 | 1176902.5111
79 | 2579898.2141 | 1176849.4984
80 | 2579878.2377 | 1176817.3403
81 | 2579868.1175 | 1176778.2878
82 | 2579914.6832 | 1176787.7025
83 | 2579964.049 | 1176835.7007
84 | 2579865.0652 | 1176788.3149
85 | 2579857.6828 | 1176750.213
86 | 2579893.0056 | 1176759.2609
87 | 2579916.6335 | 1176786.0436
88 | 2580003.4485 | 1176796.5818
89 | 2580058.1979 | 1176773.5012
90 | 2580049.4839 | 1176772.3659
91 | 2580026.7284 | 1176777.8969
92 | 2579865.633 | 1176721.4003
93 | 2579911.5528 | 1176706.816
94 | 2579872.6896 | 1176705.6801
95 | 2579845.3742 | 1176819.611
96 | 2579952.6588 | 1176676.4645
97 | 2579881.183 | 1176687.2949
98 | 2579845.2418 | 1176822.7119
99 | 2579794.3961 | 1176808.7745
100 | 2579815.4376 | 1176794.2597
101 | 2579823.1133 | 1176785.4544
102 | 2579699.8618 | 1176946.0543
103 | 2579962.9266 | 1176778.0434
104 | 2579819.096 | 1176920.1609
105 | 2579824.1585 | 1176924.596
106 | 2579833.5528 | 1176932.8261
107 | 2579827.1212 | 1176948.5504
108 | 2579818.4796 | 1176958.7026
109 | 2579796.0479 | 1176985.0557
110 | 2579973.1305 | 1176659.2957
111 | 2580020.5742 | 1176610.6589
112 | 2580055.8557 | 1176569.5843
113 | 2579888.673 | 1176618.9193
114 | 2579892.5954 | 1176660.4469
115 | 2579887.8164 | 1176673.9255
116 | 2579849.7256 | 1176851.7033
117 | 2579855.2308 | 1176864.5099
118 | 2579860.5488 | 1176872.5838
119 | 2579728.7729 | 1176856.3212

## line_std_types
| c_nf_per_km | r_ohm_per_km | x_ohm_per_km | max_i_ka | type | q_mm2 | alpha | voltage_rating
NAYY 4x50 SE | 210 | 0.642 | 0.083 | 0.142 | cs | 50 | 0.00403 | LV
NAYY 4x120 SE | 264 | 0.225 | 0.08 | 0.242 | cs | 120 | 0.00403 | LV
NAYY 4x150 SE | 261 | 0.208 | 0.08 | 0.27 | cs | 150 | 0.00403 | LV
NA2XS2Y 1x95 RM/25 12/20 kV | 216 | 0.313 | 0.132 | 0.252 | cs | 95 | 0.00403 | MV
NA2XS2Y 1x185 RM/25 12/20 kV | 273 | 0.161 | 0.117 | 0.362 | cs | 185 | 0.00403 | MV
NA2XS2Y 1x240 RM/25 12/20 kV | 304 | 0.122 | 0.112 | 0.421 | cs | 240 | 0.00403 | MV
NA2XS2Y 1x95 RM/25 6/10 kV | 315 | 0.313 | 0.123 | 0.249 | cs | 95 | 0.00403 | MV
NA2XS2Y 1x185 RM/25 6/10 kV | 406 | 0.161 | 0.11 | 0.358 | cs | 185 | 0.00403 | MV
NA2XS2Y 1x240 RM/25 6/10 kV | 456 | 0.122 | 0.105 | 0.416 | cs | 240 | 0.00403 | MV
NA2XS2Y 1x150 RM/25 12/20 kV | 250 | 0.206 | 0.116 | 0.319 | cs | 150 | 0.00403 | MV
NA2XS2Y 1x120 RM/25 12/20 kV | 230 | 0.253 | 0.119 | 0.283 | cs | 120 | 0.00403 | MV
NA2XS2Y 1x70 RM/25 12/20 kV | 190 | 0.443 | 0.132 | 0.22 | cs | 70 | 0.00403 | MV
NA2XS2Y 1x150 RM/25 6/10 kV | 360 | 0.206 | 0.11 | 0.315 | cs | 150 | 0.00403 | MV
NA2XS2Y 1x120 RM/25 6/10 kV | 340 | 0.253 | 0.113 | 0.28 | cs | 120 | 0.00403 | MV
NA2XS2Y 1x70 RM/25 6/10 kV | 280 | 0.443 | 0.123 | 0.217 | cs | 70 | 0.00403 | MV
N2XS(FL)2Y 1x120 RM/35 64/110 kV | 112 | 0.153 | 0.166 | 0.366 | cs | 120 | 0.00393 | HV
N2XS(FL)2Y 1x185 RM/35 64/110 kV | 125 | 0.099 | 0.156 | 0.457 | cs | 185 | 0.00393 | HV
N2XS(FL)2Y 1x240 RM/35 64/110 kV | 135 | 0.075 | 0.149 | 0.526 | cs | 240 | 0.00393 | HV
N2XS(FL)2Y 1x300 RM/35 64/110 kV | 144 | 0.06 | 0.144 | 0.588 | cs | 300 | 0.00393 | HV
15-AL1/3-ST1A 0.4 | 11 | 1.8769 | 0.35 | 0.105 | ol | 16 | 0.00403 | LV
24-AL1/4-ST1A 0.4 | 11.25 | 1.2012 | 0.335 | 0.14 | ol | 24 | 0.00403 | LV
48-AL1/8-ST1A 0.4 | 12.2 | 0.5939 | 0.3 | 0.21 | ol | 48 | 0.00403 | LV
94-AL1/15-ST1A 0.4 | 13.2 | 0.306 | 0.29 | 0.35 | ol | 94 | 0.00403 | LV
34-AL1/6-ST1A 10.0 | 9.7 | 0.8342 | 0.36 | 0.17 | ol | 34 | 0.00403 | MV
48-AL1/8-ST1A 10.0 | 10.1 | 0.5939 | 0.35 | 0.21 | ol | 48 | 0.00403 | MV
70-AL1/11-ST1A 10.0 | 10.4 | 0.4132 | 0.339 | 0.29 | ol | 70 | 0.00403 | MV
94-AL1/15-ST1A 10.0 | 10.75 | 0.306 | 0.33 | 0.35 | ol | 94 | 0.00403 | MV
122-AL1/20-ST1A 10.0 | 11.1 | 0.2376 | 0.323 | 0.41 | ol | 122 | 0.00403 | MV
149-AL1/24-ST1A 10.0 | 11.25 | 0.194 | 0.315 | 0.47 | ol | 149 | 0.00403 | MV
34-AL1/6-ST1A 20.0 | 9.15 | 0.8342 | 0.382 | 0.17 | ol | 34 | 0.00403 | MV
48-AL1/8-ST1A 20.0 | 9.5 | 0.5939 | 0.372 | 0.21 | ol | 48 | 0.00403 | MV
70-AL1/11-ST1A 20.0 | 9.7 | 0.4132 | 0.36 | 0.29 | ol | 70 | 0.00403 | MV
94-AL1/15-ST1A 20.0 | 10 | 0.306 | 0.35 | 0.35 | ol | 94 | 0.00403 | MV
122-AL1/20-ST1A 20.0 | 10.3 | 0.2376 | 0.344 | 0.41 | ol | 122 | 0.00403 | MV
149-AL1/24-ST1A 20.0 | 10.5 | 0.194 | 0.337 | 0.47 | ol | 149 | 0.00403 | MV
184-AL1/30-ST1A 20.0 | 10.75 | 0.1571 | 0.33 | 0.535 | ol | 184 | 0.00403 | MV
243-AL1/39-ST1A 20.0 | 11 | 0.1188 | 0.32 | 0.645 | ol | 243 | 0.00403 | MV
48-AL1/8-ST1A 110.0 | 8 | 0.5939 | 0.46 | 0.21 | ol | 48 | 0.00403 | HV
70-AL1/11-ST1A 110.0 | 8.4 | 0.4132 | 0.45 | 0.29 | ol | 70 | 0.00403 | HV
94-AL1/15-ST1A 110.0 | 8.65 | 0.306 | 0.44 | 0.35 | ol | 94 | 0.00403 | HV
122-AL1/20-ST1A 110.0 | 8.5 | 0.2376 | 0.43 | 0.41 | ol | 122 | 0.00403 | HV
149-AL1/24-ST1A 110.0 | 8.75 | 0.194 | 0.41 | 0.47 | ol | 149 | 0.00403 | HV
184-AL1/30-ST1A 110.0 | 8.8 | 0.1571 | 0.4 | 0.535 | ol | 184 | 0.00403 | HV
243-AL1/39-ST1A 110.0 | 9 | 0.1188 | 0.39 | 0.645 | ol | 243 | 0.00403 | HV
305-AL1/39-ST1A 110.0 | 9.2 | 0.0949 | 0.38 | 0.74 | ol | 305 | 0.00403 | HV
490-AL1/64-ST1A 110.0 | 9.75 | 0.059 | 0.37 | 0.96 | ol | 490 | 0.00403 | HV
679-AL1/86-ST1A 110.0 | 9.95 | 0.042 | 0.36 | 1.15 | ol | 679 | 0.00403 | HV
490-AL1/64-ST1A 220.0 | 10 | 0.059 | 0.285 | 0.96 | ol | 490 | 0.00403 | HV
679-AL1/86-ST1A 220.0 | 11.7 | 0.042 | 0.275 | 1.15 | ol | 679 | 0.00403 | HV
490-AL1/64-ST1A 380.0 | 11 | 0.059 | 0.253 | 0.96 | ol | 490 | 0.00403 | HV
679-AL1/86-ST1A 380.0 | 14.6 | 0.042 | 0.25 | 1.15 | ol | 679 | 0.00403 | HV

## trafo_std_types
| i0_percent | pfe_kw | vkr_percent | sn_mva | vn_lv_kv | vn_hv_kv | vk_percent | shift_degree | vector_group | tap_side | tap_neutral | tap_min | tap_max | tap_step_degree | tap_step_percent | tap_phase_shifter
160 MVA 380/110 kV | 0.06 | 60 | 0.25 | 160 | 110 | 380 | 12.2 | 0 | Yy0 | hv | 0 | -9 | 9 | 0 | 1.5 | FALSE
100 MVA 220/110 kV | 0.06 | 55 | 0.26 | 100 | 110 | 220 | 12 | 0 | Yy0 | hv | 0 | -9 | 9 | 0 | 1.5 | FALSE
63 MVA 110/20 kV | 0.04 | 22 | 0.32 | 63 | 20 | 110 | 18 | 150 | YNd5 | hv | 0 | -9 | 9 | 0 | 1.5 | FALSE
40 MVA 110/20 kV | 0.05 | 18 | 0.34 | 40 | 20 | 110 | 16.2 | 150 | YNd5 | hv | 0 | -9 | 9 | 0 | 1.5 | FALSE
25 MVA 110/20 kV | 0.07 | 14 | 0.41 | 25 | 20 | 110 | 12 | 150 | YNd5 | hv | 0 | -9 | 9 | 0 | 1.5 | FALSE
63 MVA 110/10 kV | 0.04 | 22 | 0.32 | 63 | 10 | 110 | 18 | 150 | YNd5 | hv | 0 | -9 | 9 | 0 | 1.5 | FALSE
40 MVA 110/10 kV | 0.05 | 18 | 0.34 | 40 | 10 | 110 | 16.2 | 150 | YNd5 | hv | 0 | -9 | 9 | 0 | 1.5 | FALSE
25 MVA 110/10 kV | 0.07 | 14 | 0.41 | 25 | 10 | 110 | 12 | 150 | YNd5 | hv | 0 | -9 | 9 | 0 | 1.5 | FALSE
0.25 MVA 20/0.4 kV | 0.32 | 0.8 | 1.44 | 0.25 | 0.4 | 20 | 6 | 150 | Yzn5 | hv | 0 | -2 | 2 | 0 | 2.5 | FALSE
0.4 MVA 20/0.4 kV | 0.3375 | 1.35 | 1.425 | 0.4 | 0.4 | 20 | 6 | 150 | Dyn5 | hv | 0 | -2 | 2 | 0 | 2.5 | FALSE
0.63 MVA 20/0.4 kV | 0.2619 | 1.65 | 1.206 | 0.63 | 0.4 | 20 | 6 | 150 | Dyn5 | hv | 0 | -2 | 2 | 0 | 2.5 | FALSE
0.25 MVA 10/0.4 kV | 0.24 | 0.6 | 1.2 | 0.25 | 0.4 | 10 | 4 | 150 | Dyn5 | hv | 0 | -2 | 2 | 0 | 2.5 | FALSE
0.4 MVA 10/0.4 kV | 0.2375 | 0.95 | 1.325 | 0.4 | 0.4 | 10 | 4 | 150 | Dyn5 | hv | 0 | -2 | 2 | 0 | 2.5 | FALSE
0.63 MVA 10/0.4 kV | 0.1873 | 1.18 | 1.0794 | 0.63 | 0.4 | 10 | 4 | 150 | Dyn5 | hv | 0 | -2 | 2 | 0 | 2.5 | FALSE

## trafo3w_std_types
| sn_hv_mva | sn_mv_mva | sn_lv_mva | vn_hv_kv | vn_mv_kv | vn_lv_kv | vk_hv_percent | vk_mv_percent | vk_lv_percent | vkr_hv_percent | vkr_mv_percent | vkr_lv_percent | pfe_kw | i0_percent | shift_mv_degree | shift_lv_degree | vector_group | tap_side | tap_neutral | tap_min | tap_max | tap_step_percent
63/25/38 MVA 110/20/10 kV | 63 | 25 | 38 | 110 | 20 | 10 | 10.4 | 10.4 | 10.4 | 0.28 | 0.32 | 0.35 | 35 | 0.89 | 0 | 0 | YN0yn0yn0 | hv | 0 | -10 | 10 | 1.2
63/25/38 MVA 110/10/10 kV | 63 | 25 | 38 | 110 | 10 | 10 | 10.4 | 10.4 | 10.4 | 0.28 | 0.32 | 0.35 | 35 | 0.89 | 0 | 0 | YN0yn0yn0 | hv | 0 | -10 | 10 | 1.2

## fuse_std_types
| fuse_type | i_rated_a | t_avg | t_min | t_total | x_avg | x_min | x_total
HV 100A | HV 100A | 100 | 0 | [10.0, 3.64, 0.854, 0.281, 0.1, 0.0531, 0.022, 0.01] | [10.0, 4.267, 1.21, 0.403, 0.1, 0.058, 0.022, 0.01] | 0 | [300.0, 350.0, 450.0, 550.0, 700.0, 850.0, 1200.0, 1752.0] | [600.0, 700.0, 900.0, 1150.0, 1665.0, 2000.0, 3000.0, 4313.0]
HV 10A | HV 10A | 10 | 0 | [10.0, 1675.0, 0.344, 0.156, 0.1, 0.0417, 0.0171, 0.01] | [10.0, 1.3, 0.3, 0.155, 0.1, 0.0555, 0.023, 0.01] | 0 | [30.0, 32.0, 35.0, 37.0, 39.0, 50.0, 70.0, 88.0] | [60.0, 70.0, 80.0, 87.0, 94.0, 110.0, 150.0, 216.0]
HV 125A | HV 125A | 125 | 0 | [10.0, 1.82, 0.344, 0.1, 0.0467, 0.0269, 0.01] | [10.0, 2.478, 0.426, 0.1, 0.0427, 0.0211, 0.01] | 0 | [375.0, 500.0, 700.0, 925.0, 1200.0, 1500.0, 2341.0] | [750.0, 1000.0, 1500.0, 2200.0, 3000.0, 4000.0, 5765.0]
HV 160A | HV 160A | 160 | 0 | [10.0, 4.15, 1.03, 0.198, 0.1, 0.051, 0.0172, 0.01] | [10.0, 2.3, 0.734, 0.274, 0.1, 0.046, 0.0177, 0.01] | 0 | [480.0, 550.0, 700.0, 1000.0, 1260.0, 1600.0, 2500.0, 3227.0] | [960.0, 1300.0, 1700.0, 2200.0, 2996.0, 4000.0, 6000.0, 7946.0]
HV 16A | HV 16A | 16 | 0 | [10.0, 0.352, 0.164, 0.1, 0.0649, 0.0342, 0.01] | [10.0, 2.34, 0.722, 0.181, 0.1, 0.055, 0.0296, 0.01] | 0 | [48.0, 60.0, 65.0, 71.0, 80.0, 100.0, 162.0] | [96.0, 110.0, 125.0, 150.0, 168.0, 200.0, 250.0, 398.0]
HV 200A | HV 200A | 200 | 0 | [10.0, 4.267, 1.21, 0.403, 0.1, 0.058, 0.022, 0.01] | [10.0, 3.73, 1.654, 0.328, 0.1, 0.0531, 0.019, 0.01] | 0 | [600.0, 700.0, 900.0, 1150.0, 1665.0, 2000.0, 3000.0, 4313.0] | [1200.0, 1500.0, 1800.0, 2700.0, 3960.0, 5000.0, 7500.0, 10620.0]
HV 20A | HV 20A | 20 | 0 | [10.0, 1.3, 0.3, 0.155, 0.1, 0.0555, 0.023, 0.01] | [10.0, 1.3, 0.161, 0.1, 0.0611, 0.0399, 0.0141, 0.01] | 0 | [60.0, 70.0, 80.0, 87.0, 94.0, 110.0, 150.0, 216.0] | [120.0, 150.0, 200.0, 223.0, 260.0, 300.0, 450.0, 532.0]
HV 25A | HV 25A | 25 | 0 | [10.0, 2.512, 0.833, 0.299, 0.1, 0.0372, 0.0223, 0.01] | [10.0, 3.125, 0.597, 0.198, 0.1, 0.0378, 0.022, 0.01] | 0 | [75.0, 82.0, 90.0, 100.0, 124.0, 170.0, 200.0, 289.0] | [150.0, 170.0, 210.0, 250.0, 294.0, 400.0, 500.0, 711.0]
HV 31.5A | HV 31.5A | 31.5 | 0 | [10.0, 2.34, 0.722, 0.181, 0.1, 0.055, 0.0296, 0.01] | [10.0, 2.84, 0.368, 0.164, 0.1, 0.0621, 0.0378, 0.0195, 0.01] | 0 | [95.0, 110.0, 125.0, 150.0, 165.0, 200.0, 250.0, 390.0] | [189.0, 220.0, 300.0, 350.0, 393.0, 450.0, 530.0, 700.0, 960.0]
HV 40A | HV 40A | 40 | 0 | [10.0, 1.3, 0.161, 0.1, 0.0611, 0.0399, 0.0141, 0.01] | [10.0, 2.05, 0.369, 0.198, 0.1, 0.051, 0.0298, 0.01] | 0 | [120.0, 150.0, 200.0, 223.0, 260.0, 300.0, 450.0, 532.0] | [240.0, 300.0, 400.0, 450.0, 530.0, 650.0, 800.0, 1311.0]
HV 50A | HV 50A | 50 | 0 | [10.0, 3.215, 0.597, 0.198, 0.1, 0.0378, 0.022, 0.01] | [10.0, 3.64, 0.854, 0.281, 0.1, 0.0531, 0.022, 0.01] | 0 | [150.0, 170.0, 210.0, 250.0, 294.0, 400.0, 500.0, 711.0] | [300.0, 350.0, 450.0, 550.0, 700.0, 850.0, 1200.0, 1752.0]
HV 6.3A | HV 6.3A | 6.3 | 0 | [10.0, 1.39, 0.344, 0.168, 0.1, 0.056, 0.0263, 0.01] | [10.0, 1.711, 0.516, 0.198, 0.1, 0.0634, 0.0303, 0.01] | 0 | [19.0, 19.5, 20.4, 20.8, 22.0, 25.0, 32.0, 48.0] | [38.0, 40.0, 43.0, 48.0, 53.0, 60.0, 75.0, 118.0]
HV 63A | HV 63A | 63 | 0 | [10.0, 2.84, 0.368, 0.164, 0.1, 0.0621, 0.0378, 0.0195, 0.01] | [10.0, 1.82, 0.344, 0.1, 0.0467, 0.0269, 0.01] | 0 | [189.0, 220.0, 300.0, 350.0, 393.0, 450.0, 530.0, 700.0, 961.0] | [378.0, 500.0, 700.0, 934.0, 1200.0, 1500.0, 2366.0]
HV 80A | HV 80A | 80 | 0 | [10.0, 2.05, 0.369, 0.198, 0.1, 0.051, 0.0298, 0.01] | [10.0, 4.15, 1.03, 0.198, 0.1, 0.051, 0.0172, 0.01] | 0 | [240.0, 300.0, 400.0, 450.0, 530.0, 650.0, 800.0, 1311.0] | [480.0, 550.0, 700.0, 1000.0, 1260.0, 1600.0, 2500.0, 3227.0]
Siemens NH-1-100 | Siemens NH-1-100 | 100 | [5400.0, 2000.0, 400.0, 20.0, 1.0, 0.2, 0.012, 0.004] | 0 | 0 | [150.0, 190.0, 250.0, 430.0, 900.0, 1250.0, 2700.0, 3600.0] | 0 | 0
Siemens NH-1-125 | Siemens NH-1-125 | 125 | [4800.0, 120.0, 7.0, 0.1, 0.004] | 0 | 0 | [180.0, 400.0, 740.0, 2000.0, 4250.0] | 0 | 0
Siemens NH-1-16 | Siemens NH-1-16 | 16 | [4000.0, 400.0, 2.0, 0.1, 0.04, 0.01] | 0 | 0 | [26.0, 35.0, 75.0, 150.0, 200.0, 300.0] | 0 | 0
Siemens NH-1-160 | Siemens NH-1-160 | 160 | [4800.0, 120.0, 7.0, 0.1, 0.004] | 0 | 0 | [210.0, 500.0, 900.0, 2300.0, 5000.0] | 0 | 0
Siemens NH-1-25 | Siemens NH-1-25 | 25 | [4000.0, 1000.0, 10.0, 0.2, 0.02, 0.01] | 0 | 0 | [40.0, 50.0, 100.0, 210.0, 400.0, 500.0] | 0 | 0
Siemens NH-1-50 | Siemens NH-1-50 | 50 | [4000.0, 40.0, 4.0, 1.0, 0.02, 0.01] | 0 | 0 | [86.0, 200.0, 300.0, 400.0, 1000.0, 1280.0] | 0 | 0
Siemens NH-1-63 | Siemens NH-1-63 | 63 | [4000.0, 100.0, 10.0, 2.0, 0.04, 0.01] | 0 | 0 | [100.0, 200.0, 300.0, 400.0, 1000.0, 1500.0] | 0 | 0
Siemens NH-1-80 | Siemens NH-1-80 | 80 | [4800.0, 120.0, 7.0, 0.1, 0.01] | 0 | 0 | [150.58, 250.0, 450.0, 1150.0, 2470.0] | 0 | 0
Siemens NH-2-1000 | Siemens NH-2-1000 | 1000 | [4800.0, 120.0, 7.0, 0.1, 0.004] | 0 | 0 | [1900.0, 3500.0, 8400.0, 24000.0, 52000.0] | 0 | 0
Siemens NH-2-200 | Siemens NH-2-200 | 200 | [4800.0, 120.0, 7.0, 0.1, 0.004] | 0 | 0 | [280.0, 650.0, 1200.0, 3000.0, 7000.0] | 0 | 0
Siemens NH-2-224 | Siemens NH-2-224 | 224 | [4800.0, 120.0, 7.0, 0.2, 0.04, 0.004] | 0 | 0 | [400.0, 750.0, 1453.0, 3025.0, 4315.0, 7600.0] | 0 | 0
Siemens NH-2-250 | Siemens NH-2-250 | 250 | [4800.0, 120.0, 7.0, 0.1, 0.004] | 0 | 0 | [450.0, 800.0, 1650.0, 4000.0, 8500.0] | 0 | 0
Siemens NH-2-315 | Siemens NH-2-315 | 315 | [4800.0, 120.0, 7.0, 0.1, 0.004] | 0 | 0 | [550.0, 920.0, 1900.0, 5000.0, 11000.0] | 0 | 0
Siemens NH-2-355 | Siemens NH-2-355 | 355 | [4800.0, 120.0, 6.0, 0.1, 0.004] | 0 | 0 | [650.0, 1116.27, 2350.0, 5840.0, 12790.0] | 0 | 0
Siemens NH-2-400 | Siemens NH-2-400 | 400 | [4800.0, 120.0, 7.0, 0.1, 0.004] | 0 | 0 | [720.0, 1350.0, 2800.0, 6500.0, 15000.0] | 0 | 0
Siemens NH-2-425 | Siemens NH-2-425 | 425 | [4800.0, 120.0, 7.0, 0.1, 0.004] | 0 | 0 | [850.0, 1500.0, 3050.0, 7500.0, 16500.0] | 0 | 0
Siemens NH-2-630 | Siemens NH-2-630 | 630 | [4800.0, 120.0, 7.0, 0.1, 0.004] | 0 | 0 | [1200.0, 2000.0, 4800.0, 12000.0, 26000.0] | 0 | 0

## res_bus
| vm_pu | va_degree | p_mw | q_mvar
0 | 0.97149 | -0.55135 | 0.0035612 | 0.00089253
1 | 0.97142 | -0.55272 | 0.00068602 | 0.00017193
2 | 0.97237 | -0.53388 | 0 | 0
3 | 0.97139 | -0.55339 | 0 | 0
4 | 0.9727 | -0.52735 | 0.00072054 | 0.00018058
5 | 0.97133 | -0.55452 | 0.00052207 | 0.00013084
6 | 0.97131 | -0.55489 | 0.00017308 | 4.3377e-05
7 | 0.97276 | -0.52609 | 0.00078383 | 0.00019645
8 | 0.97278 | -0.52581 | 0 | 0
9 | 0.98816 | -0.22621 | 0.002772 | 0.00069474
10 | 0.98899 | -0.2102 | 0.010742 | 0.0026923
11 | 0.98735 | -0.24188 | 0.0012627 | 0.00031646
12 | 0.99064 | -0.17836 | 0.0037195 | 0.00093221
13 | 0.9861 | -0.26626 | 0.0022958 | 0.00057538
14 | 0.99203 | -0.15173 | 0.010651 | 0.0026693
15 | 0.98532 | -0.28128 | 0.003256 | 0.00081602
16 | 0.99492 | -0.096329 | 0 | 0
17 | 0.98526 | -0.28254 | 0.00092503 | 0.00023184
18 | 0.98361 | -0.31424 | 0.0046402 | 0.0011629
19 | 0.98343 | -0.31777 | 0.00775 | 0.0019423
20 | 0.98361 | -0.31422 | 0.0064726 | 0.0016222
21 | 0.98332 | -0.31982 | 0 | 0
22 | 0.98439 | -0.29905 | 0.0064903 | 0.0016266
23 | 0.98326 | -0.32106 | 0.001357 | 0.0003401
24 | 0.98317 | -0.32276 | 0 | 0
25 | 0.98547 | -0.27798 | 0.010653 | 0.0026698
26 | 0.98287 | -0.32879 | 0 | 0
27 | 0.98678 | -0.25238 | 0.007339 | 0.0018393
28 | 0.98328 | -0.32003 | 0.0022266 | 0.00055804
29 | 0.98693 | -0.24967 | 0.049329 | 0.012363
30 | 0.98246 | -0.33606 | 0.0017142 | 0.00042963
31 | 0.98986 | -0.19312 | 0 | 0
32 | 0.98218 | -0.34143 | 0 | 0
33 | 0.99122 | -0.16714 | 0 | 0
34 | 0.97608 | -0.46073 | 0.072277 | 0.018114
35 | 0.9914 | -0.16368 | 0.0084511 | 0.002118
36 | 0.98162 | -0.35359 | 0.022165 | 0.0055551
37 | 0.98172 | -0.35153 | 0 | 0
38 | 0.97554 | -0.47139 | 0.028674 | 0.0071864
39 | 0.98626 | -0.26401 | 0.0040773 | 0.0010219
40 | 0.98527 | -0.28329 | 0 | 0
41 | 0.98681 | -0.25334 | 0.0056975 | 0.0014279
42 | 0.98386 | -0.31084 | 0 | 0
43 | 0.98779 | -0.2343 | 0.0066958 | 0.0016781
44 | 0.9885 | -0.22046 | 0 | 0
45 | 0.98368 | -0.31428 | 0 | 0
46 | 0.98351 | -0.31774 | 0.0064097 | 0.0016064
47 | 0.97409 | -0.49992 | 0.037273 | 0.0093415
48 | 0.9748 | -0.48586 | 0 | 0
49 | 0.9742 | -0.49758 | 0.005112 | 0.0012812
50 | 0.9755 | -0.47206 | 0.0097208 | 0.0024363
51 | 0.97546 | -0.47303 | 0.0021518 | 0.0005393
52 | 0.98267 | -0.33259 | 0.0036758 | 0.00092124
53 | 0.983 | -0.3276 | 0.002536 | 0.00063558
54 | 0.98728 | -0.24278 | 0 | 0
55 | 0.99168 | -0.15811 | 0.010651 | 0.0026694
56 | 0.9863 | -0.26156 | 0 | 0
57 | 0.98367 | -0.31351 | 0.002359 | 0.00059123
58 | 0.99201 | -0.15187 | 0.0049899 | 0.0012506
59 | 0.98134 | -0.35894 | 0.020228 | 0.0050696
60 | 0.9822 | -0.34213 | 0 | 0
61 | 0.98275 | -0.33249 | 0.0012185 | 0.00030539
62 | 0.98274 | -0.33267 | 0.00638 | 0.001599
63 | 0.98321 | -0.3225 | 0.0023805 | 0.00059662
64 | 0.98215 | -0.34306 | 0 | 0
65 | 0.98205 | -0.34503 | 0.0047298 | 0.0011854
66 | 0.9932 | -0.12916 | 0.0039097 | 0.00097987
67 | 0.99351 | -0.1233 | 0.0083739 | 0.0020987
68 | 0.9953 | -0.089247 | 0.0084482 | 0.0021173
69 | 0.99436 | -0.10687 | 0.00273 | 0.0006842
70 | 0.99642 | -0.067777 | 0.0036027 | 0.00090292
71 | 0.99206 | -0.15081 | 0 | 0
72 | 0.99746 | -0.048085 | 0 | 0
73 | 0.99963 | -0.0069564 | 0.0034607 | 0.00086732
74 | 1 | 0 | -0.59011 | -0.15089
75 | 0.99771 | -0.043399 | 0.0046365 | 0.001162
76 | 0.99741 | -0.048951 | 0.00311 | 0.00077944
77 | 0.99724 | -0.052383 | 0.0042742 | 0.0010712
78 | 0.99639 | -0.068515 | 0 | 0
79 | 0.97724 | -0.43793 | 0.0050754 | 0.001272
80 | 0.97984 | -0.38694 | 0 | 0
81 | 0.98347 | -0.31629 | 0 | 0
82 | 0.97876 | -0.40814 | 0 | 0
83 | 0.97405 | -0.50064 | 0.0051131 | 0.0012815
84 | 0.98335 | -0.31881 | 0.0032909 | 0.00082479
85 | 0.98501 | -0.28659 | 0.004169 | 0.0010448
86 | 0.97867 | -0.41002 | 0.0028834 | 0.00072264
87 | 0.97871 | -0.40917 | 0.019761 | 0.0049525
88 | 0.97355 | -0.51047 | 0.0010589 | 0.00026538
89 | 0.97308 | -0.51975 | 0.00073881 | 0.00018516
90 | 0.97314 | -0.51858 | 0.00055613 | 0.00013938
91 | 0.97331 | -0.51518 | 0.00079504 | 0.00019926
92 | 0.98609 | -0.26569 | 0 | 0
93 | 0.98585 | -0.27034 | 0.0018015 | 0.0004515
94 | 0.98597 | -0.26798 | 0.0031968 | 0.0008012
95 | 0.983 | -0.32559 | 0.00083361 | 0.00020892
96 | 0.98569 | -0.27359 | 0.00081953 | 0.00020539
97 | 0.9859 | -0.26951 | 0.0013444 | 0.00033694
98 | 0.98297 | -0.32611 | 0.00090727 | 0.00022738
99 | 0.99191 | -0.15386 | 0.0023188 | 0.00058114
100 | 0.99176 | -0.15663 | 0.0046669 | 0.0011696
101 | 0.99175 | -0.15681 | 0.00088023 | 0.00022061
102 | 0.98132 | -0.35933 | 0.0015393 | 0.00038578
103 | 0.97858 | -0.41173 | 0.0022321 | 0.00055942
104 | 0.99301 | -0.13338 | 0.0047215 | 0.0011833
105 | 0.99252 | -0.14285 | 0.0014495 | 0.00036327
106 | 0.99162 | -0.16012 | 0.024228 | 0.0060722
107 | 0.99069 | -0.17813 | 0.0080173 | 0.0020093
108 | 0.99013 | -0.18899 | 0.0080179 | 0.0020095
109 | 0.98893 | -0.21229 | 0.0047959 | 0.001202
110 | 0.98562 | -0.2749 | 0.00078245 | 0.0001961
111 | 0.9855 | -0.27727 | 0.00055925 | 0.00014016
112 | 0.98543 | -0.27861 | 0.0013806 | 0.00034601
113 | 0.98581 | -0.27119 | 0.00075772 | 0.0001899
114 | 0.98584 | -0.27062 | 0.0005357 | 0.00013426
115 | 0.98586 | -0.27028 | 0.0015768 | 0.00039519
116 | 0.98274 | -0.33056 | 0.0042395 | 0.0010625
117 | 0.98269 | -0.33158 | 0.0010906 | 0.00027334
118 | 0.98267 | -0.3321 | 0.0029789 | 0.00074659
119 | 0.99998 | 149.9956 | 0 | 0

## res_line
| p_from_mw | q_from_mvar | p_to_mw | q_to_mvar | pl_mw | ql_mvar | i_from_ka | i_to_ka | i_ka | vm_from_pu | va_from_degree | vm_to_pu | va_to_degree | loading_percent
0 | 0.0013813 | 0.00034246 | -0.0013812 | -0.00034306 | 8.9438e-08 | -6.0318e-07 | 0.0021144 | 0.0021146 | 0.0021146 | 0.97149 | -0.55135 | 0.97142 | -0.55272 | 0.58095
1 | -0.0049425 | -0.001235 | 0.0049467 | 0.0012352 | 4.1053e-06 | 2.5899e-07 | 0.0075691 | 0.0075682 | 0.0075691 | 0.97149 | -0.55135 | 0.97237 | -0.53388 | 2.0794
2 | 0.00069521 | 0.00017113 | -0.00069519 | -0.00017176 | 2.1989e-08 | -6.2724e-07 | 0.0010638 | 0.001064 | 0.001064 | 0.97142 | -0.55272 | 0.97139 | -0.55339 | 0.29232
3 | -0.0049467 | -0.0012352 | 0.0049482 | 0.0012353 | 1.5337e-06 | 9.5517e-08 | 0.0075682 | 0.0075679 | 0.0075682 | 0.97237 | -0.53388 | 0.9727 | -0.52735 | 2.0792
4 | 0.00069519 | 0.00017176 | -0.00069515 | -0.00017282 | 3.7094e-08 | -1.0574e-06 | 0.001064 | 0.0010644 | 0.0010644 | 0.97139 | -0.55339 | 0.97133 | -0.55452 | 0.29242
5 | -0.0056687 | -0.0014159 | 0.0056691 | 0.001416 | 4.1626e-07 | 8.3097e-08 | 0.0086702 | 0.0086701 | 0.0086702 | 0.9727 | -0.52735 | 0.97278 | -0.52581 | 2.3819
6 | 0.00017308 | 4.1973e-05 | -0.00017308 | -4.3377e-05 | 2.9897e-09 | -1.4044e-06 | 0.00026465 | 0.00026515 | 0.00026515 | 0.97133 | -0.55452 | 0.97131 | -0.55489 | 0.072843
7 | -0.00078383 | -0.00019645 | 0.00078384 | 0.00019621 | 1.0457e-08 | -2.3414e-07 | 0.001199 | 0.0011989 | 0.001199 | 0.97276 | -0.52609 | 0.97278 | -0.52581 | 0.3294
8 | -0.006453 | -0.0016122 | 0.0064548 | 0.0016128 | 1.8582e-06 | 5.5742e-07 | 0.009869 | 0.0098688 | 0.009869 | 0.97278 | -0.52581 | 0.97308 | -0.51975 | 2.7113
9 | -0.064251 | -0.016232 | 0.064301 | 0.016263 | 4.9335e-05 | 3.1394e-05 | 0.096798 | 0.096798 | 0.096798 | 0.98816 | -0.22621 | 0.98899 | -0.2102 | 26.593
10 | 0.061479 | 0.015537 | -0.061433 | -0.015508 | 4.6157e-05 | 2.9357e-05 | 0.092624 | 0.092624 | 0.092624 | 0.98816 | -0.22621 | 0.98735 | -0.24188 | 25.4462
11 | -0.075043 | -0.018956 | 0.075158 | 0.019029 | 0.00011471 | 7.3106e-05 | 0.11296 | 0.11296 | 0.11296 | 0.98899 | -0.2102 | 0.99064 | -0.17836 | 31.0333
12 | 0.060171 | 0.015192 | -0.0601 | -0.015147 | 7.0184e-05 | 4.4627e-05 | 0.090721 | 0.090721 | 0.090721 | 0.98735 | -0.24188 | 0.9861 | -0.26626 | 24.9235
13 | -0.078877 | -0.019961 | 0.078978 | 0.020025 | 0.00010096 | 6.4365e-05 | 0.11855 | 0.11855 | 0.11855 | 0.99064 | -0.17836 | 0.99203 | -0.15173 | 32.5682
14 | 0.057805 | 0.014572 | -0.057763 | -0.014545 | 4.1527e-05 | 2.6392e-05 | 0.087257 | 0.087257 | 0.087257 | 0.9861 | -0.26626 | 0.98532 | -0.28128 | 23.9718
15 | -0.089629 | -0.022695 | 0.089868 | 0.022847 | 0.00023912 | 0.00015258 | 0.13452 | 0.13452 | 0.13452 | 0.99203 | -0.15173 | 0.99492 | -0.096329 | 36.957
16 | 0.054507 | 0.013729 | -0.054504 | -0.013727 | 3.2812e-06 | 2.0835e-06 | 0.08234 | 0.08234 | 0.08234 | 0.98532 | -0.28128 | 0.98526 | -0.28254 | 22.6209
17 | 0.19925 | 0.050912 | -0.19915 | -0.050848 | 0.00010155 | 6.4635e-05 | 0.29835 | 0.29835 | 0.29835 | 0.99492 | -0.096329 | 0.99436 | -0.10687 | 27.321
18 | -0.28912 | -0.07376 | 0.28952 | 0.074014 | 0.0003993 | 0.00025489 | 0.43287 | 0.43287 | 0.43287 | 0.99492 | -0.096329 | 0.99642 | -0.067777 | 39.64
19 | 0.053579 | 0.013495 | -0.0535 | -0.013445 | 7.9219e-05 | 5.029e-05 | 0.080943 | 0.080943 | 0.080943 | 0.98526 | -0.28254 | 0.98367 | -0.31351 | 22.2372
20 | 0.012788 | 0.0032033 | -0.012786 | -0.0032021 | 2.1521e-06 | 1.1827e-06 | 0.019345 | 0.019345 | 0.019345 | 0.98361 | -0.31424 | 0.98343 | -0.31777 | 5.3145
21 | -0.017428 | -0.0043662 | 0.017428 | 0.0043662 | 1.6129e-08 | 9.5371e-09 | 0.026365 | 0.026365 | 0.026365 | 0.98361 | -0.31424 | 0.98361 | -0.31422 | 7.243
22 | 0.0050356 | 0.0012598 | -0.0050351 | -0.0012597 | 4.9017e-07 | 2.8006e-08 | 0.0076186 | 0.0076187 | 0.0076187 | 0.98343 | -0.31777 | 0.98332 | -0.31982 | 2.093
23 | -0.0239 | -0.0059884 | 0.023918 | 0.005999 | 1.7288e-05 | 1.0616e-05 | 0.036156 | 0.036156 | 0.036156 | 0.98361 | -0.31422 | 0.98439 | -0.29905 | 9.9331
24 | 0.0013571 | 0.00033951 | -0.001357 | -0.0003401 | 8.0023e-08 | -5.9066e-07 | 0.0020534 | 0.0020537 | 0.0020537 | 0.98332 | -0.31982 | 0.98326 | -0.32106 | 0.56419
25 | 0.003678 | 0.00092023 | -0.0036775 | -0.00092047 | 5.1388e-07 | -2.3228e-07 | 0.0055652 | 0.0055654 | 0.0055654 | 0.98332 | -0.31982 | 0.98317 | -0.32276 | 1.529
26 | -0.030408 | -0.0076256 | 0.030439 | 0.0076447 | 3.0563e-05 | 1.907e-05 | 0.045967 | 0.045967 | 0.045967 | 0.98439 | -0.29905 | 0.98547 | -0.27798 | 12.6283
27 | 0.0036775 | 0.00092047 | -0.0036765 | -0.00092094 | 1.056e-06 | -4.7666e-07 | 0.0055654 | 0.0055658 | 0.0055658 | 0.98317 | -0.32276 | 0.98287 | -0.32879 | 1.5291
28 | -0.041091 | -0.010315 | 0.041142 | 0.010346 | 5.0235e-05 | 3.1707e-05 | 0.062052 | 0.062052 | 0.062052 | 0.98547 | -0.27798 | 0.98678 | -0.25238 | 17.0473
29 | 0.0036765 | 0.00092094 | -0.0036758 | -0.00092124 | 6.6529e-07 | -2.9983e-07 | 0.0055658 | 0.0055661 | 0.0055661 | 0.98287 | -0.32879 | 0.98267 | -0.33259 | 1.5291
30 | -0.048481 | -0.012186 | 0.048503 | 0.0122 | 2.2236e-05 | 1.4089e-05 | 0.073119 | 0.073119 | 0.073119 | 0.98678 | -0.25238 | 0.98728 | -0.24278 | 20.0876
31 | -0.10776 | -0.027283 | 0.10812 | 0.027516 | 0.00036537 | 0.00023337 | 0.16317 | 0.16317 | 0.16317 | 0.98328 | -0.32003 | 0.98693 | -0.24967 | 44.8268
32 | 0.10553 | 0.026725 | -0.10545 | -0.026673 | 8.1145e-05 | 5.1825e-05 | 0.1598 | 0.1598 | 0.1598 | 0.98328 | -0.32003 | 0.98246 | -0.33606 | 43.9011
33 | -0.15745 | -0.039879 | 0.15788 | 0.040152 | 0.00042887 | 0.00027344 | 0.23754 | 0.23754 | 0.23754 | 0.98693 | -0.24967 | 0.98986 | -0.19312 | 32.6296
34 | 0.10374 | 0.026243 | -0.10371 | -0.026226 | 2.6744e-05 | 1.7079e-05 | 0.1572 | 0.1572 | 0.1572 | 0.98246 | -0.33606 | 0.98218 | -0.34143 | 43.1878
35 | -0.15788 | -0.040152 | 0.15808 | 0.040278 | 0.00019792 | 0.00012559 | 0.23754 | 0.23754 | 0.23754 | 0.98986 | -0.19312 | 0.99122 | -0.16714 | 21.753
36 | 0.10371 | 0.026226 | -0.10312 | -0.025849 | 0.00058981 | 0.00037668 | 0.1572 | 0.1572 | 0.1572 | 0.98218 | -0.34143 | 0.97608 | -0.46073 | 43.1879
37 | -0.15808 | -0.040278 | 0.1581 | 0.040295 | 2.6379e-05 | 1.6738e-05 | 0.23754 | 0.23754 | 0.23754 | 0.99122 | -0.16714 | 0.9914 | -0.16368 | 21.753
38 | 0.030842 | 0.0077351 | -0.030826 | -0.0077253 | 1.5665e-05 | 9.7897e-06 | 0.04702 | 0.04702 | 0.04702 | 0.97608 | -0.46073 | 0.97554 | -0.47139 | 12.9175
39 | -0.16656 | -0.042413 | 0.16665 | 0.042473 | 9.4901e-05 | 6.0267e-05 | 0.25023 | 0.25023 | 0.25023 | 0.9914 | -0.16368 | 0.99201 | -0.15187 | 22.9145
40 | -0.022165 | -0.0055551 | 0.022167 | 0.0055564 | 2.1714e-06 | 1.3248e-06 | 0.0336 | 0.0336 | 0.0336 | 0.98162 | -0.35359 | 0.98172 | -0.35153 | 9.2307
41 | 0.021775 | 0.0054599 | -0.021767 | -0.0054552 | 7.6815e-06 | 4.6785e-06 | 0.033006 | 0.033006 | 0.033006 | 0.98172 | -0.35153 | 0.98134 | -0.35894 | 9.0675
42 | -0.043942 | -0.011016 | 0.043962 | 0.011029 | 1.969e-05 | 1.2452e-05 | 0.066606 | 0.066605 | 0.066606 | 0.98172 | -0.35153 | 0.9822 | -0.34213 | 18.2982
43 | 0.002152 | 0.00053889 | -0.0021518 | -0.0005393 | 1.6773e-07 | -4.1092e-07 | 0.0032824 | 0.0032825 | 0.0032825 | 0.97554 | -0.47139 | 0.97546 | -0.47303 | 0.9018
44 | 0.016593 | 0.0041734 | -0.016578 | -0.0041644 | 1.5266e-05 | 8.9426e-06 | 0.02504 | 0.025041 | 0.025041 | 0.98626 | -0.26401 | 0.98527 | -0.28329 | 6.8793
45 | -0.020671 | -0.0051952 | 0.020681 | 0.0052016 | 1.0535e-05 | 6.374e-06 | 0.031192 | 0.031192 | 0.031192 | 0.98626 | -0.26401 | 0.98681 | -0.25334 | 8.5692
46 | 0.016578 | 0.0041644 | -0.016556 | -0.0041517 | 2.1771e-05 | 1.2756e-05 | 0.025041 | 0.025041 | 0.025041 | 0.98527 | -0.28329 | 0.98386 | -0.31084 | 6.8794
47 | -0.026379 | -0.0066296 | 0.026403 | 0.0066444 | 2.4002e-05 | 1.4844e-05 | 0.039783 | 0.039783 | 0.039783 | 0.98681 | -0.25334 | 0.98779 | -0.2343 | 10.9294
48 | 0.010144 | 0.0025447 | -0.010143 | -0.0025438 | 1.664e-06 | 8.2564e-07 | 0.015344 | 0.015344 | 0.015344 | 0.98386 | -0.31084 | 0.98368 | -0.31428 | 4.2153
49 | 0.0064118 | 0.001607 | -0.0064097 | -0.0016064 | 2.107e-06 | 5.9001e-07 | 0.0096974 | 0.0096977 | 0.0096977 | 0.98386 | -0.31084 | 0.98351 | -0.31774 | 2.6642
50 | -0.033098 | -0.0083225 | 0.03312 | 0.0083362 | 2.1898e-05 | 1.3714e-05 | 0.04987 | 0.049869 | 0.04987 | 0.98779 | -0.2343 | 0.9885 | -0.22046 | 13.7004
51 | -0.03312 | -0.0083362 | 0.033133 | 0.0083443 | 1.2935e-05 | 8.1005e-06 | 0.049869 | 0.049869 | 0.049869 | 0.9885 | -0.22046 | 0.98893 | -0.21229 | 13.7004
52 | 0.010143 | 0.0025438 | -0.010136 | -0.0025406 | 6.4356e-06 | 3.1941e-06 | 0.015344 | 0.015344 | 0.015344 | 0.98368 | -0.31428 | 0.983 | -0.3276 | 4.2154
53 | -0.037273 | -0.0093415 | 0.037298 | 0.0093572 | 2.499e-05 | 1.5738e-05 | 0.056938 | 0.056938 | 0.056938 | 0.97409 | -0.49992 | 0.9748 | -0.48586 | 15.6424
54 | 0.01985 | 0.0049762 | -0.019839 | -0.0049695 | 1.108e-05 | 6.6901e-06 | 0.030301 | 0.030302 | 0.030302 | 0.9748 | -0.48586 | 0.9742 | -0.49758 | 8.3246
55 | -0.057148 | -0.014333 | 0.057186 | 0.014357 | 3.7625e-05 | 2.3915e-05 | 0.08724 | 0.08724 | 0.08724 | 0.9748 | -0.48586 | 0.9755 | -0.47206 | 23.967
56 | 0.014727 | 0.0036883 | -0.014725 | -0.0036871 | 2.1486e-06 | 1.2341e-06 | 0.022493 | 0.022493 | 0.022493 | 0.9742 | -0.49758 | 0.97405 | -0.50064 | 6.1795
57 | -0.066907 | -0.016794 | 0.067016 | 0.016863 | 0.00010909 | 6.9467e-05 | 0.10207 | 0.10207 | 0.10207 | 0.9755 | -0.47206 | 0.97724 | -0.43793 | 28.0406
58 | 0.0076003 | 0.0019051 | -0.0075986 | -0.0019044 | 1.7682e-06 | 6.8017e-07 | 0.011505 | 0.011505 | 0.011505 | 0.983 | -0.3276 | 0.98275 | -0.33249 | 3.1608
59 | -0.17669 | -0.044757 | 0.17742 | 0.045215 | 0.00072175 | 0.00045879 | 0.26648 | 0.26648 | 0.26648 | 0.98728 | -0.24278 | 0.99168 | -0.15811 | 24.4029
60 | 0.12819 | 0.032557 | -0.12807 | -0.032484 | 0.00011573 | 7.3116e-05 | 0.19336 | 0.19336 | 0.19336 | 0.98728 | -0.24278 | 0.9863 | -0.26156 | 17.7071
61 | -0.18807 | -0.047885 | 0.18813 | 0.047927 | 6.6181e-05 | 4.2099e-05 | 0.28246 | 0.28246 | 0.28246 | 0.99168 | -0.15811 | 0.99206 | -0.15081 | 25.8663
62 | 0.012761 | 0.0031957 | -0.012758 | -0.0031943 | 2.5124e-06 | 1.3773e-06 | 0.019251 | 0.019251 | 0.019251 | 0.9863 | -0.26156 | 0.98609 | -0.26569 | 5.2888
63 | 0.11531 | 0.029288 | -0.11518 | -0.0292 | 0.00013875 | 8.8176e-05 | 0.17411 | 0.17411 | 0.17411 | 0.9863 | -0.26156 | 0.98501 | -0.28659 | 23.9163
64 | 0.051141 | 0.012854 | -0.051119 | -0.01284 | 2.1941e-05 | 1.3918e-05 | 0.077375 | 0.077375 | 0.077375 | 0.98367 | -0.31351 | 0.98321 | -0.3225 | 21.2568
65 | -0.17164 | -0.043724 | 0.17183 | 0.043843 | 0.00018831 | 0.00011964 | 0.25771 | 0.25771 | 0.25771 | 0.99201 | -0.15187 | 0.9932 | -0.12916 | 23.5999
66 | 0.0015393 | 0.00038562 | -0.0015393 | -0.00038578 | 2.8696e-08 | -1.591e-07 | 0.002334 | 0.0023341 | 0.0023341 | 0.98134 | -0.35894 | 0.98132 | -0.35933 | 0.64123
67 | 0.0047305 | 0.0011854 | -0.0047303 | -0.0011854 | 2.0899e-07 | -3.5756e-09 | 0.0071665 | 0.0071666 | 0.0071666 | 0.9822 | -0.34213 | 0.98215 | -0.34306 | 1.9688
68 | -0.048693 | -0.012214 | 0.048738 | 0.012243 | 4.5621e-05 | 2.8914e-05 | 0.073772 | 0.073772 | 0.073772 | 0.9822 | -0.34213 | 0.98321 | -0.3225 | 20.267
69 | 0.0063801 | 0.001599 | -0.00638 | -0.001599 | 5.6733e-08 | 1.5768e-08 | 0.0096603 | 0.0096603 | 0.0096603 | 0.98275 | -0.33249 | 0.98274 | -0.33267 | 2.6539
70 | 0.0047303 | 0.0011854 | -0.0047298 | -0.0011854 | 4.4476e-07 | -7.5589e-09 | 0.0071666 | 0.0071667 | 0.0071667 | 0.98215 | -0.34306 | 0.98205 | -0.34503 | 1.9689
71 | -0.17574 | -0.044823 | 0.17579 | 0.044855 | 4.9752e-05 | 3.1619e-05 | 0.26357 | 0.26357 | 0.26357 | 0.9932 | -0.12916 | 0.99351 | -0.1233 | 24.1363
72 | -0.18416 | -0.046953 | 0.18447 | 0.047146 | 0.00030328 | 0.00019286 | 0.27611 | 0.27611 | 0.27611 | 0.99351 | -0.1233 | 0.9953 | -0.089247 | 25.2848
73 | -0.19291 | -0.049264 | 0.19311 | 0.049387 | 0.00019352 | 0.00012313 | 0.28874 | 0.28874 | 0.28874 | 0.9953 | -0.089247 | 0.99639 | -0.068515 | 26.4414
74 | 0.19642 | 0.050163 | -0.196 | -0.049899 | 0.00041624 | 0.0002649 | 0.29426 | 0.29426 | 0.29426 | 0.99436 | -0.10687 | 0.99206 | -0.15081 | 26.947
75 | -0.29312 | -0.074917 | 0.2934 | 0.075096 | 0.00027948 | 0.00017841 | 0.43825 | 0.43825 | 0.43825 | 0.99642 | -0.067777 | 0.99746 | -0.048085 | 40.1327
76 | 0.0078678 | 0.0019718 | -0.0078667 | -0.0019713 | 1.142e-06 | 4.4859e-07 | 0.011801 | 0.011801 | 0.011801 | 0.99206 | -0.15081 | 0.99191 | -0.15386 | 3.2421
77 | 0.0031101 | 0.00077932 | -0.00311 | -0.00077944 | 1.2829e-07 | -1.2532e-07 | 0.0046397 | 0.0046398 | 0.0046398 | 0.99746 | -0.048085 | 0.99741 | -0.048951 | 1.2747
78 | -0.29651 | -0.075875 | 0.2971 | 0.076253 | 0.00059169 | 0.00037773 | 0.44289 | 0.44289 | 0.44289 | 0.99746 | -0.048085 | 0.99963 | -0.0069564 | 40.5575
79 | -0.30056 | -0.07712 | 0.30066 | 0.077185 | 0.00010148 | 6.4788e-05 | 0.44804 | 0.44804 | 0.44804 | 0.99963 | -0.0069564 | 1 | 0 | 41.0292
80 | 0.2878 | 0.073709 | -0.2872 | -0.073324 | 0.00060374 | 0.00038536 | 0.42881 | 0.42881 | 0.42881 | 1 | 0 | 0.99771 | -0.043399 | 39.2686
81 | 0.28256 | 0.072162 | -0.28244 | -0.072084 | 0.00012265 | 7.8278e-05 | 0.4219 | 0.4219 | 0.4219 | 0.99771 | -0.043399 | 0.99724 | -0.052383 | 38.6354
82 | 0.27816 | 0.071013 | -0.27795 | -0.070874 | 0.00021666 | 0.00013827 | 0.41552 | 0.41552 | 0.41552 | 0.99724 | -0.052383 | 0.99639 | -0.068515 | 38.0514
83 | 0.084841 | 0.021488 | -0.084577 | -0.02132 | 0.00026339 | 0.00016801 | 0.12678 | 0.12678 | 0.12678 | 0.99639 | -0.068515 | 0.99301 | -0.13338 | 34.8302
84 | -0.072091 | -0.018135 | 0.072267 | 0.018247 | 0.0001761 | 0.00011222 | 0.1098 | 0.1098 | 0.1098 | 0.97724 | -0.43793 | 0.97984 | -0.38694 | 30.1637
85 | -0.09717 | -0.024497 | 0.0975 | 0.024708 | 0.00032973 | 0.00021052 | 0.14762 | 0.14762 | 0.14762 | 0.97984 | -0.38694 | 0.98347 | -0.31629 | 40.5541
86 | 0.024903 | 0.0062498 | -0.024878 | -0.0062343 | 2.5157e-05 | 1.551e-05 | 0.037821 | 0.037822 | 0.037822 | 0.97984 | -0.38694 | 0.97876 | -0.40814 | 10.3906
87 | 0.013348 | 0.0033468 | -0.013346 | -0.0033459 | 1.6032e-06 | 8.9309e-07 | 0.020196 | 0.020196 | 0.020196 | 0.98347 | -0.31629 | 0.98335 | -0.31881 | 5.5485
88 | -0.11085 | -0.028055 | 0.11101 | 0.028155 | 0.00015827 | 0.00010053 | 0.16781 | 0.16781 | 0.16781 | 0.98347 | -0.31629 | 0.98501 | -0.28659 | 23.0513
89 | 0.0028836 | 0.00072235 | -0.0028834 | -0.00072264 | 2.575e-07 | -2.842e-07 | 0.0043838 | 0.004384 | 0.004384 | 0.97876 | -0.40814 | 0.97867 | -0.41002 | 1.2044
90 | 0.021994 | 0.005512 | -0.021993 | -0.0055113 | 1.0735e-06 | 6.5489e-07 | 0.033438 | 0.033438 | 0.033438 | 0.97876 | -0.40814 | 0.97871 | -0.40917 | 9.1862
91 | 0.0096117 | 0.0024056 | -0.0096073 | -0.0024035 | 4.4932e-06 | 2.1842e-06 | 0.014682 | 0.014683 | 0.014683 | 0.97405 | -0.50064 | 0.97355 | -0.51047 | 4.0337
92 | 0.010056 | 0.0025211 | -0.010052 | -0.0025195 | 3.2501e-06 | 1.6054e-06 | 0.015217 | 0.015217 | 0.015217 | 0.98335 | -0.31881 | 0.983 | -0.32559 | 4.1804
93 | 0.0022324 | 0.0005588 | -0.0022321 | -0.00055942 | 2.7241e-07 | -6.1804e-07 | 0.0033938 | 0.0033941 | 0.0033941 | 0.97871 | -0.40917 | 0.97858 | -0.41173 | 0.93245
94 | 0.0085484 | 0.0021381 | -0.0085465 | -0.0021372 | 1.9149e-06 | 8.5359e-07 | 0.013064 | 0.013064 | 0.013064 | 0.97355 | -0.51047 | 0.97331 | -0.51518 | 3.5891
95 | -0.0071936 | -0.0017979 | 0.007194 | 0.0017981 | 3.9918e-07 | 1.4615e-07 | 0.010999 | 0.010999 | 0.010999 | 0.97308 | -0.51975 | 0.97314 | -0.51858 | 3.0216
96 | -0.0077502 | -0.0019375 | 0.0077514 | 0.001938 | 1.2529e-06 | 5.0616e-07 | 0.011849 | 0.011849 | 0.011849 | 0.97314 | -0.51858 | 0.97331 | -0.51518 | 3.2552
97 | 0.0053455 | 0.0013374 | -0.0053443 | -0.0013373 | 1.1816e-06 | 1.385e-07 | 0.0080656 | 0.0080658 | 0.0080658 | 0.98609 | -0.26569 | 0.98585 | -0.27034 | 2.2159
98 | 0.0074127 | 0.0018569 | -0.0074119 | -0.0018566 | 8.0848e-07 | 2.9764e-07 | 0.011186 | 0.011186 | 0.011186 | 0.98609 | -0.26569 | 0.98597 | -0.26798 | 3.073
99 | 0.0035428 | 0.00088577 | -0.0035423 | -0.00088607 | 5.4789e-07 | -3.0088e-07 | 0.0053467 | 0.0053469 | 0.0053469 | 0.98585 | -0.27034 | 0.98569 | -0.27359 | 1.4689
100 | 0.0042151 | 0.0010554 | -0.0042148 | -0.0010555 | 3.0737e-07 | -6.1613e-08 | 0.006361 | 0.0063611 | 0.0063611 | 0.98597 | -0.26798 | 0.9859 | -0.26951 | 1.7476
101 | 0.0092187 | 0.0023106 | -0.0092184 | -0.0023105 | 2.2738e-07 | 1.0605e-07 | 0.013955 | 0.013955 | 0.013955 | 0.983 | -0.32559 | 0.98297 | -0.32611 | 3.8337
102 | 0.0027228 | 0.00068068 | -0.0027226 | -0.00068091 | 1.6943e-07 | -2.3251e-07 | 0.0041097 | 0.0041099 | 0.0041099 | 0.98569 | -0.27359 | 0.98562 | -0.2749 | 1.1291
103 | 0.0028704 | 0.00071854 | -0.0028703 | -0.00071866 | 1.0503e-07 | -1.2309e-07 | 0.004332 | 0.0043321 | 0.0043321 | 0.9859 | -0.26951 | 0.98586 | -0.27028 | 1.1901
104 | 0.0083112 | 0.0020831 | -0.0083094 | -0.0020823 | 1.7602e-06 | 7.5075e-07 | 0.012581 | 0.012582 | 0.012582 | 0.98297 | -0.32611 | 0.98274 | -0.33056 | 3.4565
105 | 0.0055479 | 0.0013902 | -0.0055471 | -0.0013901 | 7.3168e-07 | 1.0473e-07 | 0.0083226 | 0.0083227 | 0.0083227 | 0.99191 | -0.15386 | 0.99176 | -0.15663 | 2.2865
106 | 0.00088024 | 0.00022046 | -0.00088023 | -0.00022061 | 7.6402e-09 | -1.4584e-07 | 0.0013206 | 0.0013207 | 0.0013207 | 0.99176 | -0.15663 | 0.99175 | -0.15681 | 0.36283
107 | 0.079856 | 0.020136 | -0.07982 | -0.020113 | 3.6167e-05 | 2.306e-05 | 0.11971 | 0.11971 | 0.11971 | 0.99301 | -0.13338 | 0.99252 | -0.14285 | 32.8865
108 | 0.07837 | 0.01975 | -0.078306 | -0.019709 | 6.4699e-05 | 4.1246e-05 | 0.11753 | 0.11753 | 0.11753 | 0.99252 | -0.14285 | 0.99162 | -0.16012 | 32.2895
109 | 0.054077 | 0.013636 | -0.054031 | -0.013607 | 4.6565e-05 | 2.9559e-05 | 0.081177 | 0.081177 | 0.081177 | 0.99162 | -0.16012 | 0.99069 | -0.17813 | 22.3014
110 | 0.046013 | 0.011598 | -0.045989 | -0.011582 | 2.3896e-05 | 1.5122e-05 | 0.069135 | 0.069135 | 0.069135 | 0.99069 | -0.17813 | 0.99013 | -0.18899 | 18.9932
111 | 0.037971 | 0.0095729 | -0.037929 | -0.0095463 | 4.2291e-05 | 2.6622e-05 | 0.057085 | 0.057086 | 0.057086 | 0.99013 | -0.18899 | 0.98893 | -0.21229 | 15.6829
112 | 0.0019401 | 0.00048481 | -0.0019399 | -0.00048554 | 2.1885e-07 | -7.2695e-07 | 0.0029286 | 0.0029289 | 0.0029289 | 0.98562 | -0.2749 | 0.9855 | -0.27727 | 0.80464
113 | 0.0013807 | 0.00034538 | -0.0013806 | -0.00034601 | 8.8237e-08 | -6.334e-07 | 0.0020845 | 0.0020847 | 0.0020847 | 0.9855 | -0.27727 | 0.98543 | -0.27861 | 0.57273
114 | -0.00075772 | -0.0001899 | 0.00075774 | 0.00018938 | 2.0565e-08 | -5.2145e-07 | 0.0011437 | 0.0011435 | 0.0011437 | 0.98581 | -0.27119 | 0.98584 | -0.27062 | 0.31421
115 | -0.0012934 | -0.00032364 | 0.0012935 | 0.00032347 | 2.052e-08 | -1.6996e-07 | 0.0019521 | 0.0019521 | 0.0019521 | 0.98584 | -0.27062 | 0.98586 | -0.27028 | 0.5363
116 | 0.0040699 | 0.0010198 | -0.0040697 | -0.0010199 | 1.9876e-07 | -4.9634e-08 | 0.0061623 | 0.0061623 | 0.0061623 | 0.98274 | -0.33056 | 0.98269 | -0.33158 | 1.693
117 | 0.002979 | 0.00074652 | -0.0029789 | -0.00074659 | 7.3807e-08 | -7.5303e-08 | 0.0045109 | 0.0045109 | 0.0045109 | 0.98269 | -0.33158 | 0.98267 | -0.3321 | 1.2393

## res_trafo
| p_hv_mw | q_hv_mvar | p_lv_mw | q_lv_mvar | pl_mw | ql_mvar | i_hv_ka | i_lv_ka | vm_hv_pu | va_hv_degree | vm_lv_pu | va_lv_degree | loading_percent
0 | -1.2729e-15 | -1.3162e-15 | 0.00165 | 1.2699e-07 | 0.00165 | 1.2699e-07 | 5.2857e-17 | 0.0023815 | 0.99998 | 149.9956 | 1 | 0 | 0.2619

## res_ext_grid
| p_mw | q_mvar
0 | 0.5931 | 0.15164

## res_load
| p_mw | q_mvar
0 | 0.0035612 | 0.00089253
1 | 0.00068602 | 0.00017193
2 | 0.00072054 | 0.00018058
3 | 0.00052207 | 0.00013084
4 | 0.00017308 | 4.3377e-05
5 | 0.00078383 | 0.00019645
6 | 0.002772 | 0.00069474
7 | 0.010742 | 0.0026923
8 | 0.0012627 | 0.00031646
9 | 0.0037195 | 0.00093221
10 | 0.0022958 | 0.00057538
11 | 0.010651 | 0.0026693
12 | 0.003256 | 0.00081602
13 | 0.00092503 | 0.00023184
14 | 0.0046402 | 0.0011629
15 | 0.00775 | 0.0019423
16 | 0.0064726 | 0.0016222
17 | 0.0064903 | 0.0016266
18 | 0.001357 | 0.0003401
19 | 0.010653 | 0.0026698
20 | 0.007339 | 0.0018393
21 | 0.0022266 | 0.00055804
22 | 0.049329 | 0.012363
23 | 0.0017142 | 0.00042963
24 | 0.072277 | 0.018114
25 | 0.0084511 | 0.002118
26 | 0.022165 | 0.0055551
27 | 0.028674 | 0.0071864
28 | 0.0040773 | 0.0010219
29 | 0.0056975 | 0.0014279
30 | 0.0066958 | 0.0016781
31 | 0.0064097 | 0.0016064
32 | 0.037273 | 0.0093415
33 | 0.005112 | 0.0012812
34 | 0.0097208 | 0.0024363
35 | 0.0021518 | 0.0005393
36 | 0.0036758 | 0.00092124
37 | 0.002536 | 0.00063558
38 | 0.010651 | 0.0026694
39 | 0.002359 | 0.00059123
40 | 0.0049899 | 0.0012506
41 | 0.020228 | 0.0050696
42 | 0.0012185 | 0.00030539
43 | 0.00638 | 0.001599
44 | 0.0023805 | 0.00059662
45 | 0.0047298 | 0.0011854
46 | 0.0039097 | 0.00097987
47 | 0.0083739 | 0.0020987
48 | 0.0084482 | 0.0021173
49 | 0.00273 | 0.0006842
50 | 0.0036027 | 0.00090292
51 | 0.0034607 | 0.00086732
52 | 0.0029831 | 0.00074764
53 | 0.0046365 | 0.001162
54 | 0.00311 | 0.00077944
55 | 0.0042742 | 0.0010712
56 | 0.0050754 | 0.001272
57 | 0.0051131 | 0.0012815
58 | 0.0032909 | 0.00082479
59 | 0.004169 | 0.0010448
60 | 0.0028834 | 0.00072264
61 | 0.019761 | 0.0049525
62 | 0.0010589 | 0.00026538
63 | 0.00073881 | 0.00018516
64 | 0.00055613 | 0.00013938
65 | 0.00079504 | 0.00019926
66 | 0.0018015 | 0.0004515
67 | 0.0031968 | 0.0008012
68 | 0.00083361 | 0.00020892
69 | 0.00081953 | 0.00020539
70 | 0.0013444 | 0.00033694
71 | 0.00090727 | 0.00022738
72 | 0.0023188 | 0.00058114
73 | 0.0046669 | 0.0011696
74 | 0.00088023 | 0.00022061
75 | 0.0015393 | 0.00038578
76 | 0.0022321 | 0.00055942
77 | 0.0047215 | 0.0011833
78 | 0.0014495 | 0.00036327
79 | 0.024228 | 0.0060722
80 | 0.0080173 | 0.0020093
81 | 0.0080179 | 0.0020095
82 | 0.0047959 | 0.001202
83 | 0.00078245 | 0.0001961
84 | 0.00055925 | 0.00014016
85 | 0.0013806 | 0.00034601
86 | 0.00075772 | 0.0001899
87 | 0.0005357 | 0.00013426
88 | 0.0015768 | 0.00039519
89 | 0.0042395 | 0.0010625
90 | 0.0010906 | 0.00027334
91 | 0.0029789 | 0.00074659

## dtypes
| element | column | dtype
0 | bus | name | object
1 | bus | vn_kv | float64
2 | bus | type | object
3 | bus | zone | object
4 | bus | in_service | bool
5 | load | name | object
6 | load | bus | uint32
7 | load | p_mw | float64
8 | load | q_mvar | float64
9 | load | const_z_percent | float64
10 | load | const_i_percent | float64
11 | load | sn_mva | float64
12 | load | scaling | float64
13 | load | in_service | bool
14 | load | type | object
15 | ext_grid | name | object
16 | ext_grid | bus | uint32
17 | ext_grid | vm_pu | float64
18 | ext_grid | va_degree | float64
19 | ext_grid | slack_weight | float64
20 | ext_grid | in_service | bool
21 | line | name | object
22 | line | std_type | object
23 | line | from_bus | uint32
24 | line | to_bus | uint32
25 | line | length_km | float64
26 | line | r_ohm_per_km | float64
27 | line | x_ohm_per_km | float64
28 | line | c_nf_per_km | float64
29 | line | g_us_per_km | float64
30 | line | max_i_ka | float64
31 | line | df | float64
32 | line | parallel | uint32
33 | line | type | object
34 | line | in_service | bool
35 | trafo | name | object
36 | trafo | std_type | object
37 | trafo | hv_bus | uint32
38 | trafo | lv_bus | uint32
39 | trafo | sn_mva | float64
40 | trafo | vn_hv_kv | float64
41 | trafo | vn_lv_kv | float64
42 | trafo | vk_percent | float64
43 | trafo | vkr_percent | float64
44 | trafo | pfe_kw | float64
45 | trafo | i0_percent | float64
46 | trafo | shift_degree | float64
47 | trafo | tap_side | object
48 | trafo | tap_neutral | int32
49 | trafo | tap_min | int32
50 | trafo | tap_max | int32
51 | trafo | tap_step_percent | float64
52 | trafo | tap_step_degree | float64
53 | trafo | tap_pos | int32
54 | trafo | tap_phase_shifter | bool
55 | trafo | parallel | uint32
56 | trafo | df | float64
57 | trafo | in_service | bool
58 | line_geodata | coords | object
59 | bus_geodata | x | float64
60 | bus_geodata | y | float64
61 | bus_geodata | coords | object
62 | res_bus | vm_pu | float64
63 | res_bus | va_degree | float64
64 | res_bus | p_mw | float64
65 | res_bus | q_mvar | float64
66 | res_line | p_from_mw | float64
67 | res_line | q_from_mvar | float64
68 | res_line | p_to_mw | float64
69 | res_line | q_to_mvar | float64
70 | res_line | pl_mw | float64
71 | res_line | ql_mvar | float64
72 | res_line | i_from_ka | float64
73 | res_line | i_to_ka | float64
74 | res_line | i_ka | float64
75 | res_line | vm_from_pu | float64
76 | res_line | va_from_degree | float64
77 | res_line | vm_to_pu | float64
78 | res_line | va_to_degree | float64
79 | res_line | loading_percent | float64
80 | res_trafo | p_hv_mw | float64
81 | res_trafo | q_hv_mvar | float64
82 | res_trafo | p_lv_mw | float64
83 | res_trafo | q_lv_mvar | float64
84 | res_trafo | pl_mw | float64
85 | res_trafo | ql_mvar | float64
86 | res_trafo | i_hv_ka | float64
87 | res_trafo | i_lv_ka | float64
88 | res_trafo | vm_hv_pu | float64
89 | res_trafo | va_hv_degree | float64
90 | res_trafo | vm_lv_pu | float64
91 | res_trafo | va_lv_degree | float64
92 | res_trafo | loading_percent | float64
93 | res_ext_grid | p_mw | float64
94 | res_ext_grid | q_mvar | float64
95 | res_load | p_mw | float64
96 | res_load | q_mvar | float64

## parameters
| version | format_version | converged | OPF_converged | name | f_hz | sn_mva
0 | 2.14.6 | 2.14.0 | TRUE | FALSE |  | 50 | 1