## bus
| name | vn_kv | type | zone | in_service
0 | bus_LV_2220-5_0_4_node_0 | 0.4 | n |  | TRUE
1 | bus_LV_2220-5_0_4_node_1 | 0.4 | n |  | TRUE
2 | bus_LV_2220-5_0_4_node_2 | 0.4 | n |  | TRUE
3 | bus_LV_2220-5_0_4_node_4 | 0.4 | n |  | TRUE
4 | bus_LV_2220-5_0_4_node_17 | 0.4 | n |  | TRUE
5 | bus_LV_2220-5_0_4_node_3 | 0.4 | n |  | TRUE
6 | bus_LV_2220-5_0_4_node_5 | 0.4 | n |  | TRUE
7 | bus_LV_2220-5_0_4_node_12 | 0.4 | n |  | TRUE
8 | bus_LV_2220-5_0_4_node_16 | 0.4 | n |  | TRUE
9 | bus_LV_2220-5_0_4_node_13 | 0.4 | n |  | TRUE
10 | bus_LV_2220-5_0_4_node_15 | 0.4 | n |  | TRUE
11 | bus_LV_2220-5_0_4_node_9 | 0.4 | n |  | TRUE
12 | bus_LV_2220-5_0_4_node_7 | 0.4 | n |  | TRUE
13 | bus_LV_2220-5_0_4_node_10 | 0.4 | n |  | TRUE
14 | bus_LV_2220-5_0_4_node_8 | 0.4 | n |  | TRUE
15 | bus_LV_2220-5_0_4_node_6 | 0.4 | n |  | TRUE
16 | bus_LV_2220-5_0_4_node_24 | 0.4 | n |  | TRUE
17 | bus_LV_2220-5_0_4_node_25 | 0.4 | n |  | TRUE
18 | bus_LV_2220-5_0_4_node_20 | 0.4 | n |  | TRUE
19 | bus_LV_2220-5_0_4_node_11 | 0.4 | n |  | TRUE
20 | bus_LV_2220-5_0_4_node_103 | 0.4 | n |  | TRUE
21 | bus_LV_2220-5_0_4_node_104 | 0.4 | n |  | TRUE
22 | bus_LV_2220-5_0_4_node_14 | 0.4 | n |  | TRUE
23 | bus_LV_2220-5_0_4_node_19 | 0.4 | n |  | TRUE
24 | bus_LV_2220-5_0_4_node_26 | 0.4 | n |  | TRUE
25 | bus_LV_2220-5_0_4_node_27 | 0.4 | n |  | TRUE
26 | bus_LV_2220-5_0_4_node_28 | 0.4 | n |  | TRUE
27 | bus_LV_2220-5_0_4_node_30 | 0.4 | n |  | TRUE
28 | bus_LV_2220-5_0_4_node_61 | 0.4 | n |  | TRUE
29 | bus_LV_2220-5_0_4_node_59 | 0.4 | n |  | TRUE
30 | bus_LV_2220-5_0_4_node_31 | 0.4 | n |  | TRUE
31 | bus_LV_2220-5_0_4_node_32 | 0.4 | n |  | TRUE
32 | bus_LV_2220-5_0_4_node_33 | 0.4 | n |  | TRUE
33 | bus_LV_2220-5_0_4_node_34 | 0.4 | n |  | TRUE
34 | bus_LV_2220-5_0_4_node_35 | 0.4 | n |  | TRUE
35 | bus_LV_2220-5_0_4_node_63 | 0.4 | n |  | TRUE
36 | bus_LV_2220-5_0_4_node_133 | 0.4 | n |  | TRUE
37 | bus_LV_2220-5_0_4_node_132 | 0.4 | n |  | TRUE
38 | bus_LV_2220-5_0_4_node_64 | 0.4 | n |  | TRUE
39 | bus_LV_2220-5_0_4_node_36 | 0.4 | n |  | TRUE
40 | bus_LV_2220-5_0_4_node_37 | 0.4 | n |  | TRUE
41 | bus_LV_2220-5_0_4_node_38 | 0.4 | n |  | TRUE
42 | bus_LV_2220-5_0_4_node_39 | 0.4 | n |  | TRUE
43 | bus_LV_2220-5_0_4_node_40 | 0.4 | n |  | TRUE
44 | bus_LV_2220-5_0_4_node_45 | 0.4 | n |  | TRUE
45 | bus_LV_2220-5_0_4_node_70 | 0.4 | n |  | TRUE
46 | bus_LV_2220-5_0_4_node_58 | 0.4 | n |  | TRUE
47 | bus_LV_2220-5_0_4_node_69 | 0.4 | n |  | TRUE
48 | bus_LV_2220-5_0_4_node_41 | 0.4 | n |  | TRUE
49 | bus_LV_2220-5_0_4_node_42 | 0.4 | n |  | TRUE
50 | bus_LV_2220-5_0_4_node_43 | 0.4 | n |  | TRUE
51 | bus_LV_2220-5_0_4_node_44 | 0.4 | n |  | TRUE
52 | bus_LV_2220-5_0_4_node_105 | 0.4 | n |  | TRUE
53 | bus_LV_2220-5_0_4_node_111 | 0.4 | n |  | TRUE
54 | bus_LV_2220-5_0_4_node_65 | 0.4 | n |  | TRUE
55 | bus_LV_2220-5_0_4_node_66 | 0.4 | n |  | TRUE
56 | bus_LV_2220-5_0_4_node_46 | 0.4 | n |  | TRUE
57 | bus_LV_2220-5_0_4_node_158 | 0.4 | n |  | TRUE
58 | bus_LV_2220-5_0_4_node_151 | 0.4 | n |  | TRUE
59 | bus_LV_2220-5_0_4_node_157 | 0.4 | n |  | TRUE
60 | bus_LV_2220-5_0_4_node_137 | 0.4 | n |  | TRUE
61 | bus_LV_2220-5_0_4_node_47 | 0.4 | n |  | TRUE
62 | bus_LV_2220-5_0_4_node_48 | 0.4 | n |  | TRUE
63 | bus_LV_2220-5_0_4_node_49 | 0.4 | n |  | TRUE
64 | bus_LV_2220-5_0_4_node_50 | 0.4 | n |  | TRUE
65 | bus_LV_2220-5_0_4_node_51 | 0.4 | n |  | TRUE
66 | bus_LV_2220-5_0_4_node_52 | 0.4 | n |  | TRUE
67 | bus_LV_2220-5_0_4_node_73 | 0.4 | n |  | TRUE
68 | bus_LV_2220-5_0_4_node_57 | 0.4 | n |  | TRUE
69 | bus_LV_2220-5_0_4_node_71 | 0.4 | n |  | TRUE
70 | bus_LV_2220-5_0_4_node_72 | 0.4 | n |  | TRUE
71 | bus_LV_2220-5_0_4_node_76 | 0.4 | n |  | TRUE
72 | bus_LV_2220-5_0_4_node_55 | 0.4 | n |  | TRUE
73 | bus_LV_2220-5_0_4_node_62 | 0.4 | n |  | TRUE
74 | bus_LV_2220-5_0_4_node_53 | 0.4 | n |  | TRUE
75 | bus_LV_2220-5_0_4_node_54 | 0.4 | n |  | TRUE
76 | bus_LV_2220-5_0_4_node_56 | 0.4 | n |  | TRUE
77 | bus_LV_2220-5_0_4_node_60 | 0.4 | n |  | TRUE
78 | bus_LV_2220-5_0_4_node_67 | 0.4 | n |  | TRUE
79 | bus_LV_2220-5_0_4_node_68 | 0.4 | n |  | TRUE
80 | bus_LV_2220-5_0_4_node_75 | 0.4 | n |  | TRUE
81 | bus_LV_2220-5_0_4_node_74 | 0.4 | n |  | TRUE
82 | bus_LV_2220-5_0_4_node_164 | 0.4 | n |  | TRUE
83 | bus_LV_2220-5_0_4_node_77 | 0.4 | n |  | TRUE
84 | bus_LV_2220-5_0_4_node_78 | 0.4 | n |  | TRUE
85 | bus_LV_2220-5_0_4_node_79 | 0.4 | n |  | TRUE
86 | bus_LV_2220-5_0_4_node_80 | 0.4 | n |  | TRUE
87 | bus_LV_2220-5_0_4_node_81 | 0.4 | n |  | TRUE
88 | bus_LV_2220-5_0_4_node_96 | 0.4 | n |  | TRUE
89 | bus_LV_2220-5_0_4_node_93 | 0.4 | n |  | TRUE
90 | bus_LV_2220-5_0_4_node_112 | 0.4 | n |  | TRUE
91 | bus_LV_2220-5_0_4_node_94 | 0.4 | n |  | TRUE
92 | bus_LV_2220-5_0_4_node_82 | 0.4 | n |  | TRUE
93 | bus_LV_2220-5_0_4_node_83 | 0.4 | n |  | TRUE
94 | bus_LV_2220-5_0_4_node_84 | 0.4 | n |  | TRUE
95 | bus_LV_2220-5_0_4_node_85 | 0.4 | n |  | TRUE
96 | bus_LV_2220-5_0_4_node_86 | 0.4 | n |  | TRUE
97 | bus_LV_2220-5_0_4_node_110 | 0.4 | n |  | TRUE
98 | bus_LV_2220-5_0_4_node_91 | 0.4 | n |  | TRUE
99 | bus_LV_2220-5_0_4_node_87 | 0.4 | n |  | TRUE
100 | bus_LV_2220-5_0_4_node_88 | 0.4 | n |  | TRUE
101 | bus_LV_2220-5_0_4_node_89 | 0.4 | n |  | TRUE
102 | bus_LV_2220-5_0_4_node_90 | 0.4 | n |  | TRUE
103 | bus_LV_2220-5_0_4_node_92 | 0.4 | n |  | TRUE
104 | bus_LV_2220-5_0_4_node_109 | 0.4 | n |  | TRUE
105 | bus_LV_2220-5_0_4_node_134 | 0.4 | n |  | TRUE
106 | bus_LV_2220-5_0_4_node_102 | 0.4 | n |  | TRUE
107 | bus_LV_2220-5_0_4_node_140 | 0.4 | n |  | TRUE
108 | bus_LV_2220-5_0_4_node_144 | 0.4 | n |  | TRUE
109 | bus_LV_2220-5_0_4_node_95 | 0.4 | n |  | TRUE
110 | bus_LV_2220-5_0_4_node_108 | 0.4 | n |  | TRUE
111 | bus_LV_2220-5_0_4_node_97 | 0.4 | n |  | TRUE
112 | bus_LV_2220-5_0_4_node_98 | 0.4 | n |  | TRUE
113 | bus_LV_2220-5_0_4_node_99 | 0.4 | n |  | TRUE
114 | bus_LV_2220-5_0_4_node_100 | 0.4 | n |  | TRUE
115 | bus_LV_2220-5_0_4_node_101 | 0.4 | n |  | TRUE
116 | bus_LV_2220-5_0_4_node_107 | 0.4 | n |  | TRUE
117 | bus_LV_2220-5_0_4_node_106 | 0.4 | n |  | TRUE
118 | bus_LV_2220-5_0_4_node_113 | 0.4 | n |  | TRUE
119 | bus_LV_2220-5_0_4_node_114 | 0.4 | n |  | TRUE
120 | bus_LV_2220-5_0_4_node_115 | 0.4 | n |  | TRUE
121 | bus_LV_2220-5_0_4_node_116 | 0.4 | n |  | TRUE
122 | bus_LV_2220-5_0_4_node_117 | 0.4 | n |  | TRUE
123 | bus_LV_2220-5_0_4_node_126 | 0.4 | n |  | TRUE
124 | bus_LV_2220-5_0_4_node_118 | 0.4 | n |  | TRUE
125 | bus_LV_2220-5_0_4_node_156 | 0.4 | n |  | TRUE
126 | bus_LV_2220-5_0_4_node_119 | 0.4 | n |  | TRUE
127 | bus_LV_2220-5_0_4_node_120 | 0.4 | n |  | TRUE
128 | bus_LV_2220-5_0_4_node_121 | 0.4 | n |  | TRUE
129 | bus_LV_2220-5_0_4_node_135 | 0.4 | n |  | TRUE
130 | bus_LV_2220-5_0_4_node_143 | 0.4 | n |  | TRUE
131 | bus_LV_2220-5_0_4_node_136 | 0.4 | n |  | TRUE
132 | bus_LV_2220-5_0_4_node_142 | 0.4 | n |  | TRUE
133 | bus_LV_2220-5_0_4_node_122 | 0.4 | n |  | TRUE
134 | bus_LV_2220-5_0_4_node_123 | 0.4 | n |  | TRUE
135 | bus_LV_2220-5_0_4_node_124 | 0.4 | n |  | TRUE
136 | bus_LV_2220-5_0_4_node_125 | 0.4 | n |  | TRUE
137 | bus_LV_2220-5_0_4_node_130 | 0.4 | n |  | TRUE
138 | bus_LV_2220-5_0_4_node_127 | 0.4 | n |  | TRUE
139 | bus_LV_2220-5_0_4_node_128 | 0.4 | n |  | TRUE
140 | bus_LV_2220-5_0_4_node_129 | 0.4 | n |  | TRUE
141 | bus_LV_2220-5_0_4_node_149 | 0.4 | n |  | TRUE
142 | bus_LV_2220-5_0_4_node_131 | 0.4 | n |  | TRUE
143 | bus_LV_2220-5_0_4_node_150 | 0.4 | n |  | TRUE
144 | bus_LV_2220-5_0_4_node_148 | 0.4 | n |  | TRUE
145 | bus_LV_2220-5_0_4_node_153 | 0.4 | n |  | TRUE
146 | bus_LV_2220-5_0_4_node_138 | 0.4 | n |  | TRUE
147 | bus_LV_2220-5_0_4_node_147 | 0.4 | n |  | TRUE
148 | bus_LV_2220-5_0_4_node_146 | 0.4 | n |  | TRUE
149 | bus_LV_2220-5_0_4_node_139 | 0.4 | n |  | TRUE
150 | bus_LV_2220-5_0_4_node_141 | 0.4 | n |  | TRUE
151 | bus_LV_2220-5_0_4_node_145 | 0.4 | n |  | TRUE
152 | bus_LV_2220-5_0_4_node_152 | 0.4 | n |  | TRUE
153 | bus_LV_2220-5_0_4_node_154 | 0.4 | n |  | TRUE
154 | bus_LV_2220-5_0_4_node_155 | 0.4 | n |  | TRUE
155 | bus_MV_36_1_node_125 | 20 | n |  | TRUE

## load
| name | bus | p_mw | q_mvar | const_z_percent | const_i_percent | sn_mva | scaling | in_service | type
0 | LV_2220-5_0_4_load_0 | 0 | 0.0020744 | 0.00051988 | 0 | 0 |  | 1 | TRUE | wye
1 | LV_2220-5_0_4_load_1 | 1 | 0.00067293 | 0.00016865 | 0 | 0 |  | 1 | TRUE | wye
2 | LV_2220-5_0_4_load_4 | 3 | 0.00089522 | 0.00022436 | 0 | 0 |  | 1 | TRUE | wye
3 | LV_2220-5_0_4_load_17 | 4 | 0.0018769 | 0.00047039 | 0 | 0 |  | 1 | TRUE | wye
4 | LV_2220-5_0_4_load_5 | 6 | 0.0019996 | 0.00050115 | 0 | 0 |  | 1 | TRUE | wye
5 | LV_2220-5_0_4_load_12 | 7 | 0.0011972 | 0.00030004 | 0 | 0 |  | 1 | TRUE | wye
6 | LV_2220-5_0_4_load_16 | 8 | 0.00039461 | 9.8899e-05 | 0 | 0 |  | 1 | TRUE | wye
7 | LV_2220-5_0_4_load_13 | 9 | 0.00093825 | 0.00023515 | 0 | 0 |  | 1 | TRUE | wye
8 | LV_2220-5_0_4_load_9 | 11 | 0.0014301 | 0.00035841 | 0 | 0 |  | 1 | TRUE | wye
9 | LV_2220-5_0_4_load_7 | 12 | 0.0011024 | 0.00027628 | 0 | 0 |  | 1 | TRUE | wye
10 | LV_2220-5_0_4_load_8 | 14 | 0.0019497 | 0.00048865 | 0 | 0 |  | 1 | TRUE | wye
11 | LV_2220-5_0_4_load_6 | 15 | 0.0028982 | 0.00072636 | 0 | 0 |  | 1 | TRUE | wye
12 | LV_2220-5_0_4_load_24 | 16 | 0.00055881 | 0.00014005 | 0 | 0 |  | 1 | TRUE | wye
13 | LV_2220-5_0_4_load_25 | 17 | 0.001269 | 0.00031805 | 0 | 0 |  | 1 | TRUE | wye
14 | LV_2220-5_0_4_load_11 | 19 | 0.0016787 | 0.00042072 | 0 | 0 |  | 1 | TRUE | wye
15 | LV_2220-5_0_4_load_103 | 20 | 0.0005956 | 0.00014927 | 0 | 0 |  | 1 | TRUE | wye
16 | LV_2220-5_0_4_load_104 | 21 | 0.0019781 | 0.00049576 | 0 | 0 |  | 1 | TRUE | wye
17 | LV_2220-5_0_4_load_14 | 22 | 0.00065491 | 0.00016414 | 0 | 0 |  | 1 | TRUE | wye
18 | LV_2220-5_0_4_load_19 | 23 | 0.0010117 | 0.00025354 | 0 | 0 |  | 1 | TRUE | wye
19 | LV_2220-5_0_4_load_26 | 24 | 0.0020842 | 0.00052234 | 0 | 0 |  | 1 | TRUE | wye
20 | LV_2220-5_0_4_load_27 | 25 | 0.0071006 | 0.0017796 | 0 | 0 |  | 1 | TRUE | wye
21 | LV_2220-5_0_4_load_30 | 27 | 0.0011959 | 0.00029972 | 0 | 0 |  | 1 | TRUE | wye
22 | LV_2220-5_0_4_load_61 | 28 | 0.0017536 | 0.00043949 | 0 | 0 |  | 1 | TRUE | wye
23 | LV_2220-5_0_4_load_59 | 29 | 0.00085887 | 0.00021525 | 0 | 0 |  | 1 | TRUE | wye
24 | LV_2220-5_0_4_load_31 | 30 | 0.0021197 | 0.00053125 | 0 | 0 |  | 1 | TRUE | wye
25 | LV_2220-5_0_4_load_32 | 31 | 0.0044256 | 0.0011092 | 0 | 0 |  | 1 | TRUE | wye
26 | LV_2220-5_0_4_load_35 | 34 | 0.0039765 | 0.00099661 | 0 | 0 |  | 1 | TRUE | wye
27 | LV_2220-5_0_4_load_63 | 35 | 0.00072759 | 0.00018235 | 0 | 0 |  | 1 | TRUE | wye
28 | LV_2220-5_0_4_load_133 | 36 | 0.0013412 | 0.00033614 | 0 | 0 |  | 1 | TRUE | wye
29 | LV_2220-5_0_4_load_132 | 37 | 0.0020666 | 0.00051793 | 0 | 0 |  | 1 | TRUE | wye
30 | LV_2220-5_0_4_load_64 | 38 | 0.0012778 | 0.00032025 | 0 | 0 |  | 1 | TRUE | wye
31 | LV_2220-5_0_4_load_36 | 39 | 0.0036512 | 0.00091507 | 0 | 0 |  | 1 | TRUE | wye
32 | LV_2220-5_0_4_load_37 | 40 | 0.00029056 | 7.282e-05 | 0 | 0 |  | 1 | TRUE | wye
33 | LV_2220-5_0_4_load_38 | 41 | 0.00032244 | 8.0811e-05 | 0 | 0 |  | 1 | TRUE | wye
34 | LV_2220-5_0_4_load_39 | 42 | 0.00030876 | 7.7383e-05 | 0 | 0 |  | 1 | TRUE | wye
35 | LV_2220-5_0_4_load_40 | 43 | 0.0002785 | 6.9799e-05 | 0 | 0 |  | 1 | TRUE | wye
36 | LV_2220-5_0_4_load_45 | 44 | 0.00053415 | 0.00013387 | 0 | 0 |  | 1 | TRUE | wye
37 | LV_2220-5_0_4_load_70 | 45 | 0.0014852 | 0.00037222 | 0 | 0 |  | 1 | TRUE | wye
38 | LV_2220-5_0_4_load_41 | 48 | 0.0032751 | 0.00082081 | 0 | 0 |  | 1 | TRUE | wye
39 | LV_2220-5_0_4_load_42 | 49 | 0.00142 | 0.00035589 | 0 | 0 |  | 1 | TRUE | wye
40 | LV_2220-5_0_4_load_43 | 50 | 0.0013946 | 0.00034951 | 0 | 0 |  | 1 | TRUE | wye
41 | LV_2220-5_0_4_load_44 | 51 | 0.0016901 | 0.00042358 | 0 | 0 |  | 1 | TRUE | wye
42 | LV_2220-5_0_4_load_105 | 52 | 0.0017235 | 0.00043195 | 0 | 0 |  | 1 | TRUE | wye
43 | LV_2220-5_0_4_load_111 | 53 | 0.0023646 | 0.00059263 | 0 | 0 |  | 1 | TRUE | wye
44 | LV_2220-5_0_4_load_65 | 54 | 0.0088603 | 0.0022206 | 0 | 0 |  | 1 | TRUE | wye
45 | LV_2220-5_0_4_load_66 | 55 | 0.011416 | 0.002861 | 0 | 0 |  | 1 | TRUE | wye
46 | LV_2220-5_0_4_load_46 | 56 | 0.0019675 | 0.0004931 | 0 | 0 |  | 1 | TRUE | wye
47 | LV_2220-5_0_4_load_158 | 57 | 0.0017797 | 0.00044602 | 0 | 0 |  | 1 | TRUE | wye
48 | LV_2220-5_0_4_load_151 | 58 | 0.0029999 | 0.00075184 | 0 | 0 |  | 1 | TRUE | wye
49 | LV_2220-5_0_4_load_157 | 59 | 0.0010217 | 0.00025606 | 0 | 0 |  | 1 | TRUE | wye
50 | LV_2220-5_0_4_load_47 | 61 | 0.0019313 | 0.00048402 | 0 | 0 |  | 1 | TRUE | wye
51 | LV_2220-5_0_4_load_48 | 62 | 0.0028161 | 0.00070577 | 0 | 0 |  | 1 | TRUE | wye
52 | LV_2220-5_0_4_load_50 | 64 | 0.0052055 | 0.0013046 | 0 | 0 |  | 1 | TRUE | wye
53 | LV_2220-5_0_4_load_51 | 65 | 0.0019393 | 0.00048603 | 0 | 0 |  | 1 | TRUE | wye
54 | LV_2220-5_0_4_load_52 | 66 | 0.0026258 | 0.00065808 | 0 | 0 |  | 1 | TRUE | wye
55 | LV_2220-5_0_4_load_73 | 67 | 0.004924 | 0.0012341 | 0 | 0 |  | 1 | TRUE | wye
56 | LV_2220-5_0_4_load_71 | 69 | 0.0018137 | 0.00045455 | 0 | 0 |  | 1 | TRUE | wye
57 | LV_2220-5_0_4_load_72 | 70 | 0.0030969 | 0.00077615 | 0 | 0 |  | 1 | TRUE | wye
58 | LV_2220-5_0_4_load_76 | 71 | 0.0021245 | 0.00053244 | 0 | 0 |  | 1 | TRUE | wye
59 | LV_2220-5_0_4_load_55 | 72 | 0.0038901 | 0.00097496 | 0 | 0 |  | 1 | TRUE | wye
60 | LV_2220-5_0_4_load_53 | 74 | 0.0021539 | 0.00053981 | 0 | 0 |  | 1 | TRUE | wye
61 | LV_2220-5_0_4_load_54 | 75 | 0.0019568 | 0.00049041 | 0 | 0 |  | 1 | TRUE | wye
62 | LV_2220-5_0_4_load_56 | 76 | 0.001833 | 0.0004594 | 0 | 0 |  | 1 | TRUE | wye
63 | LV_2220-5_0_4_load_60 | 77 | 0.0035745 | 0.00089586 | 0 | 0 |  | 1 | TRUE | wye
64 | LV_2220-5_0_4_load_67 | 78 | 0.0037104 | 0.00092992 | 0 | 0 |  | 1 | TRUE | wye
65 | LV_2220-5_0_4_load_68 | 79 | 0.00054735 | 0.00013718 | 0 | 0 |  | 1 | TRUE | wye
66 | LV_2220-5_0_4_load_75 | 80 | 0.0085191 | 0.0021351 | 0 | 0 |  | 1 | TRUE | wye
67 | LV_2220-5_0_4_load_74 | 81 | 0.0023197 | 0.00058138 | 0 | 0 |  | 1 | TRUE | wye
68 | LV_2220-5_0_4_load_164 | 82 | 0.0022582 | 0.00056595 | 0 | 0 |  | 1 | TRUE | wye
69 | LV_2220-5_0_4_load_77 | 83 | 0.0015042 | 0.00037698 | 0 | 0 |  | 1 | TRUE | wye
70 | LV_2220-5_0_4_load_78 | 84 | 0.0010745 | 0.00026928 | 0 | 0 |  | 1 | TRUE | wye
71 | LV_2220-5_0_4_load_79 | 85 | 0.0010571 | 0.00026494 | 0 | 0 |  | 1 | TRUE | wye
72 | LV_2220-5_0_4_load_81 | 87 | 0.0015497 | 0.0003884 | 0 | 0 |  | 1 | TRUE | wye
73 | LV_2220-5_0_4_load_96 | 88 | 0.0010675 | 0.00026755 | 0 | 0 |  | 1 | TRUE | wye
74 | LV_2220-5_0_4_load_93 | 89 | 0.0055873 | 0.0014003 | 0 | 0 |  | 1 | TRUE | wye
75 | LV_2220-5_0_4_load_112 | 90 | 0.00103 | 0.00025814 | 0 | 0 |  | 1 | TRUE | wye
76 | LV_2220-5_0_4_load_94 | 91 | 0.0018845 | 0.0004723 | 0 | 0 |  | 1 | TRUE | wye
77 | LV_2220-5_0_4_load_82 | 92 | 0.0028109 | 0.00070449 | 0 | 0 |  | 1 | TRUE | wye
78 | LV_2220-5_0_4_load_83 | 93 | 0.0047412 | 0.0011882 | 0 | 0 |  | 1 | TRUE | wye
79 | LV_2220-5_0_4_load_84 | 94 | 0.01056 | 0.0026465 | 0 | 0 |  | 1 | TRUE | wye
80 | LV_2220-5_0_4_load_85 | 95 | 0.0014017 | 0.00035131 | 0 | 0 |  | 1 | TRUE | wye
81 | LV_2220-5_0_4_load_86 | 96 | 0.0017711 | 0.00044389 | 0 | 0 |  | 1 | TRUE | wye
82 | LV_2220-5_0_4_load_110 | 97 | 0.0016808 | 0.00042125 | 0 | 0 |  | 1 | TRUE | wye
83 | LV_2220-5_0_4_load_91 | 98 | 0.0014147 | 0.00035456 | 0 | 0 |  | 1 | TRUE | wye
84 | LV_2220-5_0_4_load_87 | 99 | 0.0020107 | 0.00050394 | 0 | 0 |  | 1 | TRUE | wye
85 | LV_2220-5_0_4_load_88 | 100 | 0.0049679 | 0.0012451 | 0 | 0 |  | 1 | TRUE | wye
86 | LV_2220-5_0_4_load_90 | 102 | 0.0038918 | 0.00097538 | 0 | 0 |  | 1 | TRUE | wye
87 | LV_2220-5_0_4_load_109 | 104 | 0.0044692 | 0.0011201 | 0 | 0 |  | 1 | TRUE | wye
88 | LV_2220-5_0_4_load_140 | 107 | 0.0015334 | 0.00038431 | 0 | 0 |  | 1 | TRUE | wye
89 | LV_2220-5_0_4_load_144 | 108 | 0.0017342 | 0.00043463 | 0 | 0 |  | 1 | TRUE | wye
90 | LV_2220-5_0_4_load_95 | 109 | 0.0014854 | 0.00037227 | 0 | 0 |  | 1 | TRUE | wye
91 | LV_2220-5_0_4_load_108 | 110 | 0.0023763 | 0.00059556 | 0 | 0 |  | 1 | TRUE | wye
92 | LV_2220-5_0_4_load_97 | 111 | 0.0033244 | 0.00083318 | 0 | 0 |  | 1 | TRUE | wye
93 | LV_2220-5_0_4_load_98 | 112 | 0.0019182 | 0.00048074 | 0 | 0 |  | 1 | TRUE | wye
94 | LV_2220-5_0_4_load_100 | 114 | 0.0036389 | 0.00091198 | 0 | 0 |  | 1 | TRUE | wye
95 | LV_2220-5_0_4_load_101 | 115 | 0.0031058 | 0.00077839 | 0 | 0 |  | 1 | TRUE | wye
96 | LV_2220-5_0_4_load_107 | 116 | 0.002772 | 0.00069473 | 0 | 0 |  | 1 | TRUE | wye
97 | LV_2220-5_0_4_load_106 | 117 | 0.0016752 | 0.00041985 | 0 | 0 |  | 1 | TRUE | wye
98 | LV_2220-5_0_4_load_113 | 118 | 0.0037255 | 0.00093369 | 0 | 0 |  | 1 | TRUE | wye
99 | LV_2220-5_0_4_load_114 | 119 | 0.0025756 | 0.0006455 | 0 | 0 |  | 1 | TRUE | wye
100 | LV_2220-5_0_4_load_115 | 120 | 0.0023401 | 0.00058648 | 0 | 0 |  | 1 | TRUE | wye
101 | LV_2220-5_0_4_load_116 | 121 | 0.0024576 | 0.00061593 | 0 | 0 |  | 1 | TRUE | wye
102 | LV_2220-5_0_4_load_117 | 122 | 0.003699 | 0.00092706 | 0 | 0 |  | 1 | TRUE | wye
103 | LV_2220-5_0_4_load_126 | 123 | 0.0024569 | 0.00061576 | 0 | 0 |  | 1 | TRUE | wye
104 | LV_2220-5_0_4_load_118 | 124 | 0.0050496 | 0.0012655 | 0 | 0 |  | 1 | TRUE | wye
105 | LV_2220-5_0_4_load_156 | 125 | 0.0032076 | 0.00080391 | 0 | 0 |  | 1 | TRUE | wye
106 | LV_2220-5_0_4_load_120 | 127 | 0.005757 | 0.0014428 | 0 | 0 |  | 1 | TRUE | wye
107 | LV_2220-5_0_4_load_121 | 128 | 0.0051606 | 0.0012934 | 0 | 0 |  | 1 | TRUE | wye
108 | LV_2220-5_0_4_load_135 | 129 | 0.0028899 | 0.00072429 | 0 | 0 |  | 1 | TRUE | wye
109 | LV_2220-5_0_4_load_143 | 130 | 0.0032109 | 0.00080472 | 0 | 0 |  | 1 | TRUE | wye
110 | LV_2220-5_0_4_load_142 | 132 | 0.00035108 | 8.7989e-05 | 0 | 0 |  | 1 | TRUE | wye
111 | LV_2220-5_0_4_load_122 | 133 | 0.0012057 | 0.00030218 | 0 | 0 |  | 1 | TRUE | wye
112 | LV_2220-5_0_4_load_124 | 135 | 0.00089293 | 0.00022379 | 0 | 0 |  | 1 | TRUE | wye
113 | LV_2220-5_0_4_load_127 | 138 | 0.0029203 | 0.00073189 | 0 | 0 |  | 1 | TRUE | wye
114 | LV_2220-5_0_4_load_129 | 140 | 0.0023732 | 0.00059479 | 0 | 0 |  | 1 | TRUE | wye
115 | LV_2220-5_0_4_load_149 | 141 | 0.0014764 | 0.00037002 | 0 | 0 |  | 1 | TRUE | wye
116 | LV_2220-5_0_4_load_150 | 143 | 0.004843 | 0.0012138 | 0 | 0 |  | 1 | TRUE | wye
117 | LV_2220-5_0_4_load_148 | 144 | 0.00061603 | 0.00015439 | 0 | 0 |  | 1 | TRUE | wye
118 | LV_2220-5_0_4_load_153 | 145 | 0.00070072 | 0.00017562 | 0 | 0 |  | 1 | TRUE | wye
119 | LV_2220-5_0_4_load_138 | 146 | 0.003076 | 0.00077091 | 0 | 0 |  | 1 | TRUE | wye
120 | LV_2220-5_0_4_load_147 | 147 | 0.0012265 | 0.00030739 | 0 | 0 |  | 1 | TRUE | wye
121 | LV_2220-5_0_4_load_146 | 148 | 0.00076112 | 0.00019075 | 0 | 0 |  | 1 | TRUE | wye
122 | LV_2220-5_0_4_load_139 | 149 | 0.001108 | 0.00027769 | 0 | 0 |  | 1 | TRUE | wye
123 | LV_2220-5_0_4_load_141 | 150 | 0.00047823 | 0.00011986 | 0 | 0 |  | 1 | TRUE | wye
124 | LV_2220-5_0_4_load_145 | 151 | 0.0017079 | 0.00042803 | 0 | 0 |  | 1 | TRUE | wye
125 | LV_2220-5_0_4_load_152 | 152 | 0.0006069 | 0.0001521 | 0 | 0 |  | 1 | TRUE | wye
126 | LV_2220-5_0_4_load_155 | 154 | 0.00093028 | 0.00023315 | 0 | 0 |  | 1 | TRUE | wye

## ext_grid
| name | bus | vm_pu | va_degree | slack_weight | in_service
0 |  | 36 | 1 | 0 | 1 | TRUE

## line
| name | std_type | from_bus | to_bus | length_km | r_ohm_per_km | x_ohm_per_km | c_nf_per_km | g_us_per_km | max_i_ka | df | parallel | type | in_service
0 | LV_2220-5_0_4_line_0 |  | 0 | 1 | 0.028535 | 0.125 | 0.08 | 261 | 0 | 0.364 | 1 | 1 | cs | TRUE
1 | LV_2220-5_0_4_line_1 |  | 0 | 2 | 0.024065 | 0.125 | 0.08 | 261 | 0 | 0.364 | 1 | 1 | cs | TRUE
2 | LV_2220-5_0_4_line_2 |  | 0 | 3 | 0.10914 | 0.125 | 0.08 | 261 | 0 | 0.364 | 1 | 1 | cs | TRUE
3 | LV_2220-5_0_4_line_3 |  | 1 | 4 | 0.054564 | 0.125 | 0.08 | 261 | 0 | 0.364 | 1 | 1 | cs | TRUE
4 | LV_2220-5_0_4_line_4 |  | 2 | 5 | 0.045536 | 0.125 | 0.08 | 261 | 0 | 0.364 | 1 | 1 | cs | TRUE
5 | LV_2220-5_0_4_line_5 |  | 3 | 6 | 0.1282 | 0.125 | 0.08 | 261 | 0 | 0.364 | 1 | 1 | cs | TRUE
6 | LV_2220-5_0_4_line_6 |  | 4 | 10 | 0.021062 | 0.125 | 0.08 | 261 | 0 | 0.364 | 1 | 1 | cs | TRUE
7 | LV_2220-5_0_4_line_7 |  | 5 | 11 | 0.028739 | 0.125 | 0.08 | 261 | 0 | 0.364 | 1 | 1 | cs | TRUE
8 | LV_2220-5_0_4_line_8 |  | 5 | 12 | 0.008668 | 0.125 | 0.08 | 261 | 0 | 0.364 | 1 | 1 | cs | TRUE
9 | LV_2220-5_0_4_line_9 |  | 6 | 15 | 0.025627 | 0.125 | 0.08 | 261 | 0 | 0.364 | 1 | 1 | cs | TRUE
10 | LV_2220-5_0_4_line_10 |  | 7 | 8 | 0.085039 | 0.125 | 0.08 | 261 | 0 | 0.364 | 1 | 1 | cs | TRUE
11 | LV_2220-5_0_4_line_11 |  | 7 | 9 | 0.19878 | 0.125 | 0.08 | 261 | 0 | 0.364 | 1 | 1 | cs | TRUE
12 | LV_2220-5_0_4_line_12 |  | 8 | 10 | 0.012078 | 0.125 | 0.08 | 261 | 0 | 0.364 | 1 | 1 | cs | TRUE
13 | LV_2220-5_0_4_line_13 |  | 9 | 22 | 0.037788 | 0.125 | 0.08 | 261 | 0 | 0.364 | 1 | 1 | cs | TRUE
14 | LV_2220-5_0_4_line_14 |  | 11 | 13 | 0.01756 | 0.125 | 0.08 | 261 | 0 | 0.364 | 1 | 1 | cs | TRUE
15 | LV_2220-5_0_4_line_15 |  | 12 | 14 | 0.055959 | 0.125 | 0.08 | 261 | 0 | 0.364 | 1 | 1 | cs | TRUE
16 | LV_2220-5_0_4_line_16 |  | 13 | 19 | 0.081573 | 0.125 | 0.08 | 261 | 0 | 0.364 | 1 | 1 | cs | TRUE
17 | LV_2220-5_0_4_line_17 |  | 15 | 16 | 0.13449 | 0.125 | 0.08 | 261 | 0 | 0.364 | 1 | 1 | cs | TRUE
18 | LV_2220-5_0_4_line_18 |  | 16 | 17 | 0.012055 | 0.125 | 0.08 | 261 | 0 | 0.364 | 1 | 1 | cs | TRUE
19 | LV_2220-5_0_4_line_19 |  | 16 | 18 | 0.073239 | 0.125 | 0.08 | 261 | 0 | 0.364 | 1 | 1 | cs | TRUE
20 | LV_2220-5_0_4_line_20 |  | 18 | 24 | 0.0054272 | 0.125 | 0.08 | 261 | 0 | 0.364 | 1 | 1 | cs | TRUE
21 | LV_2220-5_0_4_line_21 |  | 18 | 23 | 0.026032 | 0.125 | 0.08 | 261 | 0 | 0.364 | 1 | 1 | cs | TRUE
22 | LV_2220-5_0_4_line_22 |  | 19 | 20 | 0.017619 | 0.125 | 0.08 | 261 | 0 | 0.364 | 1 | 1 | cs | TRUE
23 | LV_2220-5_0_4_line_23 |  | 20 | 21 | 0.0297 | 0.125 | 0.08 | 261 | 0 | 0.364 | 1 | 1 | cs | TRUE
24 | LV_2220-5_0_4_line_24 |  | 21 | 109 | 0.0018054 | 0.125 | 0.08 | 261 | 0 | 0.364 | 1 | 1 | cs | TRUE
25 | LV_2220-5_0_4_line_25 |  | 25 | 26 | 0.015567 | 0.125 | 0.08 | 261 | 0 | 0.364 | 1 | 1 | cs | TRUE
26 | LV_2220-5_0_4_line_26 |  | 26 | 27 | 0.079366 | 0.125 | 0.08 | 261 | 0 | 0.364 | 1 | 1 | cs | TRUE
27 | LV_2220-5_0_4_line_27 |  | 27 | 28 | 0.02367 | 0.125 | 0.08 | 261 | 0 | 0.364 | 1 | 1 | cs | TRUE
28 | LV_2220-5_0_4_line_28 |  | 28 | 29 | 0.034413 | 0.125 | 0.08 | 261 | 0 | 0.364 | 1 | 1 | cs | TRUE
29 | LV_2220-5_0_4_line_29 |  | 29 | 77 | 0.017846 | 0.125 | 0.08 | 261 | 0 | 0.364 | 1 | 1 | cs | TRUE
30 | LV_2220-5_0_4_line_30 |  | 30 | 31 | 0.074966 | 0.125 | 0.08 | 261 | 0 | 0.364 | 1 | 2 | cs | TRUE
31 | LV_2220-5_0_4_line_31 |  | 30 | 32 | 0.063914 | 0.125 | 0.08 | 261 | 0 | 0.364 | 1 | 2 | cs | TRUE
32 | LV_2220-5_0_4_line_32 |  | 31 | 33 | 0.014855 | 0.125 | 0.08 | 261 | 0 | 0.364 | 1 | 2 | cs | TRUE
33 | LV_2220-5_0_4_line_33 |  | 32 | 34 | 0.022883 | 0.125 | 0.08 | 261 | 0 | 0.364 | 1 | 1 | cs | TRUE
34 | LV_2220-5_0_4_line_34 |  | 32 | 35 | 0.14291 | 0.125 | 0.08 | 261 | 0 | 0.364 | 1 | 2 | cs | TRUE
35 | LV_2220-5_0_4_line_35 |  | 33 | 36 | 0.084778 | 0.125 | 0.08 | 261 | 0 | 0.364 | 1 | 2 | cs | TRUE
36 | LV_2220-5_0_4_line_36 |  | 35 | 38 | 0.0035559 | 0.125 | 0.08 | 261 | 0 | 0.364 | 1 | 2 | cs | TRUE
37 | LV_2220-5_0_4_line_37 |  | 36 | 37 | 0.031309 | 0.125 | 0.08 | 261 | 0 | 0.364 | 1 | 2 | cs | TRUE
38 | LV_2220-5_0_4_line_38 |  | 37 | 103 | 0.037767 | 0.125 | 0.08 | 261 | 0 | 0.364 | 1 | 2 | cs | TRUE
39 | LV_2220-5_0_4_line_39 |  | 38 | 43 | 0.033594 | 0.125 | 0.08 | 261 | 0 | 0.364 | 1 | 2 | cs | TRUE
40 | LV_2220-5_0_4_line_40 |  | 39 | 40 | 0.023412 | 0.125 | 0.08 | 261 | 0 | 0.364 | 1 | 1 | cs | TRUE
41 | LV_2220-5_0_4_line_41 |  | 39 | 41 | 0.00099324 | 0.125 | 0.08 | 261 | 0 | 0.364 | 1 | 1 | cs | TRUE
42 | LV_2220-5_0_4_line_42 |  | 40 | 42 | 0.023428 | 0.125 | 0.08 | 261 | 0 | 0.364 | 1 | 1 | cs | TRUE
43 | LV_2220-5_0_4_line_43 |  | 41 | 43 | 0.0077372 | 0.125 | 0.08 | 261 | 0 | 0.364 | 1 | 1 | cs | TRUE
44 | LV_2220-5_0_4_line_44 |  | 42 | 44 | 0.018711 | 0.125 | 0.08 | 261 | 0 | 0.364 | 1 | 1 | cs | TRUE
45 | LV_2220-5_0_4_line_45 |  | 43 | 45 | 0.034646 | 0.125 | 0.08 | 261 | 0 | 0.364 | 1 | 2 | cs | TRUE
46 | LV_2220-5_0_4_line_46 |  | 44 | 46 | 0.0086485 | 0.125 | 0.08 | 261 | 0 | 0.364 | 1 | 1 | cs | TRUE
47 | LV_2220-5_0_4_line_47 |  | 45 | 47 | 0.013096 | 0.125 | 0.08 | 261 | 0 | 0.364 | 1 | 1 | cs | TRUE
48 | LV_2220-5_0_4_line_48 |  | 46 | 54 | 0.016877 | 0.125 | 0.08 | 261 | 0 | 0.364 | 1 | 1 | cs | TRUE
49 | LV_2220-5_0_4_line_49 |  | 46 | 55 | 0.021783 | 0.125 | 0.08 | 261 | 0 | 0.364 | 1 | 1 | cs | TRUE
50 | LV_2220-5_0_4_line_50 |  | 47 | 64 | 0.061399 | 0.125 | 0.08 | 261 | 0 | 0.364 | 1 | 1 | cs | TRUE
51 | LV_2220-5_0_4_line_51 |  | 48 | 49 | 0.054458 | 0.125 | 0.08 | 261 | 0 | 0.364 | 1 | 1 | cs | TRUE
52 | LV_2220-5_0_4_line_52 |  | 48 | 50 | 0.19703 | 0.125 | 0.08 | 261 | 0 | 0.364 | 1 | 1 | cs | TRUE
53 | LV_2220-5_0_4_line_53 |  | 50 | 51 | 0.029195 | 0.125 | 0.08 | 261 | 0 | 0.364 | 1 | 1 | cs | TRUE
54 | LV_2220-5_0_4_line_54 |  | 51 | 52 | 0.013827 | 0.125 | 0.08 | 261 | 0 | 0.364 | 1 | 1 | cs | TRUE
55 | LV_2220-5_0_4_line_55 |  | 52 | 53 | 0.076567 | 0.125 | 0.08 | 261 | 0 | 0.364 | 1 | 1 | cs | TRUE
56 | LV_2220-5_0_4_line_56 |  | 53 | 106 | 0.032171 | 0.125 | 0.08 | 261 | 0 | 0.364 | 1 | 1 | cs | TRUE
57 | LV_2220-5_0_4_line_57 |  | 56 | 57 | 0.14633 | 0.125 | 0.08 | 261 | 0 | 0.364 | 1 | 1 | cs | TRUE
58 | LV_2220-5_0_4_line_58 |  | 57 | 58 | 0.049945 | 0.125 | 0.08 | 261 | 0 | 0.364 | 1 | 1 | cs | TRUE
59 | LV_2220-5_0_4_line_59 |  | 57 | 59 | 0.029115 | 0.125 | 0.08 | 261 | 0 | 0.364 | 1 | 1 | cs | TRUE
60 | LV_2220-5_0_4_line_60 |  | 58 | 60 | 0.029341 | 0.125 | 0.08 | 261 | 0 | 0.364 | 1 | 1 | cs | TRUE
61 | LV_2220-5_0_4_line_61 |  | 59 | 136 | 0.045181 | 0.125 | 0.08 | 261 | 0 | 0.364 | 1 | 1 | cs | TRUE
62 | LV_2220-5_0_4_line_62 |  | 60 | 147 | 0.010188 | 0.125 | 0.08 | 261 | 0 | 0.364 | 1 | 1 | cs | TRUE
63 | LV_2220-5_0_4_line_63 |  | 60 | 131 | 0.044247 | 0.125 | 0.08 | 261 | 0 | 0.364 | 1 | 1 | cs | TRUE
64 | LV_2220-5_0_4_line_64 |  | 61 | 62 | 0.0148 | 0.125 | 0.08 | 261 | 0 | 0.364 | 1 | 1 | cs | TRUE
65 | LV_2220-5_0_4_line_65 |  | 61 | 63 | 0.035703 | 0.125 | 0.08 | 261 | 0 | 0.364 | 1 | 1 | cs | TRUE
66 | LV_2220-5_0_4_line_66 |  | 62 | 64 | 0.010276 | 0.125 | 0.08 | 261 | 0 | 0.364 | 1 | 1 | cs | TRUE
67 | LV_2220-5_0_4_line_67 |  | 63 | 65 | 0.020083 | 0.125 | 0.08 | 261 | 0 | 0.364 | 1 | 1 | cs | TRUE
68 | LV_2220-5_0_4_line_68 |  | 63 | 66 | 0.018799 | 0.125 | 0.08 | 261 | 0 | 0.364 | 1 | 1 | cs | TRUE
69 | LV_2220-5_0_4_line_69 |  | 64 | 67 | 0.015379 | 0.125 | 0.08 | 261 | 0 | 0.364 | 1 | 1 | cs | TRUE
70 | LV_2220-5_0_4_line_70 |  | 65 | 68 | 0.012343 | 0.125 | 0.08 | 261 | 0 | 0.364 | 1 | 1 | cs | TRUE
71 | LV_2220-5_0_4_line_71 |  | 66 | 69 | 0.0016586 | 0.125 | 0.08 | 261 | 0 | 0.364 | 1 | 1 | cs | TRUE
72 | LV_2220-5_0_4_line_72 |  | 67 | 70 | 0.0035752 | 0.125 | 0.08 | 261 | 0 | 0.364 | 1 | 1 | cs | TRUE
73 | LV_2220-5_0_4_line_73 |  | 68 | 71 | 0.0076142 | 0.125 | 0.08 | 261 | 0 | 0.364 | 1 | 1 | cs | TRUE
74 | LV_2220-5_0_4_line_74 |  | 68 | 72 | 0.017406 | 0.125 | 0.08 | 261 | 0 | 0.364 | 1 | 1 | cs | TRUE
75 | LV_2220-5_0_4_line_75 |  | 69 | 73 | 0.017861 | 0.125 | 0.08 | 261 | 0 | 0.364 | 1 | 1 | cs | TRUE
76 | LV_2220-5_0_4_line_76 |  | 70 | 81 | 0.031393 | 0.125 | 0.08 | 261 | 0 | 0.364 | 1 | 1 | cs | TRUE
77 | LV_2220-5_0_4_line_77 |  | 72 | 74 | 0.0033368 | 0.125 | 0.08 | 261 | 0 | 0.364 | 1 | 1 | cs | TRUE
78 | LV_2220-5_0_4_line_78 |  | 73 | 77 | 0.03462 | 0.125 | 0.08 | 261 | 0 | 0.364 | 1 | 1 | cs | TRUE
79 | LV_2220-5_0_4_line_79 |  | 74 | 75 | 0.02918 | 0.125 | 0.08 | 261 | 0 | 0.364 | 1 | 1 | cs | TRUE
80 | LV_2220-5_0_4_line_80 |  | 75 | 76 | 0.037069 | 0.125 | 0.08 | 261 | 0 | 0.364 | 1 | 1 | cs | TRUE
81 | LV_2220-5_0_4_line_81 |  | 78 | 79 | 0.015883 | 0.125 | 0.08 | 261 | 0 | 0.364 | 1 | 1 | cs | TRUE
82 | LV_2220-5_0_4_line_82 |  | 78 | 80 | 0.036346 | 0.125 | 0.08 | 261 | 0 | 0.364 | 1 | 1 | cs | TRUE
83 | LV_2220-5_0_4_line_83 |  | 79 | 81 | 0.030384 | 0.125 | 0.08 | 261 | 0 | 0.364 | 1 | 1 | cs | TRUE
84 | LV_2220-5_0_4_line_84 |  | 80 | 82 | 0.11782 | 0.125 | 0.08 | 261 | 0 | 0.364 | 1 | 1 | cs | TRUE
85 | LV_2220-5_0_4_line_85 |  | 83 | 84 | 0.006037 | 0.125 | 0.08 | 261 | 0 | 0.364 | 1 | 1 | cs | TRUE
86 | LV_2220-5_0_4_line_86 |  | 83 | 85 | 0.015624 | 0.125 | 0.08 | 261 | 0 | 0.364 | 1 | 1 | cs | TRUE
87 | LV_2220-5_0_4_line_87 |  | 84 | 86 | 0.013353 | 0.125 | 0.08 | 261 | 0 | 0.364 | 1 | 1 | cs | TRUE
88 | LV_2220-5_0_4_line_88 |  | 85 | 87 | 0.052349 | 0.125 | 0.08 | 261 | 0 | 0.364 | 1 | 1 | cs | TRUE
89 | LV_2220-5_0_4_line_89 |  | 86 | 88 | 0.021473 | 0.125 | 0.08 | 261 | 0 | 0.364 | 1 | 1 | cs | TRUE
90 | LV_2220-5_0_4_line_90 |  | 86 | 89 | 0.0087075 | 0.125 | 0.08 | 261 | 0 | 0.364 | 1 | 1 | cs | TRUE
91 | LV_2220-5_0_4_line_91 |  | 88 | 90 | 0.011262 | 0.125 | 0.08 | 261 | 0 | 0.364 | 1 | 1 | cs | TRUE
92 | LV_2220-5_0_4_line_92 |  | 89 | 91 | 0.036503 | 0.125 | 0.08 | 261 | 0 | 0.364 | 1 | 1 | cs | TRUE
93 | LV_2220-5_0_4_line_93 |  | 90 | 110 | 0.01149 | 0.125 | 0.08 | 261 | 0 | 0.364 | 1 | 1 | cs | TRUE
94 | LV_2220-5_0_4_line_94 |  | 91 | 109 | 0.016214 | 0.125 | 0.08 | 261 | 0 | 0.364 | 1 | 1 | cs | TRUE
95 | LV_2220-5_0_4_line_95 |  | 92 | 93 | 0.033236 | 0.125 | 0.08 | 261 | 0 | 0.364 | 1 | 1 | cs | TRUE
96 | LV_2220-5_0_4_line_96 |  | 92 | 94 | 0.020533 | 0.125 | 0.08 | 261 | 0 | 0.364 | 1 | 1 | cs | TRUE
97 | LV_2220-5_0_4_line_97 |  | 93 | 95 | 0.016273 | 0.125 | 0.08 | 261 | 0 | 0.364 | 1 | 1 | cs | TRUE
98 | LV_2220-5_0_4_line_98 |  | 94 | 96 | 0.049826 | 0.125 | 0.08 | 261 | 0 | 0.364 | 1 | 1 | cs | TRUE
99 | LV_2220-5_0_4_line_99 |  | 95 | 97 | 0.0065592 | 0.125 | 0.08 | 261 | 0 | 0.364 | 1 | 1 | cs | TRUE
100 | LV_2220-5_0_4_line_100 |  | 97 | 98 | 0.0065244 | 0.125 | 0.08 | 261 | 0 | 0.364 | 1 | 1 | cs | TRUE
101 | LV_2220-5_0_4_line_101 |  | 98 | 101 | 0.044225 | 0.125 | 0.08 | 261 | 0 | 0.364 | 1 | 1 | cs | TRUE
102 | LV_2220-5_0_4_line_102 |  | 99 | 100 | 0.028489 | 0.125 | 0.08 | 261 | 0 | 0.364 | 1 | 2 | cs | TRUE
103 | LV_2220-5_0_4_line_103 |  | 99 | 101 | 0.001546 | 0.125 | 0.08 | 261 | 0 | 0.364 | 1 | 2 | cs | TRUE
104 | LV_2220-5_0_4_line_104 |  | 100 | 102 | 0.0038544 | 0.125 | 0.08 | 261 | 0 | 0.364 | 1 | 2 | cs | TRUE
105 | LV_2220-5_0_4_line_105 |  | 101 | 103 | 0.018142 | 0.125 | 0.08 | 261 | 0 | 0.364 | 1 | 2 | cs | TRUE
106 | LV_2220-5_0_4_line_106 |  | 102 | 104 | 0.035514 | 0.125 | 0.08 | 261 | 0 | 0.364 | 1 | 2 | cs | TRUE
107 | LV_2220-5_0_4_line_107 |  | 103 | 105 | 0.040641 | 0.125 | 0.08 | 261 | 0 | 0.364 | 1 | 1 | cs | TRUE
108 | LV_2220-5_0_4_line_108 |  | 104 | 106 | 0.030128 | 0.125 | 0.08 | 261 | 0 | 0.364 | 1 | 1 | cs | TRUE
109 | LV_2220-5_0_4_line_109 |  | 105 | 107 | 0.016663 | 0.125 | 0.08 | 261 | 0 | 0.364 | 1 | 1 | cs | TRUE
110 | LV_2220-5_0_4_line_110 |  | 105 | 108 | 0.032537 | 0.125 | 0.08 | 261 | 0 | 0.364 | 1 | 1 | cs | TRUE
111 | LV_2220-5_0_4_line_111 |  | 106 | 113 | 0.006616 | 0.125 | 0.08 | 261 | 0 | 0.364 | 1 | 1 | cs | TRUE
112 | LV_2220-5_0_4_line_112 |  | 107 | 146 | 0.00026758 | 0.125 | 0.08 | 261 | 0 | 0.364 | 1 | 1 | cs | TRUE
113 | LV_2220-5_0_4_line_113 |  | 108 | 132 | 0.024847 | 0.125 | 0.08 | 261 | 0 | 0.364 | 1 | 1 | cs | TRUE
114 | LV_2220-5_0_4_line_114 |  | 110 | 116 | 0.027898 | 0.125 | 0.08 | 261 | 0 | 0.364 | 1 | 1 | cs | TRUE
115 | LV_2220-5_0_4_line_115 |  | 111 | 112 | 0.040695 | 0.125 | 0.08 | 261 | 0 | 0.364 | 1 | 1 | cs | TRUE
116 | LV_2220-5_0_4_line_116 |  | 111 | 113 | 0.018498 | 0.125 | 0.08 | 261 | 0 | 0.364 | 1 | 1 | cs | TRUE
117 | LV_2220-5_0_4_line_117 |  | 112 | 114 | 0.018321 | 0.125 | 0.08 | 261 | 0 | 0.364 | 1 | 1 | cs | TRUE
118 | LV_2220-5_0_4_line_118 |  | 113 | 115 | 0.021771 | 0.125 | 0.08 | 261 | 0 | 0.364 | 1 | 1 | cs | TRUE
119 | LV_2220-5_0_4_line_119 |  | 114 | 116 | 0.0072079 | 0.125 | 0.08 | 261 | 0 | 0.364 | 1 | 1 | cs | TRUE
120 | LV_2220-5_0_4_line_120 |  | 115 | 117 | 0.02491 | 0.125 | 0.08 | 261 | 0 | 0.364 | 1 | 1 | cs | TRUE
121 | LV_2220-5_0_4_line_121 |  | 118 | 119 | 0.033443 | 0.125 | 0.08 | 261 | 0 | 0.364 | 1 | 1 | cs | TRUE
122 | LV_2220-5_0_4_line_122 |  | 118 | 120 | 0.031578 | 0.125 | 0.08 | 261 | 0 | 0.364 | 1 | 1 | cs | TRUE
123 | LV_2220-5_0_4_line_123 |  | 119 | 121 | 0.03109 | 0.125 | 0.08 | 261 | 0 | 0.364 | 1 | 1 | cs | TRUE
124 | LV_2220-5_0_4_line_124 |  | 120 | 122 | 0.034016 | 0.125 | 0.08 | 261 | 0 | 0.364 | 1 | 1 | cs | TRUE
125 | LV_2220-5_0_4_line_125 |  | 121 | 123 | 0.0010982 | 0.125 | 0.08 | 261 | 0 | 0.364 | 1 | 1 | cs | TRUE
126 | LV_2220-5_0_4_line_126 |  | 122 | 124 | 0.024262 | 0.125 | 0.08 | 261 | 0 | 0.364 | 1 | 1 | cs | TRUE
127 | LV_2220-5_0_4_line_127 |  | 123 | 125 | 0.037111 | 0.125 | 0.08 | 261 | 0 | 0.364 | 1 | 1 | cs | TRUE
128 | LV_2220-5_0_4_line_128 |  | 124 | 126 | 0.0088666 | 0.125 | 0.08 | 261 | 0 | 0.364 | 1 | 1 | cs | TRUE
129 | LV_2220-5_0_4_line_129 |  | 125 | 137 | 0.078313 | 0.125 | 0.08 | 261 | 0 | 0.364 | 1 | 1 | cs | TRUE
130 | LV_2220-5_0_4_line_130 |  | 126 | 127 | 0.042033 | 0.125 | 0.08 | 261 | 0 | 0.364 | 1 | 1 | cs | TRUE
131 | LV_2220-5_0_4_line_131 |  | 126 | 128 | 0.026778 | 0.125 | 0.08 | 261 | 0 | 0.364 | 1 | 1 | cs | TRUE
132 | LV_2220-5_0_4_line_132 |  | 127 | 129 | 0.038236 | 0.125 | 0.08 | 261 | 0 | 0.364 | 1 | 1 | cs | TRUE
133 | LV_2220-5_0_4_line_133 |  | 128 | 130 | 0.0027259 | 0.125 | 0.08 | 261 | 0 | 0.364 | 1 | 1 | cs | TRUE
134 | LV_2220-5_0_4_line_134 |  | 129 | 131 | 0.054647 | 0.125 | 0.08 | 261 | 0 | 0.364 | 1 | 1 | cs | TRUE
135 | LV_2220-5_0_4_line_135 |  | 130 | 132 | 0.052282 | 0.125 | 0.08 | 261 | 0 | 0.364 | 1 | 1 | cs | TRUE
136 | LV_2220-5_0_4_line_136 |  | 133 | 134 | 0.014941 | 0.125 | 0.08 | 261 | 0 | 0.364 | 1 | 1 | cs | TRUE
137 | LV_2220-5_0_4_line_137 |  | 133 | 135 | 0.041146 | 0.125 | 0.08 | 261 | 0 | 0.364 | 1 | 1 | cs | TRUE
138 | LV_2220-5_0_4_line_138 |  | 134 | 136 | 0.049219 | 0.125 | 0.08 | 261 | 0 | 0.364 | 1 | 1 | cs | TRUE
139 | LV_2220-5_0_4_line_139 |  | 137 | 141 | 0.020279 | 0.125 | 0.08 | 261 | 0 | 0.364 | 1 | 1 | cs | TRUE
140 | LV_2220-5_0_4_line_140 |  | 137 | 139 | 0.007604 | 0.125 | 0.08 | 261 | 0 | 0.364 | 1 | 1 | cs | TRUE
141 | LV_2220-5_0_4_line_141 |  | 138 | 139 | 0.043912 | 0.125 | 0.08 | 261 | 0 | 0.364 | 1 | 1 | cs | TRUE
142 | LV_2220-5_0_4_line_142 |  | 138 | 140 | 0.016342 | 0.125 | 0.08 | 261 | 0 | 0.364 | 1 | 1 | cs | TRUE
143 | LV_2220-5_0_4_line_143 |  | 141 | 144 | 0.015408 | 0.125 | 0.08 | 261 | 0 | 0.364 | 1 | 1 | cs | TRUE
144 | LV_2220-5_0_4_line_144 |  | 142 | 143 | 0.017374 | 0.125 | 0.08 | 261 | 0 | 0.364 | 1 | 1 | cs | TRUE
145 | LV_2220-5_0_4_line_145 |  | 142 | 144 | 0.021613 | 0.125 | 0.08 | 261 | 0 | 0.364 | 1 | 1 | cs | TRUE
146 | LV_2220-5_0_4_line_146 |  | 143 | 145 | 0.026329 | 0.125 | 0.08 | 261 | 0 | 0.364 | 1 | 1 | cs | TRUE
147 | LV_2220-5_0_4_line_147 |  | 145 | 152 | 0.017781 | 0.125 | 0.08 | 261 | 0 | 0.364 | 1 | 1 | cs | TRUE
148 | LV_2220-5_0_4_line_148 |  | 146 | 149 | 0.018038 | 0.125 | 0.08 | 261 | 0 | 0.364 | 1 | 1 | cs | TRUE
149 | LV_2220-5_0_4_line_149 |  | 147 | 148 | 0.022459 | 0.125 | 0.08 | 261 | 0 | 0.364 | 1 | 1 | cs | TRUE
150 | LV_2220-5_0_4_line_150 |  | 148 | 151 | 0.016091 | 0.125 | 0.08 | 261 | 0 | 0.364 | 1 | 1 | cs | TRUE
151 | LV_2220-5_0_4_line_151 |  | 149 | 150 | 0.034842 | 0.125 | 0.08 | 261 | 0 | 0.364 | 1 | 1 | cs | TRUE
152 | LV_2220-5_0_4_line_152 |  | 152 | 153 | 0.004231 | 0.125 | 0.08 | 261 | 0 | 0.364 | 1 | 1 | cs | TRUE
153 | LV_2220-5_0_4_line_153 |  | 153 | 154 | 0.05512 | 0.125 | 0.08 | 261 | 0 | 0.364 | 1 | 1 | cs | TRUE

## trafo
| name | std_type | hv_bus | lv_bus | sn_mva | vn_hv_kv | vn_lv_kv | vk_percent | vkr_percent | pfe_kw | i0_percent | shift_degree | tap_side | tap_neutral | tap_min | tap_max | tap_step_percent | tap_step_degree | tap_pos | tap_phase_shifter | parallel | df | in_service
0 | LV_2220-5_0_4_trafo_133 | 0.63 MVA 20/0.4 kV | 155 | 36 | 0.63 | 20 | 0.4 | 6 | 1.206 | 1.65 | 0.2619 | 150 | hv | 0 | -2 | 2 | 2.5 | 0 | 0 | FALSE | 1 | 1 | TRUE

## line_geodata
| x0 | y0 | x1 | y1 | x2 | y2 | x3 | y3 | x4 | y4 | x5 | y5 | x6 | y6 | x7 | y7 | x8 | y8 | x9 | y9 | x10 | y10
0 | 2582241.1654 | 1176451.844 | 2582214.9375 | 1176440.6038
1 | 2582251.4482 | 1176471.6279 | 2582249.5982 | 1176461.1837 | 2582248.9697 | 1176458.0172 | 2582247.1199 | 1176455.3658 | 2582244.8596 | 1176453.4271 | 2582241.1654 | 1176451.844
2 | 2582241.1654 | 1176451.844 | 2582304.6487 | 1176363.0688
3 | 2582214.9375 | 1176440.6038 | 2582170.3579 | 1176409.1415
4 | 2582220.028 | 1176504.5716 | 2582238.0672 | 1176487.4647 | 2582251.4482 | 1176471.6279
5 | 2582304.6487 | 1176363.0688 | 2582342.4767 | 1176240.5734
6 | 2582165.5793 | 1176388.6303 | 2582170.1632 | 1176408.5045 | 2582170.3579 | 1176409.1415
7 | 2582220.028 | 1176504.5716 | 2582203.4038 | 1176506.6555 | 2582191.4328 | 1176507.2188
8 | 2582220.028 | 1176504.5716 | 2582218.9368 | 1176513.1706
9 | 2582342.4767 | 1176240.5734 | 2582357.1042 | 1176219.5305 | 2582357.1042 | 1176219.5305
10 | 2582153.5174 | 1176389.2492 | 2582146.2261 | 1176304.5239
11 | 2582146.2261 | 1176304.5239 | 2582092.3755 | 1176113.1778
12 | 2582165.5793 | 1176388.6303 | 2582153.5174 | 1176389.2492
13 | 2582069.9245 | 1176082.8186 | 2582072.2592 | 1176085.266 | 2582092.3755 | 1176113.1778
14 | 2582173.8921 | 1176508.0442 | 2582191.4328 | 1176507.2188
15 | 2582217.3752 | 1176568.4454 | 2582215.411 | 1176563.2709 | 2582214.3902 | 1176548.9999 | 2582218.9368 | 1176513.1706
16 | 2582173.8921 | 1176508.0442 | 2582094.3819 | 1176526.2707
17 | 2582489.1253 | 1176193.8775 | 2582357.1042 | 1176219.5305
18 | 2582500.4088 | 1176198.1201 | 2582489.1253 | 1176193.8775
19 | 2582514.9179 | 1176253.806 | 2582516.3844 | 1176245.6642 | 2582497.2656 | 1176223.5312 | 2582486.3408 | 1176209.5005 | 2582485.0744 | 1176199.8882 | 2582488.0287 | 1176193.4651 | 2582489.1253 | 1176193.8775
20 | 2582514.9179 | 1176253.806 | 2582519.7845 | 1176256.2082
21 | 2582514.9179 | 1176253.806 | 2582503.552 | 1176245.7018 | 2582492.7276 | 1176240.3546
22 | 2582077.2082 | 1176530.2075 | 2582094.3819 | 1176526.2707
23 | 2582077.2082 | 1176530.2075 | 2582068.0993 | 1176532.2956 | 2582047.8531 | 1176534.3987
24 | 2582047.8531 | 1176534.3987 | 2582046.0573 | 1176534.5853
25 | 2581499.6583 | 1176369.6799 | 2581514.6669 | 1176373.8124
26 | 2581499.6583 | 1176369.6799 | 2581498.1857 | 1176372.9528 | 2581495.8896 | 1176376.8175 | 2581491.8694 | 1176384.1893 | 2581485.8155 | 1176388.8549 | 2581479.5178 | 1176393.7769 | 2581471.8351 | 1176398.1585 | 2581453.8166 | 1176406.5632 | 2581442.3516 | 1176411.2012 | 2581437.6791 | 1176415.2066 | 2581437.6791 | 1176415.2066
27 | 2581437.6791 | 1176415.2066 | 2581433.0839 | 1176421.9577 | 2581428.8102 | 1176431.3313 | 2581426.7425 | 1176436.1038
28 | 2581410.1333 | 1176466.2162 | 2581417.6346 | 1176452.8215 | 2581423.5336 | 1176442.6091 | 2581425.1908 | 1176439.7469 | 2581426.5868 | 1176436.4631 | 2581426.7425 | 1176436.1038
29 | 2581410.1333 | 1176466.2162 | 2581401.4134 | 1176481.7869
30 | 2581597.2534 | 1176626.863 | 2581615.6914 | 1176612.8236 | 2581651.8016 | 1176590.2566 | 2581660.2342 | 1176586.5548
31 | 2581540.2824 | 1176647.285 | 2581551.4021 | 1176649.7185 | 2581561.496 | 1176649.1426 | 2581576.6688 | 1176642.5369 | 2581597.2534 | 1176626.863
32 | 2581673.8359 | 1176580.584 | 2581660.2342 | 1176586.5548
33 | 2581540.2824 | 1176647.285 | 2581541.3814 | 1176661.6223 | 2581544.6848 | 1176669.4578
34 | 2581398.0652 | 1176633.2761 | 2581540.2824 | 1176647.285
35 | 2581717.8115 | 1176653.0643 | 2581673.8359 | 1176580.584
36 | 2581398.0652 | 1176633.2761 | 2581394.5684 | 1176633.9217
37 | 2581717.8115 | 1176653.0643 | 2581722.1114 | 1176659.6431 | 2581737.4197 | 1176672.3138 | 2581740.8236 | 1176673.4149
38 | 2581776.2175 | 1176686.4025 | 2581769.3899 | 1176682.9549 | 2581754.8846 | 1176677.9633 | 2581740.8236 | 1176673.4149
39 | 2581361.6108 | 1176640.4031 | 2581370.951 | 1176638.3062 | 2581379.1466 | 1176636.7688 | 2581394.5684 | 1176633.9217
40 | 2581353.1308 | 1176642.479 | 2581349.881 | 1176643.2745 | 2581341.4842 | 1176646.4357 | 2581332.8931 | 1176653.4551
41 | 2581354.0956 | 1176642.2428 | 2581353.1308 | 1176642.479
42 | 2581332.8931 | 1176653.4551 | 2581332.8931 | 1176653.4551 | 2581321.6138 | 1176668.4424 | 2581318.7909 | 1176672.1628
43 | 2581361.6108 | 1176640.4031 | 2581354.0956 | 1176642.2428
44 | 2581318.7909 | 1176672.1628 | 2581316.0502 | 1176675.7747 | 2581305.1192 | 1176684.8024
45 | 2581361.6108 | 1176640.4031 | 2581368.0885 | 1176634.5132 | 2581372.5179 | 1176628.563 | 2581376.1034 | 1176621.5816 | 2581378.8141 | 1176615.9258 | 2581379.096 | 1176611.5823
46 | 2581297.9121 | 1176689.583 | 2581305.1192 | 1176684.8024 | 2581305.1192 | 1176684.8024
47 | 2581379.9444 | 1176598.5134 | 2581379.096 | 1176611.5823
48 | 2581297.9121 | 1176689.583 | 2581283.8452 | 1176698.9071
49 | 2581285.3609 | 1176671.7576 | 2581295.2406 | 1176685.7783 | 2581297.9121 | 1176689.583
50 | 2581379.9444 | 1176598.5134 | 2581331.16 | 1176561.2326
51 | 2581861.1254 | 1176239.0488 | 2581830.2307 | 1176258.5415 | 2581826.8968 | 1176265.5553 | 2581825.6517 | 1176275.6404
52 | 2581875.4519 | 1176466.2777 | 2581825.6517 | 1176275.6404
53 | 2581875.4519 | 1176466.2777 | 2581882.7351 | 1176471.6798 | 2581890.7429 | 1176481.2048 | 2581892.2749 | 1176488.7333
54 | 2581892.2749 | 1176488.7333 | 2581892.8455 | 1176491.537 | 2581890.6337 | 1176502.2774
55 | 2581840.7267 | 1176559.3408 | 2581848.3536 | 1176550.5245 | 2581882.7117 | 1176516.8585 | 2581889.8629 | 1176506.0201 | 2581890.6337 | 1176502.2774
56 | 2581831.9752 | 1176588.0935 | 2581830.2564 | 1176580.795 | 2581832.7717 | 1176568.5366 | 2581840.7267 | 1176559.3408
57 | 2581576.1703 | 1176988.582 | 2581476.8497 | 1176881.1232
58 | 2581618.6094 | 1176962.2489 | 2581576.1703 | 1176988.582
59 | 2581576.1703 | 1176988.582 | 2581573.0261 | 1177004.8111 | 2581582.0675 | 1177013.564
60 | 2581636.5885 | 1176939.0261 | 2581618.6094 | 1176962.2489
61 | 2581611.2713 | 1177045.9921 | 2581591.4558 | 1177031.1566 | 2581586.9455 | 1177018.2862 | 2581582.0675 | 1177013.564
62 | 2581636.5885 | 1176939.0261 | 2581642.8502 | 1176930.9895
63 | 2581636.5885 | 1176939.0261 | 2581671.2614 | 1176966.6337
64 | 2581334.1012 | 1176551.3864 | 2581338.3373 | 1176537.2053
65 | 2581348.5561 | 1176502.9959 | 2581338.3373 | 1176537.2053
66 | 2581334.1012 | 1176551.3864 | 2581331.16 | 1176561.2326
67 | 2581348.5561 | 1176502.9959 | 2581329.1145 | 1176497.9617
68 | 2581348.5561 | 1176502.9959 | 2581366.7555 | 1176507.7057
69 | 2581331.16 | 1176561.2326 | 2581326.7583 | 1176575.9679 | 2581326.7583 | 1176575.9679
70 | 2581317.1653 | 1176494.8676 | 2581329.1145 | 1176497.9617
71 | 2581366.7555 | 1176507.7057 | 2581368.3612 | 1176508.1212
72 | 2581326.7583 | 1176575.9679 | 2581325.0112 | 1176579.0872
73 | 2581317.1653 | 1176494.8676 | 2581309.8309 | 1176492.8224
74 | 2581317.1653 | 1176494.8676 | 2581312.3162 | 1176511.5847
75 | 2581385.6529 | 1176512.5961 | 2581368.3612 | 1176508.1212
76 | 2581301.8923 | 1176599.671 | 2581321.8866 | 1176584.6654 | 2581325.0112 | 1176579.0872
77 | 2581311.3866 | 1176514.7894 | 2581312.3162 | 1176511.5847
78 | 2581385.6529 | 1176512.5961 | 2581395.3578 | 1176492.6001 | 2581401.4134 | 1176481.7869
79 | 2581311.3866 | 1176514.7894 | 2581303.2575 | 1176542.8141
80 | 2581279.579 | 1176568.0783 | 2581292.1048 | 1176563.0809 | 2581298.6315 | 1176555.7456 | 2581301.1889 | 1176549.9458 | 2581303.2575 | 1176542.8141
81 | 2581318.2227 | 1176625.2928 | 2581312.5386 | 1176625.7601 | 2581304.3031 | 1176631.7446
82 | 2581304.3031 | 1176631.7446 | 2581270.2393 | 1176619.067
83 | 2581318.2227 | 1176625.2928 | 2581301.8923 | 1176599.671
84 | 2581270.2393 | 1176619.067 | 2581157.9048 | 1176583.5466
85 | 2581987.6846 | 1176518.9922 | 2581989.0226 | 1176513.1053
86 | 2581992.4852 | 1176497.8697 | 2581989.0226 | 1176513.1053
87 | 2581984.7253 | 1176532.0131 | 2581987.6846 | 1176518.9922
88 | 2582004.087 | 1176446.8223 | 2581992.4852 | 1176497.8697
89 | 2581984.7253 | 1176532.0131 | 2581963.7684 | 1176536.6912
90 | 2581984.7253 | 1176532.0131 | 2581993.4328 | 1176532.0331
91 | 2581952.777 | 1176539.1447 | 2581963.7684 | 1176536.6912
92 | 2581993.4328 | 1176532.0331 | 2582011.9408 | 1176532.0755 | 2582029.8868 | 1176533.3957
93 | 2581952.777 | 1176539.1447 | 2581941.5627 | 1176541.648
94 | 2582029.8868 | 1176533.3957 | 2582046.0573 | 1176534.5853 | 2582046.0573 | 1176534.5853
95 | 2581880.6843 | 1176695.2788 | 2581874.9047 | 1176689.1924 | 2581850.7812 | 1176683.2585
96 | 2581880.6843 | 1176695.2788 | 2581894.8236 | 1176710.1685
97 | 2581834.9792 | 1176679.3715 | 2581850.7812 | 1176683.2585
98 | 2581894.8236 | 1176710.1685 | 2581903.0728 | 1176718.8555 | 2581907.586 | 1176732.8379 | 2581904.7324 | 1176755.8148
99 | 2581834.9792 | 1176679.3715 | 2581828.6098 | 1176677.8048
100 | 2581822.2743 | 1176676.2464 | 2581828.6098 | 1176677.8048
101 | 2581778.8222 | 1176668.452 | 2581802.0944 | 1176671.2825 | 2581822.2743 | 1176676.2464
102 | 2581779.2409 | 1176666.9638 | 2581786.9567 | 1176639.5399
103 | 2581778.8222 | 1176668.452 | 2581779.2409 | 1176666.9638
104 | 2581788.0006 | 1176635.8296 | 2581788.0006 | 1176635.8296 | 2581786.9567 | 1176639.5399
105 | 2581778.8222 | 1176668.452 | 2581776.2175 | 1176686.4025
106 | 2581788.0006 | 1176635.8296 | 2581792.4902 | 1176626.9558 | 2581803.5826 | 1176612.9593 | 2581809.2006 | 1176607.6788
107 | 2581774.767 | 1176726.961 | 2581774.6349 | 1176703.7384 | 2581776.2175 | 1176686.4025
108 | 2581831.9752 | 1176588.0935 | 2581825.736 | 1176592.1367 | 2581809.2006 | 1176607.6788
109 | 2581774.767 | 1176726.961 | 2581762.4141 | 1176733.5243 | 2581759.9595 | 1176734.5872
110 | 2581774.767 | 1176726.961 | 2581778.0484 | 1176747.9284 | 2581778.2712 | 1176759.241
111 | 2581831.9752 | 1176588.0935 | 2581837.9506 | 1176585.2183
112 | 2581759.9595 | 1176734.5872 | 2581759.7139 | 1176734.6936
113 | 2581778.2712 | 1176759.241 | 2581778.3831 | 1176764.9249 | 2581777.6322 | 1176784.072
114 | 2581915.3313 | 1176550.9195 | 2581934.0891 | 1176543.3163 | 2581941.5627 | 1176541.648
115 | 2581854.8274 | 1176577.7045 | 2581876.9165 | 1176566.4903 | 2581891.6724 | 1176560.5092
116 | 2581837.9506 | 1176585.2183 | 2581846.5384 | 1176581.9127 | 2581854.8274 | 1176577.7045
117 | 2581908.6513 | 1176553.6271 | 2581891.6724 | 1176560.5092
118 | 2581837.9506 | 1176585.2183 | 2581841.0357 | 1176591.9345 | 2581842.7937 | 1176597.0429 | 2581843.758 | 1176605.9683
119 | 2581908.6513 | 1176553.6271 | 2581915.3313 | 1176550.9195
120 | 2581846.2742 | 1176630.7432 | 2581846.2696 | 1176629.2154 | 2581843.758 | 1176605.9683
121 | 2581759.9015 | 1176958.1885 | 2581761.6812 | 1176971.3592 | 2581766.4458 | 1176990.9399
122 | 2581755.6728 | 1176926.8946 | 2581759.9015 | 1176958.1885
123 | 2581773.7966 | 1177021.1487 | 2581766.4458 | 1176990.9399
124 | 2581755.6728 | 1176926.8946 | 2581753.7919 | 1176912.9757 | 2581754.2488 | 1176893.01
125 | 2581774.0562 | 1177022.2158 | 2581773.7966 | 1177021.1487
126 | 2581754.3851 | 1176868.7629 | 2581754.6953 | 1176873.4972 | 2581754.2488 | 1176893.01
127 | 2581787.7675 | 1177056.6427 | 2581775.1938 | 1177026.8908 | 2581774.0562 | 1177022.2158
128 | 2581753.8055 | 1176859.9152 | 2581754.3851 | 1176868.7629
129 | 2581818.2534 | 1177128.7783 | 2581787.7675 | 1177056.6427
130 | 2581753.8055 | 1176859.9152 | 2581728.0891 | 1176893.163
131 | 2581753.8055 | 1176859.9152 | 2581767.3758 | 1176839.2076 | 2581768.3413 | 1176837.4335
132 | 2581728.0891 | 1176893.163 | 2581704.6954 | 1176923.408
133 | 2581768.3413 | 1176837.4335 | 2581769.6443 | 1176835.0393
134 | 2581671.2614 | 1176966.6337 | 2581704.6954 | 1176923.408
135 | 2581777.6322 | 1176784.072 | 2581776.4333 | 1176814.6452 | 2581775.3085 | 1176821.7078 | 2581772.5511 | 1176829.6981 | 2581769.6443 | 1176835.0393
136 | 2581581.0145 | 1177084.8719 | 2581567.8253 | 1177077.8516
137 | 2581539.6788 | 1177055.0065 | 2581537.7819 | 1177061.8603 | 2581567.8253 | 1177077.8516
138 | 2581611.2713 | 1177045.9921 | 2581581.0145 | 1177084.8719
139 | 2581818.2534 | 1177128.7783 | 2581804.0181 | 1177143.2213
140 | 2581818.2534 | 1177128.7783 | 2581820.3779 | 1177133.8078 | 2581821.2398 | 1177135.7728
141 | 2581821.2398 | 1177135.7728 | 2581835.6348 | 1177125.0013 | 2581841.2564 | 1177119.0589 | 2581848.3005 | 1177110.9667 | 2581851.9846 | 1177108.6988 | 2581854.5562 | 1177107.8841
142 | 2581870.5185 | 1177104.4625 | 2581857.512 | 1177106.9477 | 2581854.5562 | 1177107.8841
143 | 2581804.0181 | 1177143.2213 | 2581795.9548 | 1177151.4023 | 2581794.8288 | 1177153.0399 | 2581794.8347 | 1177154.9742
144 | 2581808.2212 | 1177171.8865 | 2581799.9222 | 1177179.4045 | 2581796.2308 | 1177184.3565
145 | 2581808.2212 | 1177171.8865 | 2581795.4501 | 1177156.3063 | 2581794.8347 | 1177154.9742 | 2581794.8347 | 1177154.9742
146 | 2581782.5 | 1177206.466 | 2581784.2824 | 1177200.3852 | 2581796.2308 | 1177184.3565
147 | 2581777.4984 | 1177223.5288 | 2581782.5 | 1177206.466
148 | 2581742.7778 | 1176740.781 | 2581750.9352 | 1176738.4952 | 2581759.7139 | 1176734.6936
149 | 2581656.6539 | 1176913.273 | 2581642.8502 | 1176930.9895
150 | 2581656.6539 | 1176913.273 | 2581666.5439 | 1176900.5797
151 | 2581742.7778 | 1176740.781 | 2581741.2683 | 1176741.2039 | 2581735.6051 | 1176743.6225 | 2581719.1334 | 1176757.8135 | 2581716.0078 | 1176762.1856
152 | 2581777.2744 | 1177227.7539 | 2581777.4984 | 1177223.5288 | 2581777.4984 | 1177223.5288
153 | 2581813.6718 | 1177187.589 | 2581800.6531 | 1177196.0553 | 2581792.1511 | 1177204.6522 | 2581780.9377 | 1177223.6851 | 2581777.2744 | 1177227.7539

## bus_geodata
| x | y | coords
0 | 2582241.1654 | 1176451.844
1 | 2582214.9375 | 1176440.6038
2 | 2582251.4482 | 1176471.6279
3 | 2582304.6487 | 1176363.0688
4 | 2582170.3579 | 1176409.1415
5 | 2582220.028 | 1176504.5716
6 | 2582342.4767 | 1176240.5734
7 | 2582146.2261 | 1176304.5239
8 | 2582153.5174 | 1176389.2492
9 | 2582092.3755 | 1176113.1778
10 | 2582165.5793 | 1176388.6303
11 | 2582191.4328 | 1176507.2188
12 | 2582218.9368 | 1176513.1706
13 | 2582173.8921 | 1176508.0442
14 | 2582217.3752 | 1176568.4454
15 | 2582357.1042 | 1176219.5305
16 | 2582489.1253 | 1176193.8775
17 | 2582500.4088 | 1176198.1201
18 | 2582514.9179 | 1176253.806
19 | 2582094.3819 | 1176526.2707
20 | 2582077.2082 | 1176530.2075
21 | 2582047.853 | 1176534.3987
22 | 2582069.9245 | 1176082.8186
23 | 2582492.7276 | 1176240.3546
24 | 2582519.7845 | 1176256.2082
25 | 2581514.6669 | 1176373.8124
26 | 2581499.6583 | 1176369.6799
27 | 2581437.6791 | 1176415.2066
28 | 2581426.7425 | 1176436.1038
29 | 2581410.1333 | 1176466.2162
30 | 2581597.2534 | 1176626.863
31 | 2581660.2342 | 1176586.5548
32 | 2581540.2824 | 1176647.285
33 | 2581673.8359 | 1176580.584
34 | 2581544.6848 | 1176669.4578
35 | 2581398.0652 | 1176633.2761
36 | 2581717.8115 | 1176653.0643
37 | 2581740.8236 | 1176673.4149
38 | 2581394.5684 | 1176633.9217
39 | 2581353.1308 | 1176642.479
40 | 2581332.8931 | 1176653.4551
41 | 2581354.0956 | 1176642.2428
42 | 2581318.7909 | 1176672.1628
43 | 2581361.6108 | 1176640.4031
44 | 2581305.1192 | 1176684.8024
45 | 2581379.096 | 1176611.5823
46 | 2581297.9121 | 1176689.583
47 | 2581379.9444 | 1176598.5134
48 | 2581825.6517 | 1176275.6404
49 | 2581861.1254 | 1176239.0488
50 | 2581875.4519 | 1176466.2777
51 | 2581892.2749 | 1176488.7333
52 | 2581890.6337 | 1176502.2774
53 | 2581840.7267 | 1176559.3408
54 | 2581283.8452 | 1176698.9071
55 | 2581285.3609 | 1176671.7576
56 | 2581476.8497 | 1176881.1232
57 | 2581576.1703 | 1176988.582
58 | 2581618.6094 | 1176962.2489
59 | 2581582.0675 | 1177013.5639
60 | 2581636.5885 | 1176939.0261
61 | 2581338.3373 | 1176537.2053
62 | 2581334.1012 | 1176551.3864
63 | 2581348.5561 | 1176502.9959
64 | 2581331.16 | 1176561.2326
65 | 2581329.1145 | 1176497.9617
66 | 2581366.7555 | 1176507.7057
67 | 2581326.7583 | 1176575.9679
68 | 2581317.1653 | 1176494.8676
69 | 2581368.3612 | 1176508.1212
70 | 2581325.0112 | 1176579.0872
71 | 2581309.8309 | 1176492.8224
72 | 2581312.3162 | 1176511.5847
73 | 2581385.6529 | 1176512.5961
74 | 2581311.3866 | 1176514.7894
75 | 2581303.2575 | 1176542.8141
76 | 2581279.579 | 1176568.0783
77 | 2581401.4134 | 1176481.7869
78 | 2581304.3031 | 1176631.7446
79 | 2581318.2227 | 1176625.2928
80 | 2581270.2393 | 1176619.067
81 | 2581301.8923 | 1176599.671
82 | 2581157.9048 | 1176583.5466
83 | 2581989.0226 | 1176513.1053
84 | 2581987.6846 | 1176518.9922
85 | 2581992.4852 | 1176497.8697
86 | 2581984.7253 | 1176532.0131
87 | 2582004.087 | 1176446.8223
88 | 2581963.7684 | 1176536.6912
89 | 2581993.4328 | 1176532.0331
90 | 2581952.777 | 1176539.1447
91 | 2582029.8868 | 1176533.3957
92 | 2581880.6843 | 1176695.2788
93 | 2581850.7812 | 1176683.2585
94 | 2581894.8236 | 1176710.1685
95 | 2581834.9792 | 1176679.3715
96 | 2581904.7324 | 1176755.8148
97 | 2581828.6098 | 1176677.8048
98 | 2581822.2743 | 1176676.2464
99 | 2581779.2409 | 1176666.9638
100 | 2581786.9567 | 1176639.5399
101 | 2581778.8222 | 1176668.452
102 | 2581788.0006 | 1176635.8296
103 | 2581776.2175 | 1176686.4025
104 | 2581809.2006 | 1176607.6788
105 | 2581774.767 | 1176726.961
106 | 2581831.9752 | 1176588.0935
107 | 2581759.9595 | 1176734.5872
108 | 2581778.2712 | 1176759.241
109 | 2582046.0573 | 1176534.5853
110 | 2581941.5627 | 1176541.648
111 | 2581854.8274 | 1176577.7045
112 | 2581891.6724 | 1176560.5092
113 | 2581837.9506 | 1176585.2183
114 | 2581908.6513 | 1176553.6271
115 | 2581843.758 | 1176605.9683
116 | 2581915.3313 | 1176550.9195
117 | 2581846.2742 | 1176630.7432
118 | 2581759.9015 | 1176958.1885
119 | 2581766.4458 | 1176990.9399
120 | 2581755.6728 | 1176926.8946
121 | 2581773.7966 | 1177021.1487
122 | 2581754.2488 | 1176893.01
123 | 2581774.0562 | 1177022.2158
124 | 2581754.3851 | 1176868.7629
125 | 2581787.7675 | 1177056.6427
126 | 2581753.8055 | 1176859.9152
127 | 2581728.0891 | 1176893.163
128 | 2581768.3413 | 1176837.4335
129 | 2581704.6954 | 1176923.408
130 | 2581769.6443 | 1176835.0393
131 | 2581671.2614 | 1176966.6337
132 | 2581777.6322 | 1176784.072
133 | 2581567.8253 | 1177077.8516
134 | 2581581.0145 | 1177084.8719
135 | 2581539.6788 | 1177055.0065
136 | 2581611.2713 | 1177045.9921
137 | 2581818.2534 | 1177128.7783
138 | 2581854.5562 | 1177107.8841
139 | 2581821.2398 | 1177135.7728
140 | 2581870.5185 | 1177104.4625
141 | 2581804.0181 | 1177143.2213
142 | 2581808.2212 | 1177171.8865
143 | 2581796.2308 | 1177184.3565
144 | 2581794.8347 | 1177154.9742
145 | 2581782.5 | 1177206.466
146 | 2581759.7139 | 1176734.6936
147 | 2581642.8502 | 1176930.9895
148 | 2581656.6539 | 1176913.273
149 | 2581742.7778 | 1176740.781
150 | 2581716.0078 | 1176762.1856
151 | 2581666.5439 | 1176900.5797
152 | 2581777.4984 | 1177223.5288
153 | 2581777.2744 | 1177227.7539
154 | 2581813.6718 | 1177187.589
155 | 2581776.2175 | 1176686.4025

## line_std_types
| c_nf_per_km | r_ohm_per_km | x_ohm_per_km | max_i_ka | type | q_mm2 | alpha | voltage_rating
NAYY 4x50 SE | 210 | 0.642 | 0.083 | 0.142 | cs | 50 | 0.00403 | LV
NAYY 4x120 SE | 264 | 0.225 | 0.08 | 0.242 | cs | 120 | 0.00403 | LV
NAYY 4x150 SE | 261 | 0.208 | 0.08 | 0.27 | cs | 150 | 0.00403 | LV
NA2XS2Y 1x95 RM/25 12/20 kV | 216 | 0.313 | 0.132 | 0.252 | cs | 95 | 0.00403 | MV
NA2XS2Y 1x185 RM/25 12/20 kV | 273 | 0.161 | 0.117 | 0.362 | cs | 185 | 0.00403 | MV
NA2XS2Y 1x240 RM/25 12/20 kV | 304 | 0.122 | 0.112 | 0.421 | cs | 240 | 0.00403 | MV
NA2XS2Y 1x95 RM/25 6/10 kV | 315 | 0.313 | 0.123 | 0.249 | cs | 95 | 0.00403 | MV
NA2XS2Y 1x185 RM/25 6/10 kV | 406 | 0.161 | 0.11 | 0.358 | cs | 185 | 0.00403 | MV
NA2XS2Y 1x240 RM/25 6/10 kV | 456 | 0.122 | 0.105 | 0.416 | cs | 240 | 0.00403 | MV
NA2XS2Y 1x150 RM/25 12/20 kV | 250 | 0.206 | 0.116 | 0.319 | cs | 150 | 0.00403 | MV
NA2XS2Y 1x120 RM/25 12/20 kV | 230 | 0.253 | 0.119 | 0.283 | cs | 120 | 0.00403 | MV
NA2XS2Y 1x70 RM/25 12/20 kV | 190 | 0.443 | 0.132 | 0.22 | cs | 70 | 0.00403 | MV
NA2XS2Y 1x150 RM/25 6/10 kV | 360 | 0.206 | 0.11 | 0.315 | cs | 150 | 0.00403 | MV
NA2XS2Y 1x120 RM/25 6/10 kV | 340 | 0.253 | 0.113 | 0.28 | cs | 120 | 0.00403 | MV
NA2XS2Y 1x70 RM/25 6/10 kV | 280 | 0.443 | 0.123 | 0.217 | cs | 70 | 0.00403 | MV
N2XS(FL)2Y 1x120 RM/35 64/110 kV | 112 | 0.153 | 0.166 | 0.366 | cs | 120 | 0.00393 | HV
N2XS(FL)2Y 1x185 RM/35 64/110 kV | 125 | 0.099 | 0.156 | 0.457 | cs | 185 | 0.00393 | HV
N2XS(FL)2Y 1x240 RM/35 64/110 kV | 135 | 0.075 | 0.149 | 0.526 | cs | 240 | 0.00393 | HV
N2XS(FL)2Y 1x300 RM/35 64/110 kV | 144 | 0.06 | 0.144 | 0.588 | cs | 300 | 0.00393 | HV
15-AL1/3-ST1A 0.4 | 11 | 1.8769 | 0.35 | 0.105 | ol | 16 | 0.00403 | LV
24-AL1/4-ST1A 0.4 | 11.25 | 1.2012 | 0.335 | 0.14 | ol | 24 | 0.00403 | LV
48-AL1/8-ST1A 0.4 | 12.2 | 0.5939 | 0.3 | 0.21 | ol | 48 | 0.00403 | LV
94-AL1/15-ST1A 0.4 | 13.2 | 0.306 | 0.29 | 0.35 | ol | 94 | 0.00403 | LV
34-AL1/6-ST1A 10.0 | 9.7 | 0.8342 | 0.36 | 0.17 | ol | 34 | 0.00403 | MV
48-AL1/8-ST1A 10.0 | 10.1 | 0.5939 | 0.35 | 0.21 | ol | 48 | 0.00403 | MV
70-AL1/11-ST1A 10.0 | 10.4 | 0.4132 | 0.339 | 0.29 | ol | 70 | 0.00403 | MV
94-AL1/15-ST1A 10.0 | 10.75 | 0.306 | 0.33 | 0.35 | ol | 94 | 0.00403 | MV
122-AL1/20-ST1A 10.0 | 11.1 | 0.2376 | 0.323 | 0.41 | ol | 122 | 0.00403 | MV
149-AL1/24-ST1A 10.0 | 11.25 | 0.194 | 0.315 | 0.47 | ol | 149 | 0.00403 | MV
34-AL1/6-ST1A 20.0 | 9.15 | 0.8342 | 0.382 | 0.17 | ol | 34 | 0.00403 | MV
48-AL1/8-ST1A 20.0 | 9.5 | 0.5939 | 0.372 | 0.21 | ol | 48 | 0.00403 | MV
70-AL1/11-ST1A 20.0 | 9.7 | 0.4132 | 0.36 | 0.29 | ol | 70 | 0.00403 | MV
94-AL1/15-ST1A 20.0 | 10 | 0.306 | 0.35 | 0.35 | ol | 94 | 0.00403 | MV
122-AL1/20-ST1A 20.0 | 10.3 | 0.2376 | 0.344 | 0.41 | ol | 122 | 0.00403 | MV
149-AL1/24-ST1A 20.0 | 10.5 | 0.194 | 0.337 | 0.47 | ol | 149 | 0.00403 | MV
184-AL1/30-ST1A 20.0 | 10.75 | 0.1571 | 0.33 | 0.535 | ol | 184 | 0.00403 | MV
243-AL1/39-ST1A 20.0 | 11 | 0.1188 | 0.32 | 0.645 | ol | 243 | 0.00403 | MV
48-AL1/8-ST1A 110.0 | 8 | 0.5939 | 0.46 | 0.21 | ol | 48 | 0.00403 | HV
70-AL1/11-ST1A 110.0 | 8.4 | 0.4132 | 0.45 | 0.29 | ol | 70 | 0.00403 | HV
94-AL1/15-ST1A 110.0 | 8.65 | 0.306 | 0.44 | 0.35 | ol | 94 | 0.00403 | HV
122-AL1/20-ST1A 110.0 | 8.5 | 0.2376 | 0.43 | 0.41 | ol | 122 | 0.00403 | HV
149-AL1/24-ST1A 110.0 | 8.75 | 0.194 | 0.41 | 0.47 | ol | 149 | 0.00403 | HV
184-AL1/30-ST1A 110.0 | 8.8 | 0.1571 | 0.4 | 0.535 | ol | 184 | 0.00403 | HV
243-AL1/39-ST1A 110.0 | 9 | 0.1188 | 0.39 | 0.645 | ol | 243 | 0.00403 | HV
305-AL1/39-ST1A 110.0 | 9.2 | 0.0949 | 0.38 | 0.74 | ol | 305 | 0.00403 | HV
490-AL1/64-ST1A 110.0 | 9.75 | 0.059 | 0.37 | 0.96 | ol | 490 | 0.00403 | HV
679-AL1/86-ST1A 110.0 | 9.95 | 0.042 | 0.36 | 1.15 | ol | 679 | 0.00403 | HV
490-AL1/64-ST1A 220.0 | 10 | 0.059 | 0.285 | 0.96 | ol | 490 | 0.00403 | HV
679-AL1/86-ST1A 220.0 | 11.7 | 0.042 | 0.275 | 1.15 | ol | 679 | 0.00403 | HV
490-AL1/64-ST1A 380.0 | 11 | 0.059 | 0.253 | 0.96 | ol | 490 | 0.00403 | HV
679-AL1/86-ST1A 380.0 | 14.6 | 0.042 | 0.25 | 1.15 | ol | 679 | 0.00403 | HV

## trafo_std_types
| i0_percent | pfe_kw | vkr_percent | sn_mva | vn_lv_kv | vn_hv_kv | vk_percent | shift_degree | vector_group | tap_side | tap_neutral | tap_min | tap_max | tap_step_degree | tap_step_percent | tap_phase_shifter
160 MVA 380/110 kV | 0.06 | 60 | 0.25 | 160 | 110 | 380 | 12.2 | 0 | Yy0 | hv | 0 | -9 | 9 | 0 | 1.5 | FALSE
100 MVA 220/110 kV | 0.06 | 55 | 0.26 | 100 | 110 | 220 | 12 | 0 | Yy0 | hv | 0 | -9 | 9 | 0 | 1.5 | FALSE
63 MVA 110/20 kV | 0.04 | 22 | 0.32 | 63 | 20 | 110 | 18 | 150 | YNd5 | hv | 0 | -9 | 9 | 0 | 1.5 | FALSE
40 MVA 110/20 kV | 0.05 | 18 | 0.34 | 40 | 20 | 110 | 16.2 | 150 | YNd5 | hv | 0 | -9 | 9 | 0 | 1.5 | FALSE
25 MVA 110/20 kV | 0.07 | 14 | 0.41 | 25 | 20 | 110 | 12 | 150 | YNd5 | hv | 0 | -9 | 9 | 0 | 1.5 | FALSE
63 MVA 110/10 kV | 0.04 | 22 | 0.32 | 63 | 10 | 110 | 18 | 150 | YNd5 | hv | 0 | -9 | 9 | 0 | 1.5 | FALSE
40 MVA 110/10 kV | 0.05 | 18 | 0.34 | 40 | 10 | 110 | 16.2 | 150 | YNd5 | hv | 0 | -9 | 9 | 0 | 1.5 | FALSE
25 MVA 110/10 kV | 0.07 | 14 | 0.41 | 25 | 10 | 110 | 12 | 150 | YNd5 | hv | 0 | -9 | 9 | 0 | 1.5 | FALSE
0.25 MVA 20/0.4 kV | 0.32 | 0.8 | 1.44 | 0.25 | 0.4 | 20 | 6 | 150 | Yzn5 | hv | 0 | -2 | 2 | 0 | 2.5 | FALSE
0.4 MVA 20/0.4 kV | 0.3375 | 1.35 | 1.425 | 0.4 | 0.4 | 20 | 6 | 150 | Dyn5 | hv | 0 | -2 | 2 | 0 | 2.5 | FALSE
0.63 MVA 20/0.4 kV | 0.2619 | 1.65 | 1.206 | 0.63 | 0.4 | 20 | 6 | 150 | Dyn5 | hv | 0 | -2 | 2 | 0 | 2.5 | FALSE
0.25 MVA 10/0.4 kV | 0.24 | 0.6 | 1.2 | 0.25 | 0.4 | 10 | 4 | 150 | Dyn5 | hv | 0 | -2 | 2 | 0 | 2.5 | FALSE
0.4 MVA 10/0.4 kV | 0.2375 | 0.95 | 1.325 | 0.4 | 0.4 | 10 | 4 | 150 | Dyn5 | hv | 0 | -2 | 2 | 0 | 2.5 | FALSE
0.63 MVA 10/0.4 kV | 0.1873 | 1.18 | 1.0794 | 0.63 | 0.4 | 10 | 4 | 150 | Dyn5 | hv | 0 | -2 | 2 | 0 | 2.5 | FALSE

## trafo3w_std_types
| sn_hv_mva | sn_mv_mva | sn_lv_mva | vn_hv_kv | vn_mv_kv | vn_lv_kv | vk_hv_percent | vk_mv_percent | vk_lv_percent | vkr_hv_percent | vkr_mv_percent | vkr_lv_percent | pfe_kw | i0_percent | shift_mv_degree | shift_lv_degree | vector_group | tap_side | tap_neutral | tap_min | tap_max | tap_step_percent
63/25/38 MVA 110/20/10 kV | 63 | 25 | 38 | 110 | 20 | 10 | 10.4 | 10.4 | 10.4 | 0.28 | 0.32 | 0.35 | 35 | 0.89 | 0 | 0 | YN0yn0yn0 | hv | 0 | -10 | 10 | 1.2
63/25/38 MVA 110/10/10 kV | 63 | 25 | 38 | 110 | 10 | 10 | 10.4 | 10.4 | 10.4 | 0.28 | 0.32 | 0.35 | 35 | 0.89 | 0 | 0 | YN0yn0yn0 | hv | 0 | -10 | 10 | 1.2

## fuse_std_types
| fuse_type | i_rated_a | t_avg | t_min | t_total | x_avg | x_min | x_total
HV 100A | HV 100A | 100 | 0 | [10.0, 3.64, 0.854, 0.281, 0.1, 0.0531, 0.022, 0.01] | [10.0, 4.267, 1.21, 0.403, 0.1, 0.058, 0.022, 0.01] | 0 | [300.0, 350.0, 450.0, 550.0, 700.0, 850.0, 1200.0, 1752.0] | [600.0, 700.0, 900.0, 1150.0, 1665.0, 2000.0, 3000.0, 4313.0]
HV 10A | HV 10A | 10 | 0 | [10.0, 1675.0, 0.344, 0.156, 0.1, 0.0417, 0.0171, 0.01] | [10.0, 1.3, 0.3, 0.155, 0.1, 0.0555, 0.023, 0.01] | 0 | [30.0, 32.0, 35.0, 37.0, 39.0, 50.0, 70.0, 88.0] | [60.0, 70.0, 80.0, 87.0, 94.0, 110.0, 150.0, 216.0]
HV 125A | HV 125A | 125 | 0 | [10.0, 1.82, 0.344, 0.1, 0.0467, 0.0269, 0.01] | [10.0, 2.478, 0.426, 0.1, 0.0427, 0.0211, 0.01] | 0 | [375.0, 500.0, 700.0, 925.0, 1200.0, 1500.0, 2341.0] | [750.0, 1000.0, 1500.0, 2200.0, 3000.0, 4000.0, 5765.0]
HV 160A | HV 160A | 160 | 0 | [10.0, 4.15, 1.03, 0.198, 0.1, 0.051, 0.0172, 0.01] | [10.0, 2.3, 0.734, 0.274, 0.1, 0.046, 0.0177, 0.01] | 0 | [480.0, 550.0, 700.0, 1000.0, 1260.0, 1600.0, 2500.0, 3227.0] | [960.0, 1300.0, 1700.0, 2200.0, 2996.0, 4000.0, 6000.0, 7946.0]
HV 16A | HV 16A | 16 | 0 | [10.0, 0.352, 0.164, 0.1, 0.0649, 0.0342, 0.01] | [10.0, 2.34, 0.722, 0.181, 0.1, 0.055, 0.0296, 0.01] | 0 | [48.0, 60.0, 65.0, 71.0, 80.0, 100.0, 162.0] | [96.0, 110.0, 125.0, 150.0, 168.0, 200.0, 250.0, 398.0]
HV 200A | HV 200A | 200 | 0 | [10.0, 4.267, 1.21, 0.403, 0.1, 0.058, 0.022, 0.01] | [10.0, 3.73, 1.654, 0.328, 0.1, 0.0531, 0.019, 0.01] | 0 | [600.0, 700.0, 900.0, 1150.0, 1665.0, 2000.0, 3000.0, 4313.0] | [1200.0, 1500.0, 1800.0, 2700.0, 3960.0, 5000.0, 7500.0, 10620.0]
HV 20A | HV 20A | 20 | 0 | [10.0, 1.3, 0.3, 0.155, 0.1, 0.0555, 0.023, 0.01] | [10.0, 1.3, 0.161, 0.1, 0.0611, 0.0399, 0.0141, 0.01] | 0 | [60.0, 70.0, 80.0, 87.0, 94.0, 110.0, 150.0, 216.0] | [120.0, 150.0, 200.0, 223.0, 260.0, 300.0, 450.0, 532.0]
HV 25A | HV 25A | 25 | 0 | [10.0, 2.512, 0.833, 0.299, 0.1, 0.0372, 0.0223, 0.01] | [10.0, 3.125, 0.597, 0.198, 0.1, 0.0378, 0.022, 0.01] | 0 | [75.0, 82.0, 90.0, 100.0, 124.0, 170.0, 200.0, 289.0] | [150.0, 170.0, 210.0, 250.0, 294.0, 400.0, 500.0, 711.0]
HV 31.5A | HV 31.5A | 31.5 | 0 | [10.0, 2.34, 0.722, 0.181, 0.1, 0.055, 0.0296, 0.01] | [10.0, 2.84, 0.368, 0.164, 0.1, 0.0621, 0.0378, 0.0195, 0.01] | 0 | [95.0, 110.0, 125.0, 150.0, 165.0, 200.0, 250.0, 390.0] | [189.0, 220.0, 300.0, 350.0, 393.0, 450.0, 530.0, 700.0, 960.0]
HV 40A | HV 40A | 40 | 0 | [10.0, 1.3, 0.161, 0.1, 0.0611, 0.0399, 0.0141, 0.01] | [10.0, 2.05, 0.369, 0.198, 0.1, 0.051, 0.0298, 0.01] | 0 | [120.0, 150.0, 200.0, 223.0, 260.0, 300.0, 450.0, 532.0] | [240.0, 300.0, 400.0, 450.0, 530.0, 650.0, 800.0, 1311.0]
HV 50A | HV 50A | 50 | 0 | [10.0, 3.215, 0.597, 0.198, 0.1, 0.0378, 0.022, 0.01] | [10.0, 3.64, 0.854, 0.281, 0.1, 0.0531, 0.022, 0.01] | 0 | [150.0, 170.0, 210.0, 250.0, 294.0, 400.0, 500.0, 711.0] | [300.0, 350.0, 450.0, 550.0, 700.0, 850.0, 1200.0, 1752.0]
HV 6.3A | HV 6.3A | 6.3 | 0 | [10.0, 1.39, 0.344, 0.168, 0.1, 0.056, 0.0263, 0.01] | [10.0, 1.711, 0.516, 0.198, 0.1, 0.0634, 0.0303, 0.01] | 0 | [19.0, 19.5, 20.4, 20.8, 22.0, 25.0, 32.0, 48.0] | [38.0, 40.0, 43.0, 48.0, 53.0, 60.0, 75.0, 118.0]
HV 63A | HV 63A | 63 | 0 | [10.0, 2.84, 0.368, 0.164, 0.1, 0.0621, 0.0378, 0.0195, 0.01] | [10.0, 1.82, 0.344, 0.1, 0.0467, 0.0269, 0.01] | 0 | [189.0, 220.0, 300.0, 350.0, 393.0, 450.0, 530.0, 700.0, 961.0] | [378.0, 500.0, 700.0, 934.0, 1200.0, 1500.0, 2366.0]
HV 80A | HV 80A | 80 | 0 | [10.0, 2.05, 0.369, 0.198, 0.1, 0.051, 0.0298, 0.01] | [10.0, 4.15, 1.03, 0.198, 0.1, 0.051, 0.0172, 0.01] | 0 | [240.0, 300.0, 400.0, 450.0, 530.0, 650.0, 800.0, 1311.0] | [480.0, 550.0, 700.0, 1000.0, 1260.0, 1600.0, 2500.0, 3227.0]
Siemens NH-1-100 | Siemens NH-1-100 | 100 | [5400.0, 2000.0, 400.0, 20.0, 1.0, 0.2, 0.012, 0.004] | 0 | 0 | [150.0, 190.0, 250.0, 430.0, 900.0, 1250.0, 2700.0, 3600.0] | 0 | 0
Siemens NH-1-125 | Siemens NH-1-125 | 125 | [4800.0, 120.0, 7.0, 0.1, 0.004] | 0 | 0 | [180.0, 400.0, 740.0, 2000.0, 4250.0] | 0 | 0
Siemens NH-1-16 | Siemens NH-1-16 | 16 | [4000.0, 400.0, 2.0, 0.1, 0.04, 0.01] | 0 | 0 | [26.0, 35.0, 75.0, 150.0, 200.0, 300.0] | 0 | 0
Siemens NH-1-160 | Siemens NH-1-160 | 160 | [4800.0, 120.0, 7.0, 0.1, 0.004] | 0 | 0 | [210.0, 500.0, 900.0, 2300.0, 5000.0] | 0 | 0
Siemens NH-1-25 | Siemens NH-1-25 | 25 | [4000.0, 1000.0, 10.0, 0.2, 0.02, 0.01] | 0 | 0 | [40.0, 50.0, 100.0, 210.0, 400.0, 500.0] | 0 | 0
Siemens NH-1-50 | Siemens NH-1-50 | 50 | [4000.0, 40.0, 4.0, 1.0, 0.02, 0.01] | 0 | 0 | [86.0, 200.0, 300.0, 400.0, 1000.0, 1280.0] | 0 | 0
Siemens NH-1-63 | Siemens NH-1-63 | 63 | [4000.0, 100.0, 10.0, 2.0, 0.04, 0.01] | 0 | 0 | [100.0, 200.0, 300.0, 400.0, 1000.0, 1500.0] | 0 | 0
Siemens NH-1-80 | Siemens NH-1-80 | 80 | [4800.0, 120.0, 7.0, 0.1, 0.01] | 0 | 0 | [150.58, 250.0, 450.0, 1150.0, 2470.0] | 0 | 0
Siemens NH-2-1000 | Siemens NH-2-1000 | 1000 | [4800.0, 120.0, 7.0, 0.1, 0.004] | 0 | 0 | [1900.0, 3500.0, 8400.0, 24000.0, 52000.0] | 0 | 0
Siemens NH-2-200 | Siemens NH-2-200 | 200 | [4800.0, 120.0, 7.0, 0.1, 0.004] | 0 | 0 | [280.0, 650.0, 1200.0, 3000.0, 7000.0] | 0 | 0
Siemens NH-2-224 | Siemens NH-2-224 | 224 | [4800.0, 120.0, 7.0, 0.2, 0.04, 0.004] | 0 | 0 | [400.0, 750.0, 1453.0, 3025.0, 4315.0, 7600.0] | 0 | 0
Siemens NH-2-250 | Siemens NH-2-250 | 250 | [4800.0, 120.0, 7.0, 0.1, 0.004] | 0 | 0 | [450.0, 800.0, 1650.0, 4000.0, 8500.0] | 0 | 0
Siemens NH-2-315 | Siemens NH-2-315 | 315 | [4800.0, 120.0, 7.0, 0.1, 0.004] | 0 | 0 | [550.0, 920.0, 1900.0, 5000.0, 11000.0] | 0 | 0
Siemens NH-2-355 | Siemens NH-2-355 | 355 | [4800.0, 120.0, 6.0, 0.1, 0.004] | 0 | 0 | [650.0, 1116.27, 2350.0, 5840.0, 12790.0] | 0 | 0
Siemens NH-2-400 | Siemens NH-2-400 | 400 | [4800.0, 120.0, 7.0, 0.1, 0.004] | 0 | 0 | [720.0, 1350.0, 2800.0, 6500.0, 15000.0] | 0 | 0
Siemens NH-2-425 | Siemens NH-2-425 | 425 | [4800.0, 120.0, 7.0, 0.1, 0.004] | 0 | 0 | [850.0, 1500.0, 3050.0, 7500.0, 16500.0] | 0 | 0
Siemens NH-2-630 | Siemens NH-2-630 | 630 | [4800.0, 120.0, 7.0, 0.1, 0.004] | 0 | 0 | [1200.0, 2000.0, 4800.0, 12000.0, 26000.0] | 0 | 0

## res_bus
| vm_pu | va_degree | p_mw | q_mvar
0 | 0.97376 | -0.50688 | 0.0020744 | 0.00051988
1 | 0.97361 | -0.5099 | 0.00067293 | 0.00016865
2 | 0.97417 | -0.49868 | 0 | 0
3 | 0.97267 | -0.52843 | 0.00089522 | 0.00022436
4 | 0.97335 | -0.51499 | 0.0018769 | 0.00047039
5 | 0.97496 | -0.48317 | 0 | 0
6 | 0.97149 | -0.55168 | 0.0019996 | 0.00050115
7 | 0.97303 | -0.52132 | 0.0011972 | 0.00030004
8 | 0.97325 | -0.51694 | 0.00039461 | 9.8899e-05
9 | 0.97273 | -0.52717 | 0.00093825 | 0.00023515
10 | 0.97329 | -0.51623 | 0 | 0
11 | 0.97554 | -0.47179 | 0.0014301 | 0.00035841
12 | 0.97494 | -0.48365 | 0.0011024 | 0.00027628
13 | 0.97592 | -0.46438 | 0 | 0
14 | 0.97483 | -0.48566 | 0.0019497 | 0.00048865
15 | 0.9713 | -0.55539 | 0.0028982 | 0.00072636
16 | 0.97069 | -0.56765 | 0.00055881 | 0.00014005
17 | 0.97067 | -0.56793 | 0.001269 | 0.00031805
18 | 0.97047 | -0.57184 | 0 | 0
19 | 0.97767 | -0.43004 | 0.0016787 | 0.00042072
20 | 0.97807 | -0.4221 | 0.0005956 | 0.00014927
21 | 0.97877 | -0.4084 | 0.0019781 | 0.00049576
22 | 0.97271 | -0.52762 | 0.00065491 | 0.00016414
23 | 0.97045 | -0.57233 | 0.0010117 | 0.00025354
24 | 0.97046 | -0.57205 | 0.0020842 | 0.00052234
25 | 0.97007 | -0.57728 | 0.0071006 | 0.0017796
26 | 0.97017 | -0.57524 | 0 | 0
27 | 0.9707 | -0.5648 | 0.0011959 | 0.00029972
28 | 0.97088 | -0.56117 | 0.0017536 | 0.00043949
29 | 0.97121 | -0.55478 | 0.00085887 | 0.00021525
30 | 0.99139 | -0.16265 | 0.0021197 | 0.00053125
31 | 0.995 | -0.094137 | 0.0044256 | 0.0011092
32 | 0.98838 | -0.22024 | 0 | 0
33 | 0.99574 | -0.080043 | 0 | 0
34 | 0.98829 | -0.22187 | 0.0039765 | 0.00099661
35 | 0.9819 | -0.34515 | 0.00072759 | 0.00018235
36 | 1 | 0 | -0.30987 | -0.079354
37 | 0.99718 | -0.053337 | 0.0020666 | 0.00051793
38 | 0.98174 | -0.34826 | 0.0012778 | 0.00032025
39 | 0.98004 | -0.38128 | 0.0036512 | 0.00091507
40 | 0.97958 | -0.39038 | 0.00029056 | 7.282e-05
41 | 0.98007 | -0.38082 | 0.00032244 | 8.0811e-05
42 | 0.97912 | -0.39937 | 0.00030876 | 7.7383e-05
43 | 0.98025 | -0.37726 | 0.0002785 | 6.9799e-05
44 | 0.97876 | -0.40645 | 0.00053415 | 0.00013387
45 | 0.97912 | -0.39917 | 0.0014852 | 0.00037222
46 | 0.9786 | -0.40964 | 0 | 0
47 | 0.97829 | -0.41542 | 0 | 0
48 | 0.98601 | -0.26799 | 0.0032751 | 0.00082081
49 | 0.98594 | -0.26938 | 0.00142 | 0.00035589
50 | 0.98686 | -0.2514 | 0.0013946 | 0.00034951
51 | 0.98702 | -0.24822 | 0.0016901 | 0.00042358
52 | 0.98712 | -0.24629 | 0.0017235 | 0.00043195
53 | 0.98779 | -0.23327 | 0.0023646 | 0.00059263
54 | 0.97846 | -0.41236 | 0.0088603 | 0.0022206
55 | 0.97837 | -0.41417 | 0.011416 | 0.002861
56 | 0.97835 | -0.41682 | 0.0019675 | 0.0004931
57 | 0.97862 | -0.41157 | 0.0017797 | 0.00044602
58 | 0.97894 | -0.40532 | 0.0029999 | 0.00075184
59 | 0.97854 | -0.41323 | 0.0010217 | 0.00025606
60 | 0.97921 | -0.40005 | 0 | 0
61 | 0.97355 | -0.5085 | 0.0019313 | 0.00048402
62 | 0.97403 | -0.49904 | 0.0028161 | 0.00070577
63 | 0.97245 | -0.53008 | 0 | 0
64 | 0.97439 | -0.49195 | 0.0052055 | 0.0013046
65 | 0.97219 | -0.53523 | 0.0019393 | 0.00048603
66 | 0.97212 | -0.53664 | 0.0026258 | 0.00065808
67 | 0.97402 | -0.49912 | 0.004924 | 0.0012341
68 | 0.97206 | -0.53795 | 0 | 0
69 | 0.9721 | -0.53714 | 0.0018137 | 0.00045455
70 | 0.97396 | -0.50046 | 0.0030969 | 0.00077615
71 | 0.97204 | -0.53825 | 0.0021245 | 0.00053244
72 | 0.9719 | -0.54111 | 0.0038901 | 0.00097496
73 | 0.97186 | -0.54192 | 0 | 0
74 | 0.97188 | -0.54148 | 0.0021539 | 0.00053981
75 | 0.97178 | -0.54352 | 0.0019568 | 0.00049041
76 | 0.97171 | -0.54477 | 0.001833 | 0.0004594
77 | 0.97139 | -0.55118 | 0.0035745 | 0.00089586
78 | 0.97281 | -0.52313 | 0.0037104 | 0.00092992
79 | 0.97302 | -0.51889 | 0.00054735 | 0.00013718
80 | 0.97244 | -0.53035 | 0.0085191 | 0.0021351
81 | 0.97345 | -0.51048 | 0.0023197 | 0.00058138
82 | 0.9722 | -0.53526 | 0.0022582 | 0.00056595
83 | 0.9805 | -0.37467 | 0.0015042 | 0.00037698
84 | 0.98052 | -0.37422 | 0.0010745 | 0.00026928
85 | 0.98046 | -0.37541 | 0.0010571 | 0.00026494
86 | 0.98058 | -0.37297 | 0 | 0
87 | 0.98038 | -0.37688 | 0.0015497 | 0.0003884
88 | 0.98141 | -0.35685 | 0.0010675 | 0.00026755
89 | 0.98029 | -0.37869 | 0.0055873 | 0.0014003
90 | 0.98186 | -0.34819 | 0.00103 | 0.00025814
91 | 0.97925 | -0.39902 | 0.0018845 | 0.0004723
92 | 0.99086 | -0.17454 | 0.0028109 | 0.00070449
93 | 0.99132 | -0.16561 | 0.0047412 | 0.0011882
94 | 0.99063 | -0.17904 | 0.01056 | 0.0026465
95 | 0.99161 | -0.15987 | 0.0014017 | 0.00035131
96 | 0.99055 | -0.1806 | 0.0017711 | 0.00044389
97 | 0.99174 | -0.15739 | 0.0016808 | 0.00042125
98 | 0.99188 | -0.15474 | 0.0014147 | 0.00035456
99 | 0.9928 | -0.13688 | 0.0020107 | 0.00050394
100 | 0.99165 | -0.15896 | 0.0049679 | 0.0012451
101 | 0.99287 | -0.13565 | 0 | 0
102 | 0.9915 | -0.16178 | 0.0038918 | 0.00097538
103 | 0.99382 | -0.11739 | 0 | 0
104 | 0.99021 | -0.1866 | 0.0044692 | 0.0011201
105 | 0.99085 | -0.17414 | 0 | 0
106 | 0.98814 | -0.22644 | 0 | 0
107 | 0.99076 | -0.17597 | 0.0015334 | 0.00038431
108 | 0.98866 | -0.21621 | 0.0017342 | 0.00043463
109 | 0.97882 | -0.40751 | 0.0014854 | 0.00037227
110 | 0.98232 | -0.33915 | 0.0023763 | 0.00059556
111 | 0.98677 | -0.25286 | 0.0033244 | 0.00083318
112 | 0.98472 | -0.29246 | 0.0019182 | 0.00048074
113 | 0.98776 | -0.23381 | 0 | 0
114 | 0.98383 | -0.30971 | 0.0036389 | 0.00091198
115 | 0.98766 | -0.23567 | 0.0031058 | 0.00077839
116 | 0.98351 | -0.31603 | 0.002772 | 0.00069473
117 | 0.98762 | -0.23642 | 0.0016752 | 0.00041985
118 | 0.97895 | -0.40498 | 0.0037255 | 0.00093369
119 | 0.97817 | -0.4203 | 0.0025756 | 0.0006455
120 | 0.97979 | -0.38839 | 0.0023401 | 0.00058648
121 | 0.97751 | -0.43311 | 0.0024576 | 0.00061593
122 | 0.98078 | -0.36912 | 0.003699 | 0.00092706
123 | 0.97749 | -0.43352 | 0.0024569 | 0.00061576
124 | 0.98157 | -0.35377 | 0.0050496 | 0.0012655
125 | 0.97688 | -0.4455 | 0.0032076 | 0.00080391
126 | 0.9819 | -0.34735 | 0 | 0
127 | 0.98103 | -0.36426 | 0.005757 | 0.0014428
128 | 0.98344 | -0.31728 | 0.0051606 | 0.0012934
129 | 0.98045 | -0.37567 | 0.0028899 | 0.00072429
130 | 0.98361 | -0.31397 | 0.0032109 | 0.00080472
131 | 0.97976 | -0.38914 | 0 | 0
132 | 0.98703 | -0.2477 | 0.00035108 | 8.7989e-05
133 | 0.97832 | -0.41741 | 0.0012057 | 0.00030218
134 | 0.97835 | -0.41684 | 0 | 0
135 | 0.97829 | -0.41808 | 0.00089293 | 0.00022379
136 | 0.97845 | -0.41496 | 0 | 0
137 | 0.97583 | -0.46622 | 0 | 0
138 | 0.97558 | -0.47122 | 0.0029203 | 0.00073189
139 | 0.97579 | -0.46696 | 0 | 0
140 | 0.97554 | -0.47193 | 0.0023732 | 0.00059479
141 | 0.97566 | -0.46963 | 0.0014764 | 0.00037002
142 | 0.97541 | -0.47461 | 0 | 0
143 | 0.97529 | -0.47686 | 0.004843 | 0.0012138
144 | 0.97555 | -0.4718 | 0.00061603 | 0.00015439
145 | 0.97524 | -0.47795 | 0.00070072 | 0.00017562
146 | 0.99076 | -0.17599 | 0.003076 | 0.00077091
147 | 0.97917 | -0.40074 | 0.0012265 | 0.00030739
148 | 0.97912 | -0.40174 | 0.00076112 | 0.00019075
149 | 0.99073 | -0.1765 | 0.001108 | 0.00027769
150 | 0.99071 | -0.1768 | 0.00047823 | 0.00011986
151 | 0.9791 | -0.40224 | 0.0017079 | 0.00042803
152 | 0.97521 | -0.47845 | 0.0006069 | 0.0001521
153 | 0.97521 | -0.47852 | 0 | 0
154 | 0.97516 | -0.47946 | 0.00093028 | 0.00023315
155 | 0.99998 | 149.9956 | 0 | 0

## res_line
| p_from_mw | q_from_mvar | p_to_mw | q_to_mvar | pl_mw | ql_mvar | i_from_ka | i_to_ka | i_ka | vm_from_pu | va_from_degree | vm_to_pu | va_to_degree | loading_percent
0 | 0.0057381 | 0.001434 | -0.0057373 | -0.0014338 | 8.2247e-07 | 1.7147e-07 | 0.008767 | 0.0087672 | 0.0087672 | 0.97376 | -0.50688 | 0.97361 | -0.5099 | 2.4086
1 | -0.018556 | -0.0046506 | 0.018563 | 0.0046549 | 7.256e-06 | 4.3444e-06 | 0.028356 | 0.028356 | 0.028356 | 0.97376 | -0.50688 | 0.97417 | -0.49868 | 7.7901
2 | 0.010744 | 0.0026967 | -0.010733 | -0.002691 | 1.1033e-05 | 5.7052e-06 | 0.016419 | 0.016419 | 0.016419 | 0.97376 | -0.50688 | 0.97267 | -0.52843 | 4.5108
3 | 0.0050644 | 0.0012652 | -0.0050631 | -0.0012651 | 1.2254e-06 | 1.059e-07 | 0.0077387 | 0.0077389 | 0.0077389 | 0.97361 | -0.5099 | 0.97335 | -0.51499 | 2.1261
4 | -0.018563 | -0.0046549 | 0.018577 | 0.0046631 | 1.373e-05 | 8.2197e-06 | 0.028356 | 0.028355 | 0.028356 | 0.97417 | -0.49868 | 0.97496 | -0.48317 | 7.79
5 | 0.0098373 | 0.0024666 | -0.0098264 | -0.0024612 | 1.089e-05 | 5.38e-06 | 0.01505 | 0.01505 | 0.01505 | 0.97267 | -0.52843 | 0.97149 | -0.55168 | 4.1347
6 | 0.0031863 | 0.00079467 | -0.0031861 | -0.00079481 | 1.873e-07 | -1.419e-07 | 0.0048697 | 0.0048698 | 0.0048698 | 0.97335 | -0.51499 | 0.97329 | -0.51623 | 1.3378
7 | -0.021629 | -0.0054274 | 0.021641 | 0.0054346 | 1.1746e-05 | 7.1588e-06 | 0.033014 | 0.033014 | 0.033014 | 0.97496 | -0.48317 | 0.97554 | -0.47179 | 9.0697
8 | 0.0030524 | 0.00076429 | -0.0030523 | -0.00076435 | 7.0537e-08 | -6.2948e-08 | 0.0046583 | 0.0046584 | 0.0046584 | 0.97496 | -0.48317 | 0.97494 | -0.48365 | 1.2798
9 | 0.0078268 | 0.0019601 | -0.0078254 | -0.0019595 | 1.3811e-06 | 5.6662e-07 | 0.011988 | 0.011988 | 0.011988 | 0.97149 | -0.55168 | 0.9713 | -0.55539 | 3.2933
10 | -0.0027908 | -0.00069668 | 0.0027914 | 0.00069599 | 5.8053e-07 | -6.8498e-07 | 0.0042669 | 0.0042665 | 0.0042669 | 0.97303 | -0.52132 | 0.97325 | -0.51694 | 1.1722
11 | 0.0015936 | 0.00039664 | -0.0015932 | -0.00039882 | 4.4252e-07 | -2.1851e-06 | 0.0024361 | 0.0024369 | 0.0024369 | 0.97303 | -0.52132 | 0.97273 | -0.52717 | 0.66949
12 | -0.003186 | -0.00079489 | 0.0031861 | 0.00079481 | 1.0741e-07 | -8.1352e-08 | 0.0048698 | 0.0048698 | 0.0048698 | 0.97325 | -0.51694 | 0.97329 | -0.51623 | 1.3379
13 | 0.00065492 | 0.00016368 | -0.00065491 | -0.00016414 | 1.4221e-08 | -4.5997e-07 | 0.0010017 | 0.0010019 | 0.0010019 | 0.97273 | -0.52717 | 0.97271 | -0.52762 | 0.27523
14 | -0.023071 | -0.005793 | 0.023079 | 0.005798 | 8.1568e-06 | 5.001e-06 | 0.035195 | 0.035195 | 0.035195 | 0.97554 | -0.47179 | 0.97592 | -0.46438 | 9.669
15 | 0.0019499 | 0.00048807 | -0.0019497 | -0.00048865 | 1.8585e-07 | -5.7878e-07 | 0.0029759 | 0.0029761 | 0.0029761 | 0.97494 | -0.48365 | 0.97483 | -0.48566 | 0.81762
16 | -0.023079 | -0.005798 | 0.023117 | 0.0058212 | 3.7891e-05 | 2.3229e-05 | 0.035195 | 0.035195 | 0.035195 | 0.97592 | -0.46438 | 0.97767 | -0.43004 | 9.6689
17 | 0.0049272 | 0.0012332 | -0.0049243 | -0.001233 | 2.8734e-06 | 1.7541e-07 | 0.0075478 | 0.0075484 | 0.0075484 | 0.9713 | -0.55539 | 0.97069 | -0.56765 | 2.0737
18 | 0.001269 | 0.00031791 | -0.001269 | -0.00031805 | 1.7107e-08 | -1.3806e-07 | 0.0019453 | 0.0019454 | 0.0019454 | 0.97069 | -0.56765 | 0.97067 | -0.56793 | 0.53444
19 | 0.0030965 | 0.00077502 | -0.0030959 | -0.00077553 | 6.1877e-07 | -5.0913e-07 | 0.0047464 | 0.0047467 | 0.0047467 | 0.97069 | -0.56765 | 0.97047 | -0.57184 | 1.304
20 | 0.0020842 | 0.00052229 | -0.0020842 | -0.00052234 | 2.0784e-08 | -5.3756e-08 | 0.0031956 | 0.0031957 | 0.0031957 | 0.97047 | -0.57184 | 0.97046 | -0.57205 | 0.87793
21 | 0.0010117 | 0.00025324 | -0.0010117 | -0.00025354 | 2.3488e-08 | -3.0662e-07 | 0.0015511 | 0.0015512 | 0.0015512 | 0.97047 | -0.57184 | 0.97045 | -0.57233 | 0.42615
22 | -0.024796 | -0.0062419 | 0.024805 | 0.0062477 | 9.4154e-06 | 5.8048e-06 | 0.03775 | 0.03775 | 0.03775 | 0.97767 | -0.43004 | 0.97807 | -0.4221 | 10.3708
23 | -0.025401 | -0.006397 | 0.025418 | 0.0064073 | 1.6642e-05 | 1.0278e-05 | 0.038656 | 0.038656 | 0.038656 | 0.97807 | -0.4221 | 0.97877 | -0.4084 | 10.6197
24 | -0.027396 | -0.006903 | 0.027397 | 0.0069038 | 1.1752e-06 | 7.2943e-07 | 0.041663 | 0.041663 | 0.041663 | 0.97877 | -0.4084 | 0.97882 | -0.40751 | 11.4458
25 | -0.0071006 | -0.0017796 | 0.0071012 | 0.0017798 | 6.9252e-07 | 2.51e-07 | 0.010892 | 0.010892 | 0.010892 | 0.97007 | -0.57728 | 0.97017 | -0.57524 | 2.9922
26 | -0.0071012 | -0.0017798 | 0.0071048 | 0.0017811 | 3.5305e-06 | 1.279e-06 | 0.010892 | 0.010891 | 0.010892 | 0.97017 | -0.57524 | 0.9707 | -0.5648 | 2.9922
27 | -0.0083007 | -0.0020808 | 0.0083021 | 0.0020814 | 1.4372e-06 | 6.2713e-07 | 0.012725 | 0.012724 | 0.012725 | 0.9707 | -0.5648 | 0.97088 | -0.56117 | 3.4958
28 | -0.010056 | -0.0025209 | 0.010059 | 0.0025225 | 3.0653e-06 | 1.5361e-06 | 0.015412 | 0.015412 | 0.015412 | 0.97088 | -0.56117 | 0.97121 | -0.55478 | 4.2341
29 | -0.010918 | -0.0027377 | 0.010919 | 0.0027387 | 1.8726e-06 | 9.7759e-07 | 0.016728 | 0.016728 | 0.016728 | 0.97121 | -0.55478 | 0.97139 | -0.55118 | 4.5955
30 | -0.10497 | -0.026899 | 0.10532 | 0.027121 | 0.00034982 | 0.00022195 | 0.15776 | 0.15776 | 0.15776 | 0.99139 | -0.16265 | 0.995 | -0.094137 | 21.6701
31 | 0.10285 | 0.026368 | -0.10256 | -0.026186 | 0.00028635 | 0.00018162 | 0.15458 | 0.15458 | 0.15458 | 0.99139 | -0.16265 | 0.98838 | -0.22024 | 21.2332
32 | -0.10974 | -0.02823 | 0.10982 | 0.028278 | 7.5255e-05 | 4.7777e-05 | 0.16438 | 0.16438 | 0.16438 | 0.995 | -0.094137 | 0.99574 | -0.080043 | 22.5791
33 | 0.0039768 | 0.00099652 | -0.0039765 | -0.00099661 | 3.076e-07 | -9.6378e-08 | 0.0059871 | 0.0059872 | 0.0059872 | 0.98838 | -0.22024 | 0.98829 | -0.22187 | 1.6448
34 | 0.098582 | 0.02519 | -0.097991 | -0.024815 | 0.00059161 | 0.00037499 | 0.14859 | 0.14859 | 0.14859 | 0.98838 | -0.22024 | 0.9819 | -0.34515 | 20.411
35 | -0.10982 | -0.028278 | 0.11025 | 0.028551 | 0.00042949 | 0.00027266 | 0.16438 | 0.16438 | 0.16438 | 0.99574 | -0.080043 | 1 | 0 | 22.5791
36 | 0.097263 | 0.024632 | -0.097249 | -0.024623 | 1.4503e-05 | 9.1921e-06 | 0.14749 | 0.14749 | 0.14749 | 0.9819 | -0.34515 | 0.98174 | -0.34826 | 20.2595
37 | 0.19798 | 0.050803 | -0.19747 | -0.050477 | 0.00051092 | 0.00032617 | 0.29501 | 0.29501 | 0.29501 | 1 | 0 | 0.99718 | -0.053337 | 40.524
38 | 0.1954 | 0.049959 | -0.1948 | -0.049573 | 0.0006035 | 0.00038526 | 0.29193 | 0.29193 | 0.29193 | 0.99718 | -0.053337 | 0.99382 | -0.11739 | 40.1005
39 | 0.095971 | 0.024303 | -0.095838 | -0.024218 | 0.00013344 | 8.4556e-05 | 0.14555 | 0.14555 | 0.14555 | 0.98174 | -0.34826 | 0.98025 | -0.37726 | 19.9935
40 | 0.021442 | 0.0053848 | -0.021432 | -0.0053792 | 9.307e-06 | 5.6616e-06 | 0.032559 | 0.032559 | 0.032559 | 0.98004 | -0.38128 | 0.97958 | -0.39038 | 8.9448
41 | -0.025093 | -0.0062999 | 0.025093 | 0.0063002 | 5.4075e-07 | 3.3356e-07 | 0.038103 | 0.038103 | 0.038103 | 0.98004 | -0.38128 | 0.98007 | -0.38082 | 10.4677
42 | 0.021142 | 0.0053063 | -0.021133 | -0.0053008 | 9.0625e-06 | 5.5052e-06 | 0.032118 | 0.032118 | 0.032118 | 0.97958 | -0.39038 | 0.97912 | -0.39937 | 8.8236
43 | -0.025416 | -0.006381 | 0.02542 | 0.0063837 | 4.3213e-06 | 2.6681e-06 | 0.038592 | 0.038592 | 0.038592 | 0.98007 | -0.38082 | 0.98025 | -0.37726 | 10.6022
44 | 0.020824 | 0.0052235 | -0.020817 | -0.0052192 | 7.0281e-06 | 4.2627e-06 | 0.031649 | 0.031649 | 0.031649 | 0.97912 | -0.39937 | 0.97876 | -0.40645 | 8.6947
45 | 0.070139 | 0.017765 | -0.070065 | -0.017719 | 7.3733e-05 | 4.6317e-05 | 0.10654 | 0.10654 | 0.10654 | 0.98025 | -0.37726 | 0.97912 | -0.39917 | 14.6344
46 | 0.020283 | 0.0050853 | -0.02028 | -0.0050835 | 3.0839e-06 | 1.865e-06 | 0.030837 | 0.030837 | 0.030837 | 0.97876 | -0.40645 | 0.9786 | -0.40964 | 8.4716
47 | 0.06858 | 0.017346 | -0.068527 | -0.017312 | 5.3407e-05 | 3.4016e-05 | 0.10428 | 0.10428 | 0.10428 | 0.97912 | -0.39917 | 0.97829 | -0.41542 | 28.6487
48 | 0.0088614 | 0.0022211 | -0.0088603 | -0.0022206 | 1.149e-06 | 5.2339e-07 | 0.013474 | 0.013475 | 0.013475 | 0.9786 | -0.40964 | 0.97846 | -0.41236 | 3.7018
49 | 0.011418 | 0.0028623 | -0.011416 | -0.002861 | 2.4624e-06 | 1.3023e-06 | 0.017362 | 0.017362 | 0.017362 | 0.9786 | -0.40964 | 0.97837 | -0.41417 | 4.7699
50 | 0.068527 | 0.017312 | -0.068276 | -0.017153 | 0.00025038 | 0.00015948 | 0.10428 | 0.10428 | 0.10428 | 0.97829 | -0.41542 | 0.97439 | -0.49195 | 28.6488
51 | 0.0014201 | 0.00035526 | -0.00142 | -0.00035589 | 9.3787e-08 | -6.3452e-07 | 0.0021429 | 0.0021431 | 0.0021431 | 0.98601 | -0.26799 | 0.98594 | -0.26938 | 0.58878
52 | -0.0046952 | -0.0011761 | 0.0046989 | 0.0011759 | 3.7089e-06 | -1.4159e-07 | 0.0070854 | 0.0070845 | 0.0070854 | 0.98601 | -0.26799 | 0.98686 | -0.2514 | 1.9465
53 | -0.0060935 | -0.0015254 | 0.0060944 | 0.0015257 | 9.2407e-07 | 2.1833e-07 | 0.0091873 | 0.0091871 | 0.0091873 | 0.98686 | -0.2514 | 0.98702 | -0.24822 | 2.524
54 | -0.0077845 | -0.0019492 | 0.0077852 | 0.0019495 | 7.1405e-07 | 2.8025e-07 | 0.011735 | 0.011735 | 0.011735 | 0.98702 | -0.24822 | 0.98712 | -0.24629 | 3.2239
55 | -0.0095087 | -0.0023815 | 0.0095146 | 0.0023843 | 5.8985e-06 | 2.7956e-06 | 0.014333 | 0.014333 | 0.014333 | 0.98712 | -0.24629 | 0.98779 | -0.23327 | 3.9377
56 | -0.011879 | -0.0029769 | 0.011883 | 0.002979 | 3.8632e-06 | 2.0605e-06 | 0.017895 | 0.017895 | 0.017895 | 0.98779 | -0.23327 | 0.98814 | -0.22644 | 4.9162
57 | -0.0019675 | -0.0004931 | 0.001968 | 0.00049157 | 4.9126e-07 | -1.5236e-06 | 0.0029924 | 0.0029918 | 0.0029924 | 0.97835 | -0.41682 | 0.97862 | -0.41157 | 0.82209
58 | -0.0068686 | -0.0017178 | 0.0068707 | 0.0017185 | 2.0424e-06 | 6.7939e-07 | 0.010443 | 0.010442 | 0.010443 | 0.97862 | -0.41157 | 0.97894 | -0.40532 | 2.8689
59 | 0.003121 | 0.00078022 | -0.0031208 | -0.00078042 | 2.4582e-07 | -2.0846e-07 | 0.0047449 | 0.004745 | 0.004745 | 0.97862 | -0.41157 | 0.97854 | -0.41323 | 1.3036
60 | -0.0098706 | -0.0024703 | 0.0098731 | 0.0024716 | 2.4764e-06 | 1.2159e-06 | 0.015002 | 0.015002 | 0.015002 | 0.97894 | -0.40532 | 0.97921 | -0.40005 | 4.1215
61 | 0.0020991 | 0.00052437 | -0.0020989 | -0.00052482 | 1.7257e-07 | -4.5707e-07 | 0.0031914 | 0.0031916 | 0.0031916 | 0.97854 | -0.41323 | 0.97845 | -0.41496 | 0.87681
62 | 0.0036958 | 0.00092574 | -0.0036956 | -0.00092579 | 1.205e-07 | -5.1038e-08 | 0.005616 | 0.005616 | 0.005616 | 0.97921 | -0.40005 | 0.97917 | -0.40074 | 1.5429
63 | -0.013569 | -0.0033973 | 0.013576 | 0.0034013 | 7.0536e-06 | 3.9574e-06 | 0.020618 | 0.020618 | 0.020618 | 0.97921 | -0.40005 | 0.97976 | -0.38914 | 5.6643
64 | -0.034819 | -0.0087478 | 0.034835 | 0.0087576 | 1.5724e-05 | 9.8792e-06 | 0.053227 | 0.053227 | 0.053227 | 0.97355 | -0.5085 | 0.97403 | -0.49904 | 14.6228
65 | 0.032888 | 0.0082637 | -0.032854 | -0.0082425 | 3.3841e-05 | 2.1215e-05 | 0.050275 | 0.050275 | 0.050275 | 0.97355 | -0.5085 | 0.97245 | -0.53008 | 13.8119
66 | -0.037651 | -0.0094634 | 0.037664 | 0.0094714 | 1.2753e-05 | 8.0343e-06 | 0.057529 | 0.057529 | 0.057529 | 0.97403 | -0.49904 | 0.97439 | -0.49195 | 15.8046
67 | 0.013905 | 0.003486 | -0.013901 | -0.0034841 | 3.4093e-06 | 1.9329e-06 | 0.021277 | 0.021277 | 0.021277 | 0.97245 | -0.53008 | 0.97219 | -0.53523 | 5.8453
68 | 0.018949 | 0.0047565 | -0.018944 | -0.004753 | 5.9281e-06 | 3.5608e-06 | 0.028998 | 0.028999 | 0.028999 | 0.97245 | -0.53008 | 0.97212 | -0.53664 | 7.9666
69 | 0.025407 | 0.0063768 | -0.025398 | -0.0063714 | 8.6834e-06 | 5.3659e-06 | 0.038803 | 0.038803 | 0.038803 | 0.97439 | -0.49195 | 0.97402 | -0.49912 | 10.6603
70 | 0.011962 | 0.002998 | -0.01196 | -0.0029972 | 1.5516e-06 | 8.3998e-07 | 0.018309 | 0.018309 | 0.018309 | 0.97219 | -0.53523 | 0.97206 | -0.53795 | 5.0298
71 | 0.016318 | 0.0040949 | -0.016317 | -0.0040947 | 3.8809e-07 | 2.2782e-07 | 0.024979 | 0.024979 | 0.024979 | 0.97212 | -0.53664 | 0.9721 | -0.53714 | 6.8625
72 | 0.020474 | 0.0051373 | -0.020473 | -0.0051365 | 1.3119e-06 | 7.951e-07 | 0.031281 | 0.031281 | 0.031281 | 0.97402 | -0.49912 | 0.97396 | -0.50046 | 8.5937
73 | 0.0021245 | 0.00053236 | -0.0021245 | -0.00053244 | 3.0199e-08 | -7.506e-08 | 0.0032521 | 0.0032521 | 0.0032521 | 0.97206 | -0.53795 | 0.97204 | -0.53825 | 0.89345
74 | 0.0098359 | 0.0024648 | -0.0098344 | -0.0024641 | 1.4797e-06 | 7.313e-07 | 0.015057 | 0.015057 | 0.015057 | 0.97206 | -0.53795 | 0.9719 | -0.54111 | 4.1364
75 | 0.014504 | 0.0036401 | -0.0145 | -0.0036382 | 3.302e-06 | 1.8919e-06 | 0.022203 | 0.022203 | 0.022203 | 0.9721 | -0.53714 | 0.97186 | -0.54192 | 6.0998
76 | 0.017376 | 0.0043604 | -0.017368 | -0.0043555 | 8.298e-06 | 4.9203e-06 | 0.02655 | 0.02655 | 0.02655 | 0.97396 | -0.50046 | 0.97345 | -0.51048 | 7.2939
77 | 0.0059442 | 0.0014891 | -0.0059441 | -0.0014891 | 1.0364e-07 | 2.4977e-08 | 0.0091006 | 0.0091007 | 0.0091007 | 0.9719 | -0.54111 | 0.97188 | -0.54148 | 2.5002
78 | 0.0145 | 0.0036382 | -0.014494 | -0.0036346 | 6.4002e-06 | 3.6673e-06 | 0.022203 | 0.022203 | 0.022203 | 0.97186 | -0.54192 | 0.97139 | -0.55118 | 6.0998
79 | 0.0037903 | 0.0009493 | -0.0037899 | -0.00094942 | 3.6849e-07 | -1.2572e-07 | 0.0058029 | 0.0058031 | 0.0058031 | 0.97188 | -0.54148 | 0.97178 | -0.54352 | 1.5943
80 | 0.0018331 | 0.00045901 | -0.001833 | -0.0004594 | 1.0952e-07 | -3.8913e-07 | 0.0028068 | 0.002807 | 0.002807 | 0.97178 | -0.54352 | 0.97171 | -0.54477 | 0.77114
81 | -0.014492 | -0.0036318 | 0.014495 | 0.0036334 | 2.9267e-06 | 1.6759e-06 | 0.022167 | 0.022167 | 0.022167 | 0.97281 | -0.52313 | 0.97302 | -0.51889 | 6.0898
82 | 0.010782 | 0.0027018 | -0.010778 | -0.0026999 | 3.7069e-06 | 1.9213e-06 | 0.016491 | 0.016492 | 0.016492 | 0.97281 | -0.52313 | 0.97244 | -0.53035 | 4.5306
83 | -0.015042 | -0.0037706 | 0.015048 | 0.0037741 | 6.0293e-06 | 3.4812e-06 | 0.023004 | 0.023004 | 0.023004 | 0.97302 | -0.51889 | 0.97345 | -0.51048 | 6.3197
84 | 0.0022587 | 0.00056482 | -0.0022582 | -0.00056595 | 5.277e-07 | -1.1236e-06 | 0.0034557 | 0.0034563 | 0.0034563 | 0.97244 | -0.53035 | 0.9722 | -0.53526 | 0.94952
85 | -0.0041112 | -0.0010296 | 0.0041113 | 0.0010296 | 8.812e-08 | -1.9747e-08 | 0.0062389 | 0.0062389 | 0.0062389 | 0.9805 | -0.37467 | 0.98052 | -0.37422 | 1.714
86 | 0.002607 | 0.00065261 | -0.0026069 | -0.00065275 | 9.1705e-08 | -1.3836e-07 | 0.0039562 | 0.0039563 | 0.0039563 | 0.9805 | -0.37467 | 0.98046 | -0.37541 | 1.0869
87 | -0.0051857 | -0.0012988 | 0.0051861 | 0.0012989 | 3.101e-07 | 3.0028e-08 | 0.0078695 | 0.0078694 | 0.0078695 | 0.98052 | -0.37422 | 0.98058 | -0.37297 | 2.1619
88 | 0.0015498 | 0.00038781 | -0.0015497 | -0.0003884 | 1.086e-07 | -5.9065e-07 | 0.0023519 | 0.0023522 | 0.0023522 | 0.98046 | -0.37541 | 0.98038 | -0.37688 | 0.6462
89 | -0.041592 | -0.01048 | 0.041624 | 0.0105 | 3.2096e-05 | 2.027e-05 | 0.063135 | 0.063135 | 0.063135 | 0.98058 | -0.37297 | 0.98141 | -0.35685 | 17.3447
90 | 0.036406 | 0.0091809 | -0.036396 | -0.0091747 | 9.9732e-06 | 6.273e-06 | 0.055265 | 0.055265 | 0.055265 | 0.98058 | -0.37297 | 0.98029 | -0.37869 | 15.1828
91 | -0.042691 | -0.010768 | 0.042709 | 0.010779 | 1.7708e-05 | 1.1191e-05 | 0.064753 | 0.064753 | 0.064753 | 0.98141 | -0.35685 | 0.98186 | -0.34819 | 17.7893
92 | 0.030808 | 0.0077744 | -0.030779 | -0.0077556 | 2.9961e-05 | 1.8715e-05 | 0.046784 | 0.046784 | 0.046784 | 0.98029 | -0.37869 | 0.97925 | -0.39902 | 12.8529
93 | -0.043739 | -0.011037 | 0.043758 | 0.011049 | 1.8948e-05 | 1.1982e-05 | 0.066314 | 0.066314 | 0.066314 | 0.98186 | -0.34819 | 0.98232 | -0.33915 | 18.2182
94 | 0.028894 | 0.0072833 | -0.028882 | -0.007276 | 1.1729e-05 | 7.3028e-06 | 0.043921 | 0.043921 | 0.043921 | 0.97925 | -0.39902 | 0.97882 | -0.40751 | 12.0662
95 | -0.015144 | -0.0037957 | 0.015151 | 0.0037994 | 6.4467e-06 | 3.6976e-06 | 0.022743 | 0.022743 | 0.022743 | 0.99086 | -0.17454 | 0.99132 | -0.16561 | 6.2481
96 | 0.012333 | 0.0030912 | -0.012331 | -0.0030898 | 2.6416e-06 | 1.4262e-06 | 0.018522 | 0.018522 | 0.018522 | 0.99086 | -0.17454 | 0.99063 | -0.17904 | 5.0884
97 | -0.019892 | -0.0049877 | 0.019897 | 0.0049909 | 5.4409e-06 | 3.2723e-06 | 0.02986 | 0.02986 | 0.02986 | 0.99132 | -0.16561 | 0.99161 | -0.15987 | 8.2032
98 | 0.0017713 | 0.00044333 | -0.0017711 | -0.00044389 | 1.3226e-07 | -5.5678e-07 | 0.0026604 | 0.0026606 | 0.0026606 | 0.99063 | -0.17904 | 0.99055 | -0.1806 | 0.73094
99 | -0.021299 | -0.0053422 | 0.021302 | 0.0053438 | 2.5129e-06 | 1.5236e-06 | 0.031963 | 0.031963 | 0.031963 | 0.99161 | -0.15987 | 0.99174 | -0.15739 | 8.7811
100 | -0.022983 | -0.005765 | 0.022985 | 0.0057668 | 2.9096e-06 | 1.7779e-06 | 0.034485 | 0.034485 | 0.034485 | 0.99174 | -0.15739 | 0.99188 | -0.15474 | 9.4739
101 | -0.0244 | -0.0061214 | 0.024422 | 0.006135 | 2.2225e-05 | 1.3652e-05 | 0.036607 | 0.036607 | 0.036607 | 0.99188 | -0.15474 | 0.99287 | -0.13565 | 10.0569
102 | 0.088414 | 0.022484 | -0.08832 | -0.022424 | 9.3964e-05 | 5.9401e-05 | 0.13263 | 0.13263 | 0.13263 | 0.9928 | -0.13688 | 0.99165 | -0.15896 | 18.2185
103 | -0.090424 | -0.022987 | 0.09043 | 0.022991 | 5.3336e-06 | 3.3735e-06 | 0.13564 | 0.13564 | 0.13564 | 0.9928 | -0.13688 | 0.99287 | -0.13565 | 18.6324
104 | 0.083352 | 0.021179 | -0.08334 | -0.021172 | 1.1324e-05 | 7.1479e-06 | 0.12518 | 0.12518 | 0.12518 | 0.99165 | -0.15896 | 0.9915 | -0.16178 | 17.1945
105 | -0.11485 | -0.029126 | 0.11495 | 0.02919 | 0.00010093 | 6.4124e-05 | 0.17225 | 0.17225 | 0.17225 | 0.99287 | -0.13565 | 0.99382 | -0.11739 | 23.6609
106 | 0.079449 | 0.020197 | -0.079354 | -0.020137 | 9.4829e-05 | 5.9776e-05 | 0.11934 | 0.11934 | 0.11934 | 0.9915 | -0.16178 | 0.99021 | -0.1866 | 16.3923
107 | 0.079844 | 0.020383 | -0.079625 | -0.020244 | 0.00021829 | 0.00013918 | 0.11968 | 0.11968 | 0.11968 | 0.99382 | -0.11739 | 0.99085 | -0.17414 | 32.8793
108 | 0.074885 | 0.019017 | -0.074741 | -0.018925 | 0.00014329 | 9.1322e-05 | 0.11262 | 0.11262 | 0.11262 | 0.99021 | -0.1866 | 0.98814 | -0.22644 | 30.9396
109 | 0.0061962 | 0.0015522 | -0.0061957 | -0.0015521 | 5.4103e-07 | 1.3165e-07 | 0.0093049 | 0.009305 | 0.009305 | 0.99085 | -0.17414 | 0.99076 | -0.17597 | 2.5563
110 | 0.073429 | 0.018692 | -0.073281 | -0.018597 | 0.00014865 | 9.4717e-05 | 0.11038 | 0.11038 | 0.11038 | 0.99085 | -0.17414 | 0.98866 | -0.21621 | 30.3231
111 | 0.062858 | 0.015946 | -0.062836 | -0.015932 | 2.2262e-05 | 1.4163e-05 | 0.094725 | 0.094725 | 0.094725 | 0.98814 | -0.22644 | 0.98776 | -0.23381 | 26.0235
112 | 0.0046622 | 0.0011678 | -0.0046622 | -0.0011678 | 4.9198e-09 | -2.9725e-10 | 0.007002 | 0.007002 | 0.007002 | 0.99076 | -0.17597 | 0.99076 | -0.17599 | 1.9236
113 | 0.071546 | 0.018163 | -0.071438 | -0.018094 | 0.00010821 | 6.8936e-05 | 0.10777 | 0.10777 | 0.10777 | 0.98866 | -0.21621 | 0.98703 | -0.2477 | 29.6061
114 | -0.046134 | -0.011644 | 0.046185 | 0.011677 | 5.1136e-05 | 3.2373e-05 | 0.069914 | 0.069914 | 0.069914 | 0.98232 | -0.33915 | 0.98351 | -0.31603 | 19.207
115 | 0.054677 | 0.013867 | -0.054573 | -0.013801 | 0.00010389 | 6.5971e-05 | 0.082509 | 0.08251 | 0.08251 | 0.98677 | -0.25286 | 0.98472 | -0.29246 | 22.6675
116 | -0.058001 | -0.014701 | 0.058054 | 0.014734 | 5.3137e-05 | 3.3771e-05 | 0.087522 | 0.087522 | 0.087522 | 0.98677 | -0.25286 | 0.98776 | -0.23381 | 24.0446
117 | 0.052655 | 0.013321 | -0.052611 | -0.013293 | 4.3543e-05 | 2.7635e-05 | 0.079611 | 0.079611 | 0.079611 | 0.98472 | -0.29246 | 0.98383 | -0.30971 | 21.8712
118 | 0.0047815 | 0.001198 | -0.0047811 | -0.001198 | 4.2358e-07 | -7.5452e-09 | 0.007203 | 0.0072031 | 0.0072031 | 0.98776 | -0.23381 | 0.98766 | -0.23567 | 1.9789
119 | 0.048972 | 0.012381 | -0.048957 | -0.012372 | 1.4844e-05 | 9.4089e-06 | 0.074107 | 0.074107 | 0.074107 | 0.98383 | -0.30971 | 0.98351 | -0.31603 | 20.3592
120 | 0.0016753 | 0.00041957 | -0.0016752 | -0.00041985 | 5.9506e-08 | -2.8069e-07 | 0.0025239 | 0.002524 | 0.002524 | 0.98766 | -0.23567 | 0.98762 | -0.23642 | 0.6934
121 | 0.025227 | 0.0063416 | -0.025209 | -0.0063302 | 1.8447e-05 | 1.1386e-05 | 0.038353 | 0.038353 | 0.038353 | 0.97895 | -0.40498 | 0.97817 | -0.4203 | 10.5365
122 | -0.028953 | -0.0072753 | 0.028976 | 0.0072896 | 2.2942e-05 | 1.4285e-05 | 0.044015 | 0.044015 | 0.044015 | 0.97895 | -0.40498 | 0.97979 | -0.38839 | 12.0921
123 | 0.022633 | 0.0056847 | -0.022619 | -0.0056762 | 1.3825e-05 | 8.4577e-06 | 0.034435 | 0.034435 | 0.034435 | 0.97817 | -0.4203 | 0.97751 | -0.43311 | 9.4601
124 | -0.031316 | -0.007876 | 0.031345 | 0.0078941 | 2.8865e-05 | 1.8045e-05 | 0.047569 | 0.047569 | 0.047569 | 0.97979 | -0.38839 | 0.98078 | -0.36912 | 13.0684
125 | 0.020162 | 0.0050603 | -0.020161 | -0.0050601 | 3.88e-07 | 2.3455e-07 | 0.030694 | 0.030694 | 0.030694 | 0.97751 | -0.43311 | 0.97749 | -0.43352 | 8.4324
126 | -0.035044 | -0.0088211 | 0.035069 | 0.0088373 | 2.5732e-05 | 1.6162e-05 | 0.053181 | 0.053181 | 0.053181 | 0.98078 | -0.36912 | 0.98157 | -0.35377 | 14.6102
127 | 0.017704 | 0.0044443 | -0.017694 | -0.0044383 | 1.0111e-05 | 6.0058e-06 | 0.026954 | 0.026954 | 0.026954 | 0.97749 | -0.43352 | 0.97688 | -0.4455 | 7.4049
128 | -0.040119 | -0.010103 | 0.040131 | 0.010111 | 1.2306e-05 | 7.7636e-06 | 0.060836 | 0.060836 | 0.060836 | 0.98157 | -0.35377 | 0.9819 | -0.34735 | 16.7131
129 | 0.014487 | 0.0036344 | -0.014472 | -0.0036262 | 1.4302e-05 | 8.1738e-06 | 0.022068 | 0.022068 | 0.022068 | 0.97688 | -0.4455 | 0.97583 | -0.46622 | 6.0627
130 | 0.022258 | 0.0055895 | -0.022241 | -0.0055785 | 1.7939e-05 | 1.095e-05 | 0.033736 | 0.033736 | 0.033736 | 0.9819 | -0.34735 | 0.98103 | -0.36426 | 9.2681
131 | -0.06239 | -0.0157 | 0.062479 | 0.015757 | 8.981e-05 | 5.7139e-05 | 0.094571 | 0.094571 | 0.094571 | 0.9819 | -0.34735 | 0.98344 | -0.31728 | 25.9811
132 | 0.016483 | 0.0041357 | -0.016475 | -0.0041304 | 8.9643e-06 | 5.2546e-06 | 0.025004 | 0.025004 | 0.025004 | 0.98103 | -0.36426 | 0.98045 | -0.37567 | 6.8692
133 | -0.06764 | -0.017051 | 0.067651 | 0.017057 | 1.0714e-05 | 6.8226e-06 | 0.10238 | 0.10238 | 0.10238 | 0.98344 | -0.31728 | 0.98361 | -0.31397 | 28.1263
134 | 0.013585 | 0.0034061 | -0.013576 | -0.0034013 | 8.7113e-06 | 4.8866e-06 | 0.020618 | 0.020618 | 0.020618 | 0.98045 | -0.37567 | 0.97976 | -0.38914 | 5.6643
135 | -0.070862 | -0.017862 | 0.071087 | 0.018006 | 0.00022546 | 0.00014363 | 0.10724 | 0.10724 | 0.10724 | 0.98361 | -0.31397 | 0.98703 | -0.2477 | 29.4607
136 | -0.0020987 | -0.00052547 | 0.0020987 | 0.00052532 | 5.7082e-08 | -1.5109e-07 | 0.0031919 | 0.0031918 | 0.0031919 | 0.97832 | -0.41741 | 0.97835 | -0.41684 | 0.87689
137 | 0.00089295 | 0.00022329 | -0.00089293 | -0.00022379 | 2.8458e-08 | -4.9842e-07 | 0.001358 | 0.0013582 | 0.0013582 | 0.97832 | -0.41741 | 0.97829 | -0.41808 | 0.37312
138 | -0.0020987 | -0.00052532 | 0.0020989 | 0.00052482 | 1.8802e-07 | -4.9779e-07 | 0.0031918 | 0.0031916 | 0.0031918 | 0.97835 | -0.41684 | 0.97845 | -0.41496 | 0.87687
139 | 0.0091776 | 0.0022995 | -0.0091761 | -0.0022988 | 1.4893e-06 | 6.9987e-07 | 0.013994 | 0.013994 | 0.013994 | 0.97583 | -0.46622 | 0.97566 | -0.46963 | 3.8446
140 | 0.0052948 | 0.0013267 | -0.0052947 | -0.0013267 | 1.8588e-07 | 2.3972e-08 | 0.0080738 | 0.0080739 | 0.0080739 | 0.97583 | -0.46622 | 0.97579 | -0.46696 | 2.2181
141 | -0.0052936 | -0.0013265 | 0.0052947 | 0.0013267 | 1.0735e-06 | 1.386e-07 | 0.0080741 | 0.0080739 | 0.0080741 | 0.97558 | -0.47122 | 0.97579 | -0.46696 | 2.2182
142 | 0.0023733 | 0.00059463 | -0.0023732 | -0.00059479 | 8.0304e-08 | -1.5265e-07 | 0.0036199 | 0.0036199 | 0.0036199 | 0.97558 | -0.47122 | 0.97554 | -0.47193 | 0.99449
143 | 0.0076997 | 0.0019288 | -0.0076989 | -0.0019285 | 7.9677e-07 | 3.1753e-07 | 0.011743 | 0.011743 | 0.011743 | 0.97566 | -0.46963 | 0.97555 | -0.4718 | 3.2261
144 | 0.0070819 | 0.0017738 | -0.0070811 | -0.0017735 | 7.6042e-07 | 2.6983e-07 | 0.010803 | 0.010803 | 0.010803 | 0.97541 | -0.47461 | 0.97529 | -0.47686 | 2.968
145 | -0.0070819 | -0.0017738 | 0.0070829 | 0.0017741 | 9.4592e-07 | 3.3558e-07 | 0.010803 | 0.010803 | 0.010803 | 0.97541 | -0.47461 | 0.97555 | -0.4718 | 2.9679
146 | 0.0022381 | 0.00055971 | -0.002238 | -0.00055996 | 1.151e-07 | -2.5488e-07 | 0.0034143 | 0.0034144 | 0.0034144 | 0.97529 | -0.47686 | 0.97524 | -0.47795 | 0.93802
147 | 0.0015373 | 0.00038434 | -0.0015372 | -0.00038454 | 3.6674e-08 | -1.9838e-07 | 0.0023452 | 0.0023453 | 0.0023453 | 0.97524 | -0.47795 | 0.97521 | -0.47845 | 0.64431
148 | 0.0015863 | 0.00039689 | -0.0015862 | -0.0003971 | 3.8387e-08 | -2.0772e-07 | 0.0023822 | 0.0023822 | 0.0023822 | 0.99076 | -0.17599 | 0.99073 | -0.1765 | 0.65446
149 | 0.0024691 | 0.0006184 | -0.002469 | -0.00061861 | 1.1857e-07 | -2.066e-07 | 0.0037521 | 0.0037522 | 0.0037522 | 0.97917 | -0.40074 | 0.97912 | -0.40174 | 1.0308
150 | 0.0017079 | 0.00042786 | -0.0017079 | -0.00042803 | 4.0652e-08 | -1.7636e-07 | 0.0025955 | 0.0025956 | 0.0025956 | 0.97912 | -0.40174 | 0.9791 | -0.40224 | 0.71308
151 | 0.00047824 | 0.00011941 | -0.00047823 | -0.00011986 | 6.7396e-09 | -4.4434e-07 | 0.00071813 | 0.00071829 | 0.00071829 | 0.99073 | -0.1765 | 0.99071 | -0.1768 | 0.19733
152 | 0.00093033 | 0.00023244 | -0.00093032 | -0.00023249 | 3.1961e-09 | -5.0744e-08 | 0.0014193 | 0.0014193 | 0.0014193 | 0.97521 | -0.47845 | 0.97521 | -0.47852 | 0.38992
153 | 0.00093032 | 0.00023249 | -0.00093028 | -0.00023315 | 4.1645e-08 | -6.6104e-07 | 0.0014193 | 0.0014195 | 0.0014195 | 0.97521 | -0.47852 | 0.97516 | -0.47946 | 0.38998

## res_trafo
| p_hv_mw | q_hv_mvar | p_lv_mw | q_lv_mvar | pl_mw | ql_mvar | i_hv_ka | i_lv_ka | vm_hv_pu | va_hv_degree | vm_lv_pu | va_lv_degree | loading_percent
0 | -1.2729e-15 | -1.3162e-15 | 0.00165 | 1.2699e-07 | 0.00165 | 1.2699e-07 | 5.2857e-17 | 0.0023815 | 0.99998 | 149.9956 | 1 | 0 | 0.2619

## res_ext_grid
| p_mw | q_mvar
0 | 0.31121 | 0.07969

## res_load
| p_mw | q_mvar
0 | 0.0020744 | 0.00051988
1 | 0.00067293 | 0.00016865
2 | 0.00089522 | 0.00022436
3 | 0.0018769 | 0.00047039
4 | 0.0019996 | 0.00050115
5 | 0.0011972 | 0.00030004
6 | 0.00039461 | 9.8899e-05
7 | 0.00093825 | 0.00023515
8 | 0.0014301 | 0.00035841
9 | 0.0011024 | 0.00027628
10 | 0.0019497 | 0.00048865
11 | 0.0028982 | 0.00072636
12 | 0.00055881 | 0.00014005
13 | 0.001269 | 0.00031805
14 | 0.0016787 | 0.00042072
15 | 0.0005956 | 0.00014927
16 | 0.0019781 | 0.00049576
17 | 0.00065491 | 0.00016414
18 | 0.0010117 | 0.00025354
19 | 0.0020842 | 0.00052234
20 | 0.0071006 | 0.0017796
21 | 0.0011959 | 0.00029972
22 | 0.0017536 | 0.00043949
23 | 0.00085887 | 0.00021525
24 | 0.0021197 | 0.00053125
25 | 0.0044256 | 0.0011092
26 | 0.0039765 | 0.00099661
27 | 0.00072759 | 0.00018235
28 | 0.0013412 | 0.00033614
29 | 0.0020666 | 0.00051793
30 | 0.0012778 | 0.00032025
31 | 0.0036512 | 0.00091507
32 | 0.00029056 | 7.282e-05
33 | 0.00032244 | 8.0811e-05
34 | 0.00030876 | 7.7383e-05
35 | 0.0002785 | 6.9799e-05
36 | 0.00053415 | 0.00013387
37 | 0.0014852 | 0.00037222
38 | 0.0032751 | 0.00082081
39 | 0.00142 | 0.00035589
40 | 0.0013946 | 0.00034951
41 | 0.0016901 | 0.00042358
42 | 0.0017235 | 0.00043195
43 | 0.0023646 | 0.00059263
44 | 0.0088603 | 0.0022206
45 | 0.011416 | 0.002861
46 | 0.0019675 | 0.0004931
47 | 0.0017797 | 0.00044602
48 | 0.0029999 | 0.00075184
49 | 0.0010217 | 0.00025606
50 | 0.0019313 | 0.00048402
51 | 0.0028161 | 0.00070577
52 | 0.0052055 | 0.0013046
53 | 0.0019393 | 0.00048603
54 | 0.0026258 | 0.00065808
55 | 0.004924 | 0.0012341
56 | 0.0018137 | 0.00045455
57 | 0.0030969 | 0.00077615
58 | 0.0021245 | 0.00053244
59 | 0.0038901 | 0.00097496
60 | 0.0021539 | 0.00053981
61 | 0.0019568 | 0.00049041
62 | 0.001833 | 0.0004594
63 | 0.0035745 | 0.00089586
64 | 0.0037104 | 0.00092992
65 | 0.00054735 | 0.00013718
66 | 0.0085191 | 0.0021351
67 | 0.0023197 | 0.00058138
68 | 0.0022582 | 0.00056595
69 | 0.0015042 | 0.00037698
70 | 0.0010745 | 0.00026928
71 | 0.0010571 | 0.00026494
72 | 0.0015497 | 0.0003884
73 | 0.0010675 | 0.00026755
74 | 0.0055873 | 0.0014003
75 | 0.00103 | 0.00025814
76 | 0.0018845 | 0.0004723
77 | 0.0028109 | 0.00070449
78 | 0.0047412 | 0.0011882
79 | 0.01056 | 0.0026465
80 | 0.0014017 | 0.00035131
81 | 0.0017711 | 0.00044389
82 | 0.0016808 | 0.00042125
83 | 0.0014147 | 0.00035456
84 | 0.0020107 | 0.00050394
85 | 0.0049679 | 0.0012451
86 | 0.0038918 | 0.00097538
87 | 0.0044692 | 0.0011201
88 | 0.0015334 | 0.00038431
89 | 0.0017342 | 0.00043463
90 | 0.0014854 | 0.00037227
91 | 0.0023763 | 0.00059556
92 | 0.0033244 | 0.00083318
93 | 0.0019182 | 0.00048074
94 | 0.0036389 | 0.00091198
95 | 0.0031058 | 0.00077839
96 | 0.002772 | 0.00069473
97 | 0.0016752 | 0.00041985
98 | 0.0037255 | 0.00093369
99 | 0.0025756 | 0.0006455
100 | 0.0023401 | 0.00058648
101 | 0.0024576 | 0.00061593
102 | 0.003699 | 0.00092706
103 | 0.0024569 | 0.00061576
104 | 0.0050496 | 0.0012655
105 | 0.0032076 | 0.00080391
106 | 0.005757 | 0.0014428
107 | 0.0051606 | 0.0012934
108 | 0.0028899 | 0.00072429
109 | 0.0032109 | 0.00080472
110 | 0.00035108 | 8.7989e-05
111 | 0.0012057 | 0.00030218
112 | 0.00089293 | 0.00022379
113 | 0.0029203 | 0.00073189
114 | 0.0023732 | 0.00059479
115 | 0.0014764 | 0.00037002
116 | 0.004843 | 0.0012138
117 | 0.00061603 | 0.00015439
118 | 0.00070072 | 0.00017562
119 | 0.003076 | 0.00077091
120 | 0.0012265 | 0.00030739
121 | 0.00076112 | 0.00019075
122 | 0.001108 | 0.00027769
123 | 0.00047823 | 0.00011986
124 | 0.0017079 | 0.00042803
125 | 0.0006069 | 0.0001521
126 | 0.00093028 | 0.00023315

## dtypes
| element | column | dtype
0 | bus | name | object
1 | bus | vn_kv | float64
2 | bus | type | object
3 | bus | zone | object
4 | bus | in_service | bool
5 | load | name | object
6 | load | bus | uint32
7 | load | p_mw | float64
8 | load | q_mvar | float64
9 | load | const_z_percent | float64
10 | load | const_i_percent | float64
11 | load | sn_mva | float64
12 | load | scaling | float64
13 | load | in_service | bool
14 | load | type | object
15 | ext_grid | name | object
16 | ext_grid | bus | uint32
17 | ext_grid | vm_pu | float64
18 | ext_grid | va_degree | float64
19 | ext_grid | slack_weight | float64
20 | ext_grid | in_service | bool
21 | line | name | object
22 | line | std_type | object
23 | line | from_bus | uint32
24 | line | to_bus | uint32
25 | line | length_km | float64
26 | line | r_ohm_per_km | float64
27 | line | x_ohm_per_km | float64
28 | line | c_nf_per_km | float64
29 | line | g_us_per_km | float64
30 | line | max_i_ka | float64
31 | line | df | float64
32 | line | parallel | uint32
33 | line | type | object
34 | line | in_service | bool
35 | trafo | name | object
36 | trafo | std_type | object
37 | trafo | hv_bus | uint32
38 | trafo | lv_bus | uint32
39 | trafo | sn_mva | float64
40 | trafo | vn_hv_kv | float64
41 | trafo | vn_lv_kv | float64
42 | trafo | vk_percent | float64
43 | trafo | vkr_percent | float64
44 | trafo | pfe_kw | float64
45 | trafo | i0_percent | float64
46 | trafo | shift_degree | float64
47 | trafo | tap_side | object
48 | trafo | tap_neutral | int32
49 | trafo | tap_min | int32
50 | trafo | tap_max | int32
51 | trafo | tap_step_percent | float64
52 | trafo | tap_step_degree | float64
53 | trafo | tap_pos | int32
54 | trafo | tap_phase_shifter | bool
55 | trafo | parallel | uint32
56 | trafo | df | float64
57 | trafo | in_service | bool
58 | line_geodata | coords | object
59 | bus_geodata | x | float64
60 | bus_geodata | y | float64
61 | bus_geodata | coords | object
62 | res_bus | vm_pu | float64
63 | res_bus | va_degree | float64
64 | res_bus | p_mw | float64
65 | res_bus | q_mvar | float64
66 | res_line | p_from_mw | float64
67 | res_line | q_from_mvar | float64
68 | res_line | p_to_mw | float64
69 | res_line | q_to_mvar | float64
70 | res_line | pl_mw | float64
71 | res_line | ql_mvar | float64
72 | res_line | i_from_ka | float64
73 | res_line | i_to_ka | float64
74 | res_line | i_ka | float64
75 | res_line | vm_from_pu | float64
76 | res_line | va_from_degree | float64
77 | res_line | vm_to_pu | float64
78 | res_line | va_to_degree | float64
79 | res_line | loading_percent | float64
80 | res_trafo | p_hv_mw | float64
81 | res_trafo | q_hv_mvar | float64
82 | res_trafo | p_lv_mw | float64
83 | res_trafo | q_lv_mvar | float64
84 | res_trafo | pl_mw | float64
85 | res_trafo | ql_mvar | float64
86 | res_trafo | i_hv_ka | float64
87 | res_trafo | i_lv_ka | float64
88 | res_trafo | vm_hv_pu | float64
89 | res_trafo | va_hv_degree | float64
90 | res_trafo | vm_lv_pu | float64
91 | res_trafo | va_lv_degree | float64
92 | res_trafo | loading_percent | float64
93 | res_ext_grid | p_mw | float64
94 | res_ext_grid | q_mvar | float64
95 | res_load | p_mw | float64
96 | res_load | q_mvar | float64

## parameters
| version | format_version | converged | OPF_converged | name | f_hz | sn_mva
0 | 2.14.6 | 2.14.0 | TRUE | FALSE |  | 50 | 1