## bus
| name | vn_kv | type | zone | in_service
0 | bus_LV_2234-2_0_3_node_0 | 0.4 | n |  | TRUE
1 | bus_LV_2234-2_0_3_node_1 | 0.4 | n |  | TRUE
2 | bus_LV_2234-2_0_3_node_2 | 0.4 | n |  | TRUE
3 | bus_LV_2234-2_0_3_node_17 | 0.4 | n |  | TRUE
4 | bus_LV_2234-2_0_3_node_18 | 0.4 | n |  | TRUE
5 | bus_LV_2234-2_0_3_node_16 | 0.4 | n |  | TRUE
6 | bus_LV_2234-2_0_3_node_3 | 0.4 | n |  | TRUE
7 | bus_LV_2234-2_0_3_node_4 | 0.4 | n |  | TRUE
8 | bus_LV_2234-2_0_3_node_5 | 0.4 | n |  | TRUE
9 | bus_LV_2234-2_0_3_node_33 | 0.4 | n |  | TRUE
10 | bus_LV_2234-2_0_3_node_8 | 0.4 | n |  | TRUE
11 | bus_LV_2234-2_0_3_node_32 | 0.4 | n |  | TRUE
12 | bus_LV_2234-2_0_3_node_27 | 0.4 | n |  | TRUE
13 | bus_LV_2234-2_0_3_node_26 | 0.4 | n |  | TRUE
14 | bus_LV_2234-2_0_3_node_6 | 0.4 | n |  | TRUE
15 | bus_LV_2234-2_0_3_node_7 | 0.4 | n |  | TRUE
16 | bus_LV_2234-2_0_3_node_9 | 0.4 | n |  | TRUE
17 | bus_LV_2234-2_0_3_node_10 | 0.4 | n |  | TRUE
18 | bus_LV_2234-2_0_3_node_11 | 0.4 | n |  | TRUE
19 | bus_LV_2234-2_0_3_node_12 | 0.4 | n |  | TRUE
20 | bus_LV_2234-2_0_3_node_13 | 0.4 | n |  | TRUE
21 | bus_LV_2234-2_0_3_node_146 | 0.4 | n |  | TRUE
22 | bus_LV_2234-2_0_3_node_145 | 0.4 | n |  | TRUE
23 | bus_LV_2234-2_0_3_node_14 | 0.4 | n |  | TRUE
24 | bus_LV_2234-2_0_3_node_15 | 0.4 | n |  | TRUE
25 | bus_LV_2234-2_0_3_node_128 | 0.4 | n |  | TRUE
26 | bus_LV_2234-2_0_3_node_116 | 0.4 | n |  | TRUE
27 | bus_LV_2234-2_0_3_node_115 | 0.4 | n |  | TRUE
28 | bus_LV_2234-2_0_3_node_19 | 0.4 | n |  | TRUE
29 | bus_LV_2234-2_0_3_node_20 | 0.4 | n |  | TRUE
30 | bus_LV_2234-2_0_3_node_22 | 0.4 | n |  | TRUE
31 | bus_LV_2234-2_0_3_node_21 | 0.4 | n |  | TRUE
32 | bus_LV_2234-2_0_3_node_23 | 0.4 | n |  | TRUE
33 | bus_LV_2234-2_0_3_node_24 | 0.4 | n |  | TRUE
34 | bus_LV_2234-2_0_3_node_25 | 0.4 | n |  | TRUE
35 | bus_LV_2234-2_0_3_node_149 | 0.4 | n |  | TRUE
36 | bus_LV_2234-2_0_3_node_123 | 0.4 | n |  | TRUE
37 | bus_LV_2234-2_0_3_node_124 | 0.4 | n |  | TRUE
38 | bus_LV_2234-2_0_3_node_122 | 0.4 | n |  | TRUE
39 | bus_LV_2234-2_0_3_node_28 | 0.4 | n |  | TRUE
40 | bus_LV_2234-2_0_3_node_29 | 0.4 | n |  | TRUE
41 | bus_LV_2234-2_0_3_node_31 | 0.4 | n |  | TRUE
42 | bus_LV_2234-2_0_3_node_127 | 0.4 | n |  | TRUE
43 | bus_LV_2234-2_0_3_node_126 | 0.4 | n |  | TRUE
44 | bus_LV_2234-2_0_3_node_151 | 0.4 | n |  | TRUE
45 | bus_LV_2234-2_0_3_node_34 | 0.4 | n |  | TRUE
46 | bus_LV_2234-2_0_3_node_35 | 0.4 | n |  | TRUE
47 | bus_LV_2234-2_0_3_node_36 | 0.4 | n |  | TRUE
48 | bus_LV_2234-2_0_3_node_39 | 0.4 | n |  | TRUE
49 | bus_LV_2234-2_0_3_node_37 | 0.4 | n |  | TRUE
50 | bus_LV_2234-2_0_3_node_131 | 0.4 | n |  | TRUE
51 | bus_LV_2234-2_0_3_node_129 | 0.4 | n |  | TRUE
52 | bus_LV_2234-2_0_3_node_38 | 0.4 | n |  | TRUE
53 | bus_LV_2234-2_0_3_node_40 | 0.4 | n |  | TRUE
54 | bus_LV_2234-2_0_3_node_41 | 0.4 | n |  | TRUE
55 | bus_LV_2234-2_0_3_node_135 | 0.4 | n |  | TRUE
56 | bus_LV_2234-2_0_3_node_130 | 0.4 | n |  | TRUE
57 | bus_LV_2234-2_0_3_node_42 | 0.4 | n |  | TRUE
58 | bus_LV_2234-2_0_3_node_43 | 0.4 | n |  | TRUE
59 | bus_LV_2234-2_0_3_node_44 | 0.4 | n |  | TRUE
60 | bus_LV_2234-2_0_3_node_45 | 0.4 | n |  | TRUE
61 | bus_LV_2234-2_0_3_node_47 | 0.4 | n |  | TRUE
62 | bus_LV_2234-2_0_3_node_48 | 0.4 | n |  | TRUE
63 | bus_LV_2234-2_0_3_node_65 | 0.4 | n |  | TRUE
64 | bus_LV_2234-2_0_3_node_62 | 0.4 | n |  | TRUE
65 | bus_LV_2234-2_0_3_node_49 | 0.4 | n |  | TRUE
66 | bus_LV_2234-2_0_3_node_50 | 0.4 | n |  | TRUE
67 | bus_LV_2234-2_0_3_node_51 | 0.4 | n |  | TRUE
68 | bus_LV_2234-2_0_3_node_55 | 0.4 | n |  | TRUE
69 | bus_LV_2234-2_0_3_node_56 | 0.4 | n |  | TRUE
70 | bus_LV_2234-2_0_3_node_59 | 0.4 | n |  | TRUE
71 | bus_LV_2234-2_0_3_node_57 | 0.4 | n |  | TRUE
72 | bus_LV_2234-2_0_3_node_52 | 0.4 | n |  | TRUE
73 | bus_LV_2234-2_0_3_node_53 | 0.4 | n |  | TRUE
74 | bus_LV_2234-2_0_3_node_54 | 0.4 | n |  | TRUE
75 | bus_LV_2234-2_0_3_node_80 | 0.4 | n |  | TRUE
76 | bus_LV_2234-2_0_3_node_87 | 0.4 | n |  | TRUE
77 | bus_LV_2234-2_0_3_node_81 | 0.4 | n |  | TRUE
78 | bus_LV_2234-2_0_3_node_58 | 0.4 | n |  | TRUE
79 | bus_LV_2234-2_0_3_node_66 | 0.4 | n |  | TRUE
80 | bus_LV_2234-2_0_3_node_60 | 0.4 | n |  | TRUE
81 | bus_LV_2234-2_0_3_node_61 | 0.4 | n |  | TRUE
82 | bus_LV_2234-2_0_3_node_63 | 0.4 | n |  | TRUE
83 | bus_LV_2234-2_0_3_node_64 | 0.4 | n |  | TRUE
84 | bus_LV_2234-2_0_3_node_67 | 0.4 | n |  | TRUE
85 | bus_LV_2234-2_0_3_node_68 | 0.4 | n |  | TRUE
86 | bus_LV_2234-2_0_3_node_69 | 0.4 | n |  | TRUE
87 | bus_LV_2234-2_0_3_node_70 | 0.4 | n |  | TRUE
88 | bus_LV_2234-2_0_3_node_71 | 0.4 | n |  | TRUE
89 | bus_LV_2234-2_0_3_node_72 | 0.4 | n |  | TRUE
90 | bus_LV_2234-2_0_3_node_73 | 0.4 | n |  | TRUE
91 | bus_LV_2234-2_0_3_node_138 | 0.4 | n |  | TRUE
92 | bus_LV_2234-2_0_3_node_74 | 0.4 | n |  | TRUE
93 | bus_LV_2234-2_0_3_node_140 | 0.4 | n |  | TRUE
94 | bus_LV_2234-2_0_3_node_144 | 0.4 | n |  | TRUE
95 | bus_LV_2234-2_0_3_node_137 | 0.4 | n |  | TRUE
96 | bus_LV_2234-2_0_3_node_75 | 0.4 | n |  | TRUE
97 | bus_LV_2234-2_0_3_node_76 | 0.4 | n |  | TRUE
98 | bus_LV_2234-2_0_3_node_77 | 0.4 | n |  | TRUE
99 | bus_LV_2234-2_0_3_node_78 | 0.4 | n |  | TRUE
100 | bus_LV_2234-2_0_3_node_147 | 0.4 | n |  | TRUE
101 | bus_LV_2234-2_0_3_node_79 | 0.4 | n |  | TRUE
102 | bus_LV_2234-2_0_3_node_86 | 0.4 | n |  | TRUE
103 | bus_LV_2234-2_0_3_node_108 | 0.4 | n |  | TRUE
104 | bus_LV_2234-2_0_3_node_83 | 0.4 | n |  | TRUE
105 | bus_LV_2234-2_0_3_node_109 | 0.4 | n |  | TRUE
106 | bus_LV_2234-2_0_3_node_106 | 0.4 | n |  | TRUE
107 | bus_LV_2234-2_0_3_node_110 | 0.4 | n |  | TRUE
108 | bus_LV_2234-2_0_3_node_111 | 0.4 | n |  | TRUE
109 | bus_LV_2234-2_0_3_node_148 | 0.4 | n |  | TRUE
110 | bus_LV_2234-2_0_3_node_82 | 0.4 | n |  | TRUE
111 | bus_LV_2234-2_0_3_node_84 | 0.4 | n |  | TRUE
112 | bus_LV_2234-2_0_3_node_85 | 0.4 | n |  | TRUE
113 | bus_LV_2234-2_0_3_node_104 | 0.4 | n |  | TRUE
114 | bus_LV_2234-2_0_3_node_94 | 0.4 | n |  | TRUE
115 | bus_LV_2234-2_0_3_node_88 | 0.4 | n |  | TRUE
116 | bus_LV_2234-2_0_3_node_89 | 0.4 | n |  | TRUE
117 | bus_LV_2234-2_0_3_node_90 | 0.4 | n |  | TRUE
118 | bus_LV_2234-2_0_3_node_98 | 0.4 | n |  | TRUE
119 | bus_LV_2234-2_0_3_node_97 | 0.4 | n |  | TRUE
120 | bus_LV_2234-2_0_3_node_91 | 0.4 | n |  | TRUE
121 | bus_LV_2234-2_0_3_node_92 | 0.4 | n |  | TRUE
122 | bus_LV_2234-2_0_3_node_93 | 0.4 | n |  | TRUE
123 | bus_LV_2234-2_0_3_node_95 | 0.4 | n |  | TRUE
124 | bus_LV_2234-2_0_3_node_96 | 0.4 | n |  | TRUE
125 | bus_LV_2234-2_0_3_node_101 | 0.4 | n |  | TRUE
126 | bus_LV_2234-2_0_3_node_99 | 0.4 | n |  | TRUE
127 | bus_LV_2234-2_0_3_node_103 | 0.4 | n |  | TRUE
128 | bus_LV_2234-2_0_3_node_102 | 0.4 | n |  | TRUE
129 | bus_LV_2234-2_0_3_node_100 | 0.4 | n |  | TRUE
130 | bus_LV_2234-2_0_3_node_105 | 0.4 | n |  | TRUE
131 | bus_LV_2234-2_0_3_node_107 | 0.4 | n |  | TRUE
132 | bus_LV_2234-2_0_3_node_112 | 0.4 | n |  | TRUE
133 | bus_LV_2234-2_0_3_node_113 | 0.4 | n |  | TRUE
134 | bus_LV_2234-2_0_3_node_114 | 0.4 | n |  | TRUE
135 | bus_LV_2234-2_0_3_node_117 | 0.4 | n |  | TRUE
136 | bus_LV_2234-2_0_3_node_121 | 0.4 | n |  | TRUE
137 | bus_LV_2234-2_0_3_node_118 | 0.4 | n |  | TRUE
138 | bus_LV_2234-2_0_3_node_125 | 0.4 | n |  | TRUE
139 | bus_LV_2234-2_0_3_node_119 | 0.4 | n |  | TRUE
140 | bus_LV_2234-2_0_3_node_120 | 0.4 | n |  | TRUE
141 | bus_LV_2234-2_0_3_node_133 | 0.4 | n |  | TRUE
142 | bus_LV_2234-2_0_3_node_132 | 0.4 | n |  | TRUE
143 | bus_LV_2234-2_0_3_node_134 | 0.4 | n |  | TRUE
144 | bus_LV_2234-2_0_3_node_150 | 0.4 | n |  | TRUE
145 | bus_LV_2234-2_0_3_node_136 | 0.4 | n |  | TRUE
146 | bus_LV_2234-2_0_3_node_141 | 0.4 | n |  | TRUE
147 | bus_LV_2234-2_0_3_node_139 | 0.4 | n |  | TRUE
148 | bus_LV_2234-2_0_3_node_143 | 0.4 | n |  | TRUE
149 | bus_LV_2234-2_0_3_node_142 | 0.4 | n |  | TRUE
150 | bus_MV_373_0_node_106 | 20 | n |  | TRUE

## load
| name | bus | p_mw | q_mvar | const_z_percent | const_i_percent | sn_mva | scaling | in_service | type
0 | LV_2234-2_0_3_load_0 | 0 | 0.0080059 | 0.0020065 | 0 | 0 |  | 1 | TRUE | wye
1 | LV_2234-2_0_3_load_1 | 1 | 0.0033231 | 0.00083284 | 0 | 0 |  | 1 | TRUE | wye
2 | LV_2234-2_0_3_load_2 | 2 | 0.00084769 | 0.00021245 | 0 | 0 |  | 1 | TRUE | wye
3 | LV_2234-2_0_3_load_17 | 3 | 0.0058555 | 0.0014675 | 0 | 0 |  | 1 | TRUE | wye
4 | LV_2234-2_0_3_load_18 | 4 | 0.0045086 | 0.00113 | 0 | 0 |  | 1 | TRUE | wye
5 | LV_2234-2_0_3_load_16 | 5 | 0.0014175 | 0.00035526 | 0 | 0 |  | 1 | TRUE | wye
6 | LV_2234-2_0_3_load_3 | 6 | 0.00066161 | 0.00016581 | 0 | 0 |  | 1 | TRUE | wye
7 | LV_2234-2_0_3_load_4 | 7 | 0.0023949 | 0.00060022 | 0 | 0 |  | 1 | TRUE | wye
8 | LV_2234-2_0_3_load_5 | 8 | 0.00042956 | 0.00010766 | 0 | 0 |  | 1 | TRUE | wye
9 | LV_2234-2_0_3_load_8 | 10 | 0.0014122 | 0.00035394 | 0 | 0 |  | 1 | TRUE | wye
10 | LV_2234-2_0_3_load_32 | 11 | 0.00081549 | 0.00020438 | 0 | 0 |  | 1 | TRUE | wye
11 | LV_2234-2_0_3_load_27 | 12 | 0.0014686 | 0.00036808 | 0 | 0 |  | 1 | TRUE | wye
12 | LV_2234-2_0_3_load_26 | 13 | 0.0047384 | 0.0011876 | 0 | 0 |  | 1 | TRUE | wye
13 | LV_2234-2_0_3_load_6 | 14 | 0.003645 | 0.00091353 | 0 | 0 |  | 1 | TRUE | wye
14 | LV_2234-2_0_3_load_7 | 15 | 0.00028567 | 7.1595e-05 | 0 | 0 |  | 1 | TRUE | wye
15 | LV_2234-2_0_3_load_9 | 16 | 0.0037375 | 0.0009367 | 0 | 0 |  | 1 | TRUE | wye
16 | LV_2234-2_0_3_load_10 | 17 | 0.0010043 | 0.0002517 | 0 | 0 |  | 1 | TRUE | wye
17 | LV_2234-2_0_3_load_11 | 18 | 0.0020467 | 0.00051295 | 0 | 0 |  | 1 | TRUE | wye
18 | LV_2234-2_0_3_load_12 | 19 | 0.0012634 | 0.00031664 | 0 | 0 |  | 1 | TRUE | wye
19 | LV_2234-2_0_3_load_13 | 20 | 0.0088947 | 0.0022292 | 0 | 0 |  | 1 | TRUE | wye
20 | LV_2234-2_0_3_load_146 | 21 | 0.0018626 | 0.00046681 | 0 | 0 |  | 1 | TRUE | wye
21 | LV_2234-2_0_3_load_145 | 22 | 0.0023128 | 0.00057965 | 0 | 0 |  | 1 | TRUE | wye
22 | LV_2234-2_0_3_load_15 | 24 | 0.0047019 | 0.0011784 | 0 | 0 |  | 1 | TRUE | wye
23 | LV_2234-2_0_3_load_128 | 25 | 0.0015242 | 0.00038201 | 0 | 0 |  | 1 | TRUE | wye
24 | LV_2234-2_0_3_load_115 | 27 | 0.0021105 | 0.00052893 | 0 | 0 |  | 1 | TRUE | wye
25 | LV_2234-2_0_3_load_19 | 28 | 0.010437 | 0.0026157 | 0 | 0 |  | 1 | TRUE | wye
26 | LV_2234-2_0_3_load_20 | 29 | 0.0010431 | 0.00026143 | 0 | 0 |  | 1 | TRUE | wye
27 | LV_2234-2_0_3_load_21 | 31 | 0.0010864 | 0.00027228 | 0 | 0 |  | 1 | TRUE | wye
28 | LV_2234-2_0_3_load_24 | 33 | 0.0033143 | 0.00083064 | 0 | 0 |  | 1 | TRUE | wye
29 | LV_2234-2_0_3_load_25 | 34 | 0.0027278 | 0.00068365 | 0 | 0 |  | 1 | TRUE | wye
30 | LV_2234-2_0_3_load_149 | 35 | 0.0036137 | 0.00090568 | 0 | 0 |  | 1 | TRUE | wye
31 | LV_2234-2_0_3_load_124 | 37 | 0.0018452 | 0.00046245 | 0 | 0 |  | 1 | TRUE | wye
32 | LV_2234-2_0_3_load_122 | 38 | 0.0030664 | 0.00076851 | 0 | 0 |  | 1 | TRUE | wye
33 | LV_2234-2_0_3_load_28 | 39 | 0.0036111 | 0.00090502 | 0 | 0 |  | 1 | TRUE | wye
34 | LV_2234-2_0_3_load_29 | 40 | 0.00083899 | 0.00021027 | 0 | 0 |  | 1 | TRUE | wye
35 | LV_2234-2_0_3_load_31 | 41 | 0.0021196 | 0.00053121 | 0 | 0 |  | 1 | TRUE | wye
36 | LV_2234-2_0_3_load_127 | 42 | 0.0010416 | 0.00026106 | 0 | 0 |  | 1 | TRUE | wye
37 | LV_2234-2_0_3_load_126 | 43 | 0.0010677 | 0.00026758 | 0 | 0 |  | 1 | TRUE | wye
38 | LV_2234-2_0_3_load_151 | 44 | 0.003785 | 0.00094862 | 0 | 0 |  | 1 | TRUE | wye
39 | LV_2234-2_0_3_load_34 | 45 | 0.0032284 | 0.00080911 | 0 | 0 |  | 1 | TRUE | wye
40 | LV_2234-2_0_3_load_35 | 46 | 0.0008711 | 0.00021832 | 0 | 0 |  | 1 | TRUE | wye
41 | LV_2234-2_0_3_load_37 | 49 | 0.0028704 | 0.00071938 | 0 | 0 |  | 1 | TRUE | wye
42 | LV_2234-2_0_3_load_131 | 50 | 0.0052005 | 0.0013034 | 0 | 0 |  | 1 | TRUE | wye
43 | LV_2234-2_0_3_load_129 | 51 | 0.0056805 | 0.0014237 | 0 | 0 |  | 1 | TRUE | wye
44 | LV_2234-2_0_3_load_40 | 53 | 0.0042996 | 0.0010776 | 0 | 0 |  | 1 | TRUE | wye
45 | LV_2234-2_0_3_load_41 | 54 | 0.00472 | 0.0011829 | 0 | 0 |  | 1 | TRUE | wye
46 | LV_2234-2_0_3_load_135 | 55 | 0.0030801 | 0.00077194 | 0 | 0 |  | 1 | TRUE | wye
47 | LV_2234-2_0_3_load_130 | 56 | 0.0041203 | 0.0010326 | 0 | 0 |  | 1 | TRUE | wye
48 | LV_2234-2_0_3_load_42 | 57 | 0.0050982 | 0.0012777 | 0 | 0 |  | 1 | TRUE | wye
49 | LV_2234-2_0_3_load_43 | 58 | 0.0020373 | 0.00051058 | 0 | 0 |  | 1 | TRUE | wye
50 | LV_2234-2_0_3_load_44 | 59 | 0.0028251 | 0.00070803 | 0 | 0 |  | 1 | TRUE | wye
51 | LV_2234-2_0_3_load_45 | 60 | 0.0046304 | 0.0011605 | 0 | 0 |  | 1 | TRUE | wye
52 | LV_2234-2_0_3_load_47 | 61 | 0.002541 | 0.00063685 | 0 | 0 |  | 1 | TRUE | wye
53 | LV_2234-2_0_3_load_48 | 62 | 0.0077672 | 0.0019466 | 0 | 0 |  | 1 | TRUE | wye
54 | LV_2234-2_0_3_load_65 | 63 | 0.0044949 | 0.0011265 | 0 | 0 |  | 1 | TRUE | wye
55 | LV_2234-2_0_3_load_49 | 65 | 0.0032254 | 0.00080836 | 0 | 0 |  | 1 | TRUE | wye
56 | LV_2234-2_0_3_load_50 | 66 | 0.0029025 | 0.00072744 | 0 | 0 |  | 1 | TRUE | wye
57 | LV_2234-2_0_3_load_56 | 69 | 0.0044211 | 0.001108 | 0 | 0 |  | 1 | TRUE | wye
58 | LV_2234-2_0_3_load_59 | 70 | 0.0017243 | 0.00043215 | 0 | 0 |  | 1 | TRUE | wye
59 | LV_2234-2_0_3_load_57 | 71 | 0.0014165 | 0.00035501 | 0 | 0 |  | 1 | TRUE | wye
60 | LV_2234-2_0_3_load_52 | 72 | 0.0025053 | 0.00062788 | 0 | 0 |  | 1 | TRUE | wye
61 | LV_2234-2_0_3_load_54 | 74 | 0.0022231 | 0.00055716 | 0 | 0 |  | 1 | TRUE | wye
62 | LV_2234-2_0_3_load_87 | 76 | 0.0088719 | 0.0022235 | 0 | 0 |  | 1 | TRUE | wye
63 | LV_2234-2_0_3_load_81 | 77 | 0.0033114 | 0.00082991 | 0 | 0 |  | 1 | TRUE | wye
64 | LV_2234-2_0_3_load_58 | 78 | 0.0039634 | 0.00099331 | 0 | 0 |  | 1 | TRUE | wye
65 | LV_2234-2_0_3_load_66 | 79 | 0.0014976 | 0.00037535 | 0 | 0 |  | 1 | TRUE | wye
66 | LV_2234-2_0_3_load_60 | 80 | 0.0024564 | 0.00061564 | 0 | 0 |  | 1 | TRUE | wye
67 | LV_2234-2_0_3_load_61 | 81 | 0.0034731 | 0.00087045 | 0 | 0 |  | 1 | TRUE | wye
68 | LV_2234-2_0_3_load_63 | 82 | 0.0014845 | 0.00037205 | 0 | 0 |  | 1 | TRUE | wye
69 | LV_2234-2_0_3_load_64 | 83 | 0.0033497 | 0.00083951 | 0 | 0 |  | 1 | TRUE | wye
70 | LV_2234-2_0_3_load_67 | 84 | 0.0023869 | 0.00059821 | 0 | 0 |  | 1 | TRUE | wye
71 | LV_2234-2_0_3_load_68 | 85 | 0.0018996 | 0.00047609 | 0 | 0 |  | 1 | TRUE | wye
72 | LV_2234-2_0_3_load_69 | 86 | 0.0029614 | 0.00074221 | 0 | 0 |  | 1 | TRUE | wye
73 | LV_2234-2_0_3_load_71 | 88 | 0.0025265 | 0.00063319 | 0 | 0 |  | 1 | TRUE | wye
74 | LV_2234-2_0_3_load_72 | 89 | 0.0048979 | 0.0012275 | 0 | 0 |  | 1 | TRUE | wye
75 | LV_2234-2_0_3_load_73 | 90 | 0.0032188 | 0.0008067 | 0 | 0 |  | 1 | TRUE | wye
76 | LV_2234-2_0_3_load_74 | 92 | 0.0036026 | 0.00090289 | 0 | 0 |  | 1 | TRUE | wye
77 | LV_2234-2_0_3_load_144 | 94 | 0.0015975 | 0.00040038 | 0 | 0 |  | 1 | TRUE | wye
78 | LV_2234-2_0_3_load_76 | 97 | 0.0024933 | 0.00062488 | 0 | 0 |  | 1 | TRUE | wye
79 | LV_2234-2_0_3_load_77 | 98 | 0.00049582 | 0.00012426 | 0 | 0 |  | 1 | TRUE | wye
80 | LV_2234-2_0_3_load_78 | 99 | 0.0051593 | 0.0012931 | 0 | 0 |  | 1 | TRUE | wye
81 | LV_2234-2_0_3_load_147 | 100 | 0.0016594 | 0.00041587 | 0 | 0 |  | 1 | TRUE | wye
82 | LV_2234-2_0_3_load_86 | 102 | 0.0023775 | 0.00059586 | 0 | 0 |  | 1 | TRUE | wye
83 | LV_2234-2_0_3_load_109 | 105 | 0.0077463 | 0.0019414 | 0 | 0 |  | 1 | TRUE | wye
84 | LV_2234-2_0_3_load_111 | 108 | 0.0011975 | 0.00030013 | 0 | 0 |  | 1 | TRUE | wye
85 | LV_2234-2_0_3_load_148 | 109 | 0.008112 | 0.002033 | 0 | 0 |  | 1 | TRUE | wye
86 | LV_2234-2_0_3_load_82 | 110 | 0.0012173 | 0.0003051 | 0 | 0 |  | 1 | TRUE | wye
87 | LV_2234-2_0_3_load_84 | 111 | 0.012236 | 0.0030665 | 0 | 0 |  | 1 | TRUE | wye
88 | LV_2234-2_0_3_load_85 | 112 | 0.0053774 | 0.0013477 | 0 | 0 |  | 1 | TRUE | wye
89 | LV_2234-2_0_3_load_104 | 113 | 0.0015546 | 0.00038962 | 0 | 0 |  | 1 | TRUE | wye
90 | LV_2234-2_0_3_load_94 | 114 | 0.0026122 | 0.00065467 | 0 | 0 |  | 1 | TRUE | wye
91 | LV_2234-2_0_3_load_88 | 115 | 0.0099293 | 0.0024885 | 0 | 0 |  | 1 | TRUE | wye
92 | LV_2234-2_0_3_load_98 | 118 | 0.0013995 | 0.00035074 | 0 | 0 |  | 1 | TRUE | wye
93 | LV_2234-2_0_3_load_97 | 119 | 0.0072452 | 0.0018158 | 0 | 0 |  | 1 | TRUE | wye
94 | LV_2234-2_0_3_load_91 | 120 | 0.0037157 | 0.00093124 | 0 | 0 |  | 1 | TRUE | wye
95 | LV_2234-2_0_3_load_92 | 121 | 0.0052569 | 0.0013175 | 0 | 0 |  | 1 | TRUE | wye
96 | LV_2234-2_0_3_load_96 | 124 | 0.0014555 | 0.00036479 | 0 | 0 |  | 1 | TRUE | wye
97 | LV_2234-2_0_3_load_99 | 126 | 0.0023524 | 0.00058956 | 0 | 0 |  | 1 | TRUE | wye
98 | LV_2234-2_0_3_load_103 | 127 | 0.0029388 | 0.00073654 | 0 | 0 |  | 1 | TRUE | wye
99 | LV_2234-2_0_3_load_102 | 128 | 0.0034768 | 0.00087137 | 0 | 0 |  | 1 | TRUE | wye
100 | LV_2234-2_0_3_load_100 | 129 | 0.0065207 | 0.0016343 | 0 | 0 |  | 1 | TRUE | wye
101 | LV_2234-2_0_3_load_105 | 130 | 0.0019858 | 0.00049768 | 0 | 0 |  | 1 | TRUE | wye
102 | LV_2234-2_0_3_load_107 | 131 | 0.009686 | 0.0024276 | 0 | 0 |  | 1 | TRUE | wye
103 | LV_2234-2_0_3_load_112 | 132 | 0.0036742 | 0.00092083 | 0 | 0 |  | 1 | TRUE | wye
104 | LV_2234-2_0_3_load_113 | 133 | 0.00095375 | 0.00023903 | 0 | 0 |  | 1 | TRUE | wye
105 | LV_2234-2_0_3_load_121 | 136 | 0.00072479 | 0.00018165 | 0 | 0 |  | 1 | TRUE | wye
106 | LV_2234-2_0_3_load_118 | 137 | 0.0030128 | 0.00075509 | 0 | 0 |  | 1 | TRUE | wye
107 | LV_2234-2_0_3_load_125 | 138 | 0.0011655 | 0.00029211 | 0 | 0 |  | 1 | TRUE | wye
108 | LV_2234-2_0_3_load_119 | 139 | 0.0011336 | 0.00028409 | 0 | 0 |  | 1 | TRUE | wye
109 | LV_2234-2_0_3_load_120 | 140 | 0.00087306 | 0.00021881 | 0 | 0 |  | 1 | TRUE | wye
110 | LV_2234-2_0_3_load_132 | 142 | 0.0057165 | 0.0014327 | 0 | 0 |  | 1 | TRUE | wye
111 | LV_2234-2_0_3_load_150 | 144 | 0.0063699 | 0.0015965 | 0 | 0 |  | 1 | TRUE | wye
112 | LV_2234-2_0_3_load_136 | 145 | 0.0022536 | 0.00056481 | 0 | 0 |  | 1 | TRUE | wye
113 | LV_2234-2_0_3_load_141 | 146 | 0.0012569 | 0.000315 | 0 | 0 |  | 1 | TRUE | wye
114 | LV_2234-2_0_3_load_139 | 147 | 0.0028816 | 0.00072219 | 0 | 0 |  | 1 | TRUE | wye
115 | LV_2234-2_0_3_load_143 | 148 | 0.0030354 | 0.00076075 | 0 | 0 |  | 1 | TRUE | wye
116 | LV_2234-2_0_3_load_142 | 149 | 0.0035192 | 0.00088199 | 0 | 0 |  | 1 | TRUE | wye

## ext_grid
| name | bus | vm_pu | va_degree | slack_weight | in_service
0 |  | 100 | 1 | 0 | 1 | TRUE

## line
| name | std_type | from_bus | to_bus | length_km | r_ohm_per_km | x_ohm_per_km | c_nf_per_km | g_us_per_km | max_i_ka | df | parallel | type | in_service
0 | LV_2234-2_0_3_line_0 |  | 0 | 1 | 0.0066483 | 0.125 | 0.08 | 261 | 0 | 0.364 | 1 | 1 | cs | TRUE
1 | LV_2234-2_0_3_line_1 |  | 0 | 2 | 0.013749 | 0.125 | 0.08 | 261 | 0 | 0.364 | 1 | 1 | cs | TRUE
2 | LV_2234-2_0_3_line_2 |  | 2 | 3 | 0.35745 | 0.125 | 0.08 | 261 | 0 | 0.364 | 1 | 1 | cs | TRUE
3 | LV_2234-2_0_3_line_3 |  | 3 | 4 | 0.24927 | 0.125 | 0.08 | 261 | 0 | 0.364 | 1 | 1 | cs | TRUE
4 | LV_2234-2_0_3_line_4 |  | 3 | 5 | 0.0017238 | 0.125 | 0.08 | 261 | 0 | 0.364 | 1 | 1 | cs | TRUE
5 | LV_2234-2_0_3_line_5 |  | 5 | 24 | 0.028949 | 0.125 | 0.08 | 261 | 0 | 0.364 | 1 | 1 | cs | TRUE
6 | LV_2234-2_0_3_line_6 |  | 6 | 7 | 0.018431 | 0.125 | 0.08 | 261 | 0 | 0.364 | 1 | 1 | cs | TRUE
7 | LV_2234-2_0_3_line_7 |  | 7 | 8 | 0.00051692 | 0.125 | 0.08 | 261 | 0 | 0.364 | 1 | 1 | cs | TRUE
8 | LV_2234-2_0_3_line_8 |  | 8 | 14 | 0.0064432 | 0.125 | 0.08 | 261 | 0 | 0.364 | 1 | 1 | cs | TRUE
9 | LV_2234-2_0_3_line_9 |  | 9 | 10 | 0.40944 | 0.125 | 0.08 | 261 | 0 | 0.364 | 1 | 1 | cs | TRUE
10 | LV_2234-2_0_3_line_10 |  | 9 | 11 | 0.022706 | 0.125 | 0.08 | 261 | 0 | 0.364 | 1 | 1 | cs | TRUE
11 | LV_2234-2_0_3_line_11 |  | 10 | 15 | 0.12069 | 0.125 | 0.08 | 261 | 0 | 0.364 | 1 | 1 | cs | TRUE
12 | LV_2234-2_0_3_line_12 |  | 11 | 44 | 0.07487 | 0.125 | 0.08 | 261 | 0 | 0.364 | 1 | 1 | cs | TRUE
13 | LV_2234-2_0_3_line_13 |  | 11 | 41 | 0.039659 | 0.125 | 0.08 | 261 | 0 | 0.364 | 1 | 1 | cs | TRUE
14 | LV_2234-2_0_3_line_14 |  | 12 | 13 | 0.01144 | 0.125 | 0.08 | 261 | 0 | 0.364 | 1 | 1 | cs | TRUE
15 | LV_2234-2_0_3_line_15 |  | 13 | 34 | 0.0028432 | 0.125 | 0.08 | 261 | 0 | 0.364 | 1 | 1 | cs | TRUE
16 | LV_2234-2_0_3_line_16 |  | 14 | 15 | 0.019586 | 0.125 | 0.08 | 261 | 0 | 0.364 | 1 | 1 | cs | TRUE
17 | LV_2234-2_0_3_line_17 |  | 16 | 17 | 0.021139 | 0.125 | 0.08 | 261 | 0 | 0.364 | 1 | 1 | cs | TRUE
18 | LV_2234-2_0_3_line_18 |  | 16 | 18 | 0.050045 | 0.125 | 0.08 | 261 | 0 | 0.364 | 1 | 1 | cs | TRUE
19 | LV_2234-2_0_3_line_19 |  | 17 | 19 | 0.032189 | 0.125 | 0.08 | 261 | 0 | 0.364 | 1 | 1 | cs | TRUE
20 | LV_2234-2_0_3_line_20 |  | 18 | 20 | 0.027264 | 0.125 | 0.08 | 261 | 0 | 0.364 | 1 | 1 | cs | TRUE
21 | LV_2234-2_0_3_line_21 |  | 19 | 23 | 0.011158 | 0.125 | 0.08 | 261 | 0 | 0.364 | 1 | 1 | cs | TRUE
22 | LV_2234-2_0_3_line_22 |  | 20 | 24 | 0.074292 | 0.125 | 0.08 | 261 | 0 | 0.364 | 1 | 1 | cs | TRUE
23 | LV_2234-2_0_3_line_23 |  | 21 | 22 | 0.011938 | 0.125 | 0.08 | 261 | 0 | 0.364 | 1 | 1 | cs | TRUE
24 | LV_2234-2_0_3_line_24 |  | 22 | 148 | 0.022944 | 0.125 | 0.08 | 261 | 0 | 0.364 | 1 | 1 | cs | TRUE
25 | LV_2234-2_0_3_line_25 |  | 23 | 25 | 0.013221 | 0.125 | 0.08 | 261 | 0 | 0.364 | 1 | 1 | cs | TRUE
26 | LV_2234-2_0_3_line_26 |  | 25 | 26 | 0.090011 | 0.125 | 0.08 | 261 | 0 | 0.364 | 1 | 2 | cs | TRUE
27 | LV_2234-2_0_3_line_27 |  | 26 | 27 | 0.011961 | 0.125 | 0.08 | 261 | 0 | 0.364 | 1 | 3 | cs | TRUE
28 | LV_2234-2_0_3_line_28 |  | 27 | 134 | 0.008395 | 0.125 | 0.08 | 261 | 0 | 0.364 | 1 | 3 | cs | TRUE
29 | LV_2234-2_0_3_line_29 |  | 28 | 29 | 0.01095 | 0.125 | 0.08 | 261 | 0 | 0.364 | 1 | 1 | cs | TRUE
30 | LV_2234-2_0_3_line_30 |  | 28 | 30 | 0.15111 | 0.125 | 0.08 | 261 | 0 | 0.364 | 1 | 1 | cs | TRUE
31 | LV_2234-2_0_3_line_31 |  | 29 | 31 | 0.011892 | 0.125 | 0.08 | 261 | 0 | 0.364 | 1 | 1 | cs | TRUE
32 | LV_2234-2_0_3_line_32 |  | 30 | 32 | 0.042018 | 0.125 | 0.08 | 261 | 0 | 0.364 | 1 | 1 | cs | TRUE
33 | LV_2234-2_0_3_line_33 |  | 30 | 33 | 0.029572 | 0.125 | 0.08 | 261 | 0 | 0.364 | 1 | 1 | cs | TRUE
34 | LV_2234-2_0_3_line_34 |  | 31 | 34 | 0.0039809 | 0.125 | 0.08 | 261 | 0 | 0.364 | 1 | 1 | cs | TRUE
35 | LV_2234-2_0_3_line_35 |  | 32 | 35 | 0.028334 | 0.125 | 0.08 | 261 | 0 | 0.364 | 1 | 1 | cs | TRUE
36 | LV_2234-2_0_3_line_36 |  | 32 | 36 | 0.043145 | 0.125 | 0.08 | 261 | 0 | 0.364 | 1 | 1 | cs | TRUE
37 | LV_2234-2_0_3_line_37 |  | 36 | 37 | 0.022028 | 0.125 | 0.08 | 261 | 0 | 0.364 | 1 | 1 | cs | TRUE
38 | LV_2234-2_0_3_line_38 |  | 36 | 38 | 0.039177 | 0.125 | 0.08 | 261 | 0 | 0.364 | 1 | 1 | cs | TRUE
39 | LV_2234-2_0_3_line_39 |  | 38 | 140 | 0.0030321 | 0.125 | 0.08 | 261 | 0 | 0.364 | 1 | 1 | cs | TRUE
40 | LV_2234-2_0_3_line_40 |  | 39 | 40 | 0.0092634 | 0.125 | 0.08 | 261 | 0 | 0.364 | 1 | 1 | cs | TRUE
41 | LV_2234-2_0_3_line_41 |  | 40 | 41 | 0.027773 | 0.125 | 0.08 | 261 | 0 | 0.364 | 1 | 1 | cs | TRUE
42 | LV_2234-2_0_3_line_42 |  | 40 | 42 | 0.38138 | 0.125 | 0.08 | 261 | 0 | 0.364 | 1 | 1 | cs | TRUE
43 | LV_2234-2_0_3_line_43 |  | 42 | 43 | 0.0037577 | 0.125 | 0.08 | 261 | 0 | 0.364 | 1 | 1 | cs | TRUE
44 | LV_2234-2_0_3_line_44 |  | 43 | 138 | 0.003214 | 0.125 | 0.08 | 261 | 0 | 0.364 | 1 | 1 | cs | TRUE
45 | LV_2234-2_0_3_line_45 |  | 45 | 46 | 0.0079845 | 0.125 | 0.08 | 261 | 0 | 0.364 | 1 | 1 | cs | TRUE
46 | LV_2234-2_0_3_line_46 |  | 46 | 47 | 0.042179 | 0.125 | 0.08 | 261 | 0 | 0.364 | 1 | 1 | cs | TRUE
47 | LV_2234-2_0_3_line_47 |  | 47 | 48 | 0.00174 | 0.125 | 0.08 | 261 | 0 | 0.364 | 1 | 1 | cs | TRUE
48 | LV_2234-2_0_3_line_48 |  | 47 | 49 | 0.032182 | 0.125 | 0.08 | 261 | 0 | 0.364 | 1 | 1 | cs | TRUE
49 | LV_2234-2_0_3_line_49 |  | 48 | 50 | 0.01916 | 0.125 | 0.08 | 261 | 0 | 0.364 | 1 | 1 | cs | TRUE
50 | LV_2234-2_0_3_line_50 |  | 48 | 51 | 0.028103 | 0.125 | 0.08 | 261 | 0 | 0.364 | 1 | 1 | cs | TRUE
51 | LV_2234-2_0_3_line_51 |  | 49 | 52 | 0.0031714 | 0.125 | 0.08 | 261 | 0 | 0.364 | 1 | 1 | cs | TRUE
52 | LV_2234-2_0_3_line_52 |  | 50 | 55 | 0.037416 | 0.125 | 0.08 | 261 | 0 | 0.364 | 1 | 1 | cs | TRUE
53 | LV_2234-2_0_3_line_53 |  | 51 | 56 | 0.0063338 | 0.125 | 0.08 | 261 | 0 | 0.364 | 1 | 1 | cs | TRUE
54 | LV_2234-2_0_3_line_54 |  | 52 | 53 | 0.015624 | 0.125 | 0.08 | 261 | 0 | 0.364 | 1 | 1 | cs | TRUE
55 | LV_2234-2_0_3_line_55 |  | 53 | 54 | 0.00022114 | 0.125 | 0.08 | 261 | 0 | 0.364 | 1 | 1 | cs | TRUE
56 | LV_2234-2_0_3_line_56 |  | 55 | 141 | 0.01257 | 0.125 | 0.08 | 261 | 0 | 0.364 | 1 | 1 | cs | TRUE
57 | LV_2234-2_0_3_line_57 |  | 57 | 58 | 0.0067425 | 0.125 | 0.08 | 261 | 0 | 0.364 | 1 | 1 | cs | TRUE
58 | LV_2234-2_0_3_line_58 |  | 58 | 59 | 0.013719 | 0.125 | 0.08 | 261 | 0 | 0.364 | 1 | 1 | cs | TRUE
59 | LV_2234-2_0_3_line_59 |  | 59 | 60 | 0.024304 | 0.125 | 0.08 | 261 | 0 | 0.364 | 1 | 1 | cs | TRUE
60 | LV_2234-2_0_3_line_60 |  | 60 | 61 | 0.0028671 | 0.125 | 0.08 | 261 | 0 | 0.364 | 1 | 1 | cs | TRUE
61 | LV_2234-2_0_3_line_61 |  | 61 | 62 | 0.029549 | 0.125 | 0.08 | 261 | 0 | 0.364 | 1 | 1 | cs | TRUE
62 | LV_2234-2_0_3_line_62 |  | 62 | 63 | 0.00073786 | 0.125 | 0.08 | 261 | 0 | 0.364 | 1 | 1 | cs | TRUE
63 | LV_2234-2_0_3_line_63 |  | 63 | 64 | 0.015257 | 0.125 | 0.08 | 261 | 0 | 0.364 | 1 | 1 | cs | TRUE
64 | LV_2234-2_0_3_line_64 |  | 64 | 79 | 0.017825 | 0.125 | 0.08 | 261 | 0 | 0.364 | 1 | 1 | cs | TRUE
65 | LV_2234-2_0_3_line_65 |  | 64 | 68 | 0.032196 | 0.125 | 0.08 | 261 | 0 | 0.364 | 1 | 1 | cs | TRUE
66 | LV_2234-2_0_3_line_66 |  | 65 | 66 | 0.032182 | 0.125 | 0.08 | 261 | 0 | 0.364 | 1 | 1 | cs | TRUE
67 | LV_2234-2_0_3_line_67 |  | 66 | 67 | 0.017025 | 0.125 | 0.08 | 261 | 0 | 0.364 | 1 | 1 | cs | TRUE
68 | LV_2234-2_0_3_line_68 |  | 67 | 68 | 0.032054 | 0.125 | 0.08 | 261 | 0 | 0.364 | 1 | 1 | cs | TRUE
69 | LV_2234-2_0_3_line_69 |  | 67 | 69 | 0.016121 | 0.125 | 0.08 | 261 | 0 | 0.364 | 1 | 1 | cs | TRUE
70 | LV_2234-2_0_3_line_70 |  | 68 | 70 | 0.010936 | 0.125 | 0.08 | 261 | 0 | 0.364 | 1 | 1 | cs | TRUE
71 | LV_2234-2_0_3_line_71 |  | 69 | 71 | 0.020602 | 0.125 | 0.08 | 261 | 0 | 0.364 | 1 | 1 | cs | TRUE
72 | LV_2234-2_0_3_line_72 |  | 70 | 80 | 0.04816 | 0.125 | 0.08 | 261 | 0 | 0.364 | 1 | 1 | cs | TRUE
73 | LV_2234-2_0_3_line_73 |  | 71 | 78 | 0.0087318 | 0.125 | 0.08 | 261 | 0 | 0.364 | 1 | 1 | cs | TRUE
74 | LV_2234-2_0_3_line_74 |  | 72 | 73 | 0.0059508 | 0.125 | 0.08 | 261 | 0 | 0.364 | 1 | 1 | cs | TRUE
75 | LV_2234-2_0_3_line_75 |  | 73 | 74 | 0.024012 | 0.125 | 0.08 | 261 | 0 | 0.364 | 1 | 1 | cs | TRUE
76 | LV_2234-2_0_3_line_76 |  | 74 | 75 | 0.025774 | 0.125 | 0.08 | 261 | 0 | 0.364 | 1 | 1 | cs | TRUE
77 | LV_2234-2_0_3_line_77 |  | 74 | 76 | 0.029216 | 0.125 | 0.08 | 261 | 0 | 0.364 | 1 | 1 | cs | TRUE
78 | LV_2234-2_0_3_line_78 |  | 75 | 77 | 0.028483 | 0.125 | 0.08 | 261 | 0 | 0.364 | 1 | 1 | cs | TRUE
79 | LV_2234-2_0_3_line_79 |  | 75 | 78 | 0.0076734 | 0.125 | 0.08 | 261 | 0 | 0.364 | 1 | 1 | cs | TRUE
80 | LV_2234-2_0_3_line_80 |  | 77 | 109 | 0.0084287 | 0.125 | 0.08 | 261 | 0 | 0.364 | 1 | 1 | cs | TRUE
81 | LV_2234-2_0_3_line_81 |  | 79 | 84 | 0.013674 | 0.125 | 0.08 | 261 | 0 | 0.364 | 1 | 1 | cs | TRUE
82 | LV_2234-2_0_3_line_82 |  | 80 | 81 | 0.032644 | 0.125 | 0.08 | 261 | 0 | 0.364 | 1 | 1 | cs | TRUE
83 | LV_2234-2_0_3_line_83 |  | 81 | 82 | 0.016842 | 0.125 | 0.08 | 261 | 0 | 0.364 | 1 | 1 | cs | TRUE
84 | LV_2234-2_0_3_line_84 |  | 82 | 83 | 0.0024076 | 0.125 | 0.08 | 261 | 0 | 0.364 | 1 | 1 | cs | TRUE
85 | LV_2234-2_0_3_line_85 |  | 84 | 85 | 0.025499 | 0.125 | 0.08 | 261 | 0 | 0.364 | 1 | 1 | cs | TRUE
86 | LV_2234-2_0_3_line_86 |  | 85 | 86 | 0.010912 | 0.125 | 0.08 | 261 | 0 | 0.364 | 1 | 1 | cs | TRUE
87 | LV_2234-2_0_3_line_87 |  | 86 | 87 | 0.019426 | 0.125 | 0.08 | 261 | 0 | 0.364 | 1 | 1 | cs | TRUE
88 | LV_2234-2_0_3_line_88 |  | 87 | 88 | 0.038486 | 0.125 | 0.08 | 261 | 0 | 0.364 | 1 | 2 | cs | TRUE
89 | LV_2234-2_0_3_line_89 |  | 87 | 89 | 0.0020699 | 0.125 | 0.08 | 261 | 0 | 0.364 | 1 | 1 | cs | TRUE
90 | LV_2234-2_0_3_line_90 |  | 88 | 90 | 0.0022773 | 0.125 | 0.08 | 261 | 0 | 0.364 | 1 | 3 | cs | TRUE
91 | LV_2234-2_0_3_line_91 |  | 89 | 91 | 0.028096 | 0.125 | 0.08 | 261 | 0 | 0.364 | 1 | 1 | cs | TRUE
92 | LV_2234-2_0_3_line_92 |  | 90 | 92 | 0.03358 | 0.125 | 0.08 | 261 | 0 | 0.364 | 1 | 3 | cs | TRUE
93 | LV_2234-2_0_3_line_93 |  | 91 | 93 | 0.009381 | 0.125 | 0.08 | 261 | 0 | 0.364 | 1 | 1 | cs | TRUE
94 | LV_2234-2_0_3_line_94 |  | 91 | 94 | 0.055865 | 0.125 | 0.08 | 261 | 0 | 0.364 | 1 | 1 | cs | TRUE
95 | LV_2234-2_0_3_line_95 |  | 91 | 95 | 0.012394 | 0.125 | 0.08 | 261 | 0 | 0.364 | 1 | 1 | cs | TRUE
96 | LV_2234-2_0_3_line_96 |  | 92 | 96 | 0.0059705 | 0.125 | 0.08 | 261 | 0 | 0.364 | 1 | 3 | cs | TRUE
97 | LV_2234-2_0_3_line_97 |  | 93 | 146 | 0.014276 | 0.125 | 0.08 | 261 | 0 | 0.364 | 1 | 1 | cs | TRUE
98 | LV_2234-2_0_3_line_98 |  | 93 | 147 | 0.029866 | 0.125 | 0.08 | 261 | 0 | 0.364 | 1 | 1 | cs | TRUE
99 | LV_2234-2_0_3_line_99 |  | 94 | 148 | 0.00081089 | 0.125 | 0.08 | 261 | 0 | 0.364 | 1 | 1 | cs | TRUE
100 | LV_2234-2_0_3_line_100 |  | 95 | 145 | 0.036637 | 0.125 | 0.08 | 261 | 0 | 0.364 | 1 | 1 | cs | TRUE
101 | LV_2234-2_0_3_line_101 |  | 95 | 143 | 0.024832 | 0.125 | 0.08 | 261 | 0 | 0.364 | 1 | 1 | cs | TRUE
102 | LV_2234-2_0_3_line_102 |  | 96 | 97 | 0.023357 | 0.125 | 0.08 | 261 | 0 | 0.364 | 1 | 3 | cs | TRUE
103 | LV_2234-2_0_3_line_103 |  | 96 | 98 | 0.016149 | 0.125 | 0.08 | 261 | 0 | 0.364 | 1 | 3 | cs | TRUE
104 | LV_2234-2_0_3_line_104 |  | 97 | 99 | 0.036869 | 0.125 | 0.08 | 261 | 0 | 0.364 | 1 | 3 | cs | TRUE
105 | LV_2234-2_0_3_line_105 |  | 98 | 100 | 0.021219 | 0.125 | 0.08 | 261 | 0 | 0.364 | 1 | 3 | cs | TRUE
106 | LV_2234-2_0_3_line_106 |  | 99 | 101 | 0.018941 | 0.125 | 0.08 | 261 | 0 | 0.364 | 1 | 3 | cs | TRUE
107 | LV_2234-2_0_3_line_107 |  | 101 | 102 | 0.014948 | 0.125 | 0.08 | 261 | 0 | 0.364 | 1 | 1 | cs | TRUE
108 | LV_2234-2_0_3_line_108 |  | 101 | 103 | 0.008046 | 0.125 | 0.08 | 261 | 0 | 0.364 | 1 | 3 | cs | TRUE
109 | LV_2234-2_0_3_line_109 |  | 102 | 104 | 0.017913 | 0.125 | 0.08 | 261 | 0 | 0.364 | 1 | 1 | cs | TRUE
110 | LV_2234-2_0_3_line_110 |  | 103 | 105 | 0.020015 | 0.125 | 0.08 | 261 | 0 | 0.364 | 1 | 3 | cs | TRUE
111 | LV_2234-2_0_3_line_111 |  | 103 | 106 | 0.009563 | 0.125 | 0.08 | 261 | 0 | 0.364 | 1 | 1 | cs | TRUE
112 | LV_2234-2_0_3_line_112 |  | 104 | 112 | 0.011597 | 0.125 | 0.08 | 261 | 0 | 0.364 | 1 | 1 | cs | TRUE
113 | LV_2234-2_0_3_line_113 |  | 104 | 110 | 0.029793 | 0.125 | 0.08 | 261 | 0 | 0.364 | 1 | 1 | cs | TRUE
114 | LV_2234-2_0_3_line_114 |  | 105 | 107 | 0.02694 | 0.125 | 0.08 | 261 | 0 | 0.364 | 1 | 3 | cs | TRUE
115 | LV_2234-2_0_3_line_115 |  | 106 | 130 | 0.02176 | 0.125 | 0.08 | 261 | 0 | 0.364 | 1 | 1 | cs | TRUE
116 | LV_2234-2_0_3_line_116 |  | 107 | 108 | 0.011024 | 0.125 | 0.08 | 261 | 0 | 0.364 | 1 | 3 | cs | TRUE
117 | LV_2234-2_0_3_line_117 |  | 108 | 132 | 0.011795 | 0.125 | 0.08 | 261 | 0 | 0.364 | 1 | 3 | cs | TRUE
118 | LV_2234-2_0_3_line_118 |  | 110 | 111 | 0.013071 | 0.125 | 0.08 | 261 | 0 | 0.364 | 1 | 1 | cs | TRUE
119 | LV_2234-2_0_3_line_119 |  | 112 | 113 | 0.015745 | 0.125 | 0.08 | 261 | 0 | 0.364 | 1 | 1 | cs | TRUE
120 | LV_2234-2_0_3_line_120 |  | 113 | 114 | 0.018541 | 0.125 | 0.08 | 261 | 0 | 0.364 | 1 | 1 | cs | TRUE
121 | LV_2234-2_0_3_line_121 |  | 114 | 121 | 0.00066132 | 0.125 | 0.08 | 261 | 0 | 0.364 | 1 | 1 | cs | TRUE
122 | LV_2234-2_0_3_line_122 |  | 115 | 116 | 0.013178 | 0.125 | 0.08 | 261 | 0 | 0.364 | 1 | 1 | cs | TRUE
123 | LV_2234-2_0_3_line_123 |  | 116 | 117 | 0.040656 | 0.125 | 0.08 | 261 | 0 | 0.364 | 1 | 1 | cs | TRUE
124 | LV_2234-2_0_3_line_124 |  | 117 | 118 | 0.0079529 | 0.125 | 0.08 | 261 | 0 | 0.364 | 1 | 1 | cs | TRUE
125 | LV_2234-2_0_3_line_125 |  | 118 | 119 | 0.031884 | 0.125 | 0.08 | 261 | 0 | 0.364 | 1 | 1 | cs | TRUE
126 | LV_2234-2_0_3_line_126 |  | 119 | 124 | 0.022268 | 0.125 | 0.08 | 261 | 0 | 0.364 | 1 | 1 | cs | TRUE
127 | LV_2234-2_0_3_line_127 |  | 120 | 121 | 0.022816 | 0.125 | 0.08 | 261 | 0 | 0.364 | 1 | 1 | cs | TRUE
128 | LV_2234-2_0_3_line_128 |  | 120 | 122 | 0.0019005 | 0.125 | 0.08 | 261 | 0 | 0.364 | 1 | 1 | cs | TRUE
129 | LV_2234-2_0_3_line_129 |  | 122 | 123 | 0.036422 | 0.125 | 0.08 | 261 | 0 | 0.364 | 1 | 1 | cs | TRUE
130 | LV_2234-2_0_3_line_130 |  | 122 | 124 | 0.0059389 | 0.125 | 0.08 | 261 | 0 | 0.364 | 1 | 1 | cs | TRUE
131 | LV_2234-2_0_3_line_131 |  | 123 | 125 | 0.004843 | 0.125 | 0.08 | 261 | 0 | 0.364 | 1 | 1 | cs | TRUE
132 | LV_2234-2_0_3_line_132 |  | 123 | 126 | 0.0058275 | 0.125 | 0.08 | 261 | 0 | 0.364 | 1 | 1 | cs | TRUE
133 | LV_2234-2_0_3_line_133 |  | 125 | 127 | 0.036133 | 0.125 | 0.08 | 261 | 0 | 0.364 | 1 | 1 | cs | TRUE
134 | LV_2234-2_0_3_line_134 |  | 125 | 128 | 0.022965 | 0.125 | 0.08 | 261 | 0 | 0.364 | 1 | 1 | cs | TRUE
135 | LV_2234-2_0_3_line_135 |  | 126 | 129 | 0.015795 | 0.125 | 0.08 | 261 | 0 | 0.364 | 1 | 1 | cs | TRUE
136 | LV_2234-2_0_3_line_136 |  | 130 | 131 | 0.019185 | 0.125 | 0.08 | 261 | 0 | 0.364 | 1 | 1 | cs | TRUE
137 | LV_2234-2_0_3_line_137 |  | 132 | 133 | 0.034096 | 0.125 | 0.08 | 261 | 0 | 0.364 | 1 | 3 | cs | TRUE
138 | LV_2234-2_0_3_line_138 |  | 133 | 134 | 0.02627 | 0.125 | 0.08 | 261 | 0 | 0.364 | 1 | 3 | cs | TRUE
139 | LV_2234-2_0_3_line_139 |  | 134 | 135 | 0.018546 | 0.125 | 0.08 | 261 | 0 | 0.364 | 1 | 1 | cs | TRUE
140 | LV_2234-2_0_3_line_140 |  | 135 | 136 | 0.028389 | 0.125 | 0.08 | 261 | 0 | 0.364 | 1 | 1 | cs | TRUE
141 | LV_2234-2_0_3_line_141 |  | 135 | 137 | 0.016841 | 0.125 | 0.08 | 261 | 0 | 0.364 | 1 | 1 | cs | TRUE
142 | LV_2234-2_0_3_line_142 |  | 136 | 138 | 0.025849 | 0.125 | 0.08 | 261 | 0 | 0.364 | 1 | 1 | cs | TRUE
143 | LV_2234-2_0_3_line_143 |  | 137 | 139 | 0.012195 | 0.125 | 0.08 | 261 | 0 | 0.364 | 1 | 1 | cs | TRUE
144 | LV_2234-2_0_3_line_144 |  | 139 | 140 | 0.018835 | 0.125 | 0.08 | 261 | 0 | 0.364 | 1 | 1 | cs | TRUE
145 | LV_2234-2_0_3_line_145 |  | 141 | 143 | 0.029995 | 0.125 | 0.08 | 261 | 0 | 0.364 | 1 | 1 | cs | TRUE
146 | LV_2234-2_0_3_line_146 |  | 141 | 142 | 0.034171 | 0.125 | 0.08 | 261 | 0 | 0.364 | 1 | 1 | cs | TRUE
147 | LV_2234-2_0_3_line_147 |  | 143 | 144 | 0.028642 | 0.125 | 0.08 | 261 | 0 | 0.364 | 1 | 1 | cs | TRUE
148 | LV_2234-2_0_3_line_148 |  | 146 | 149 | 0.0022394 | 0.125 | 0.08 | 261 | 0 | 0.364 | 1 | 1 | cs | TRUE

## trafo
| name | std_type | hv_bus | lv_bus | sn_mva | vn_hv_kv | vn_lv_kv | vk_percent | vkr_percent | pfe_kw | i0_percent | shift_degree | tap_side | tap_neutral | tap_min | tap_max | tap_step_percent | tap_step_degree | tap_pos | tap_phase_shifter | parallel | df | in_service
0 | LV_2234-2_0_3_trafo_147 | 0.63 MVA 20/0.4 kV | 150 | 100 | 0.63 | 20 | 0.4 | 6 | 1.206 | 1.65 | 0.2619 | 150 | hv | 0 | -2 | 2 | 2.5 | 0 | 0 | FALSE | 1 | 1 | TRUE

## line_geodata
| x0 | y0 | x1 | y1 | x2 | y2 | x3 | y3 | x4 | y4 | x5 | y5
0 | 2569630.9071 | 1181243.7177 | 2569629.4954 | 1181250.2143
1 | 2569630.9071 | 1181243.7177 | 2569633.8266 | 1181230.282
2 | 2569460.4874 | 1180917.6727 | 2569633.8266 | 1181230.282
3 | 2569460.4874 | 1180917.6727 | 2569258.8291 | 1181064.1919
4 | 2569460.8905 | 1180915.9998 | 2569460.8043 | 1180916.2113 | 2569460.4874 | 1180917.6727
5 | 2569471.8138 | 1180889.1909 | 2569460.8905 | 1180915.9998
6 | 2570462.4214 | 1180144.2819 | 2570460.938 | 1180145.0924 | 2570452.9358 | 1180151.7688 | 2570448.1924 | 1180155.9442
7 | 2570448.1924 | 1180155.9442 | 2570447.8044 | 1180156.2857
8 | 2570447.8044 | 1180156.2857 | 2570442.968 | 1180160.5429
9 | 2569899.4169 | 1180192.552 | 2570308.8546 | 1180192.7124
10 | 2569899.4169 | 1180192.552 | 2569891.1081 | 1180195.8511 | 2569881.7327 | 1180205.9317
11 | 2570427.9349 | 1180173.0575 | 2570308.8546 | 1180192.7124
12 | 2569881.7327 | 1180205.9317 | 2569833.9492 | 1180148.2923
13 | 2569881.7327 | 1180205.9317 | 2569875.7548 | 1180212.3594 | 2569868.8067 | 1180208.3145 | 2569861.5637 | 1180209.396 | 2569855.9125 | 1180214.1381 | 2569852.2986 | 1180221.4327
14 | 2569938.1527 | 1180709.2162 | 2569928.7242 | 1180702.737
15 | 2569928.7242 | 1180702.737 | 2569926.3809 | 1180701.1267 | 2569926.3809 | 1180701.1267
16 | 2570427.9349 | 1180173.0575 | 2570431.5734 | 1180170.5731 | 2570442.968 | 1180160.5429
17 | 2569553.8131 | 1180737.5738 | 2569541.9853 | 1180755.0935
18 | 2569516.1364 | 1180797.8172 | 2569524.0483 | 1180781.6625 | 2569541.9853 | 1180755.0935
19 | 2569553.8131 | 1180737.5738 | 2569567.1412 | 1180717.8317 | 2569571.3237 | 1180710.5824
20 | 2569516.1364 | 1180797.8172 | 2569504.1444 | 1180822.3025
21 | 2569576.8997 | 1180700.9176 | 2569571.3237 | 1180710.5824
22 | 2569471.8138 | 1180889.1909 | 2569504.1444 | 1180822.3025
23 | 2569428.5614 | 1180732.8801 | 2569423.4161 | 1180739.2876 | 2569420.2209 | 1180740.2489 | 2569419.8879 | 1180740.059
24 | 2569399.9571 | 1180728.6932 | 2569419.8879 | 1180740.059
25 | 2569576.8997 | 1180700.9176 | 2569565.0825 | 1180694.9894
26 | 2569594.6061 | 1180609.9576 | 2569565.0825 | 1180694.9894
27 | 2569594.6061 | 1180609.9576 | 2569588.5948 | 1180605.3414 | 2569584.848 | 1180603.069
28 | 2569577.6699 | 1180598.7157 | 2569584.848 | 1180603.069
29 | 2569901.4541 | 1180691.3147 | 2569911.8345 | 1180694.8016
30 | 2569756.7363 | 1180647.8215 | 2569901.4541 | 1180691.3147
31 | 2569922.7566 | 1180699.48 | 2569914.2326 | 1180695.6072 | 2569911.8345 | 1180694.8016
32 | 2569756.7363 | 1180647.8215 | 2569722.8236 | 1180629.2835 | 2569719.7302 | 1180627.7317
33 | 2569756.7363 | 1180647.8215 | 2569762.0704 | 1180633.3536 | 2569748.8159 | 1180628.3931
34 | 2569922.7566 | 1180699.48 | 2569926.3809 | 1180701.1267
35 | 2569719.7302 | 1180627.7317 | 2569724.9156 | 1180615.5991 | 2569710.8867 | 1180609.8005
36 | 2569681.0172 | 1180608.4734 | 2569684.6379 | 1180610.0893 | 2569719.7302 | 1180627.7317
37 | 2569681.0172 | 1180608.4734 | 2569683.6739 | 1180603.7242 | 2569683.0763 | 1180601.8484 | 2569680.9453 | 1180598.8132 | 2569670.7427 | 1180594.9525
38 | 2569681.0172 | 1180608.4734 | 2569649.6781 | 1180594.4807 | 2569644.9222 | 1180593.4999
39 | 2569644.9222 | 1180593.4999 | 2569641.9526 | 1180592.8874
40 | 2569869.2929 | 1180237.7027 | 2569868.5324 | 1180237.2088 | 2569860.9889 | 1180240.8042
41 | 2569852.2986 | 1180221.4327 | 2569848.0113 | 1180230.0863 | 2569850.0388 | 1180235.3121 | 2569854.6787 | 1180239.0574 | 2569860.9889 | 1180240.8042 | 2569860.9889 | 1180240.8042
42 | 2569615.9167 | 1180533.0243 | 2569860.9889 | 1180240.8042
43 | 2569614.5849 | 1180536.5381 | 2569615.9167 | 1180533.0243
44 | 2569613.4458 | 1180539.5435 | 2569614.5849 | 1180536.5381
45 | 2569165.9872 | 1180684.0048 | 2569173.9066 | 1180682.9876
46 | 2569215.7208 | 1180677.5992 | 2569201.7505 | 1180678.8051 | 2569176.9102 | 1180682.6018 | 2569173.9066 | 1180682.9876
47 | 2569215.7208 | 1180677.5992 | 2569217.4184 | 1180678.0018
48 | 2569215.7208 | 1180677.5992 | 2569212.099 | 1180668.3797 | 2569203.9117 | 1180656.549 | 2569197.4169 | 1180652.0707
49 | 2569217.4184 | 1180678.0018 | 2569236.0726 | 1180682.3754
50 | 2569217.4184 | 1180678.0018 | 2569207.4818 | 1180704.29
51 | 2569194.806 | 1180650.2704 | 2569197.4169 | 1180652.0707
52 | 2569272.4753 | 1180691.0235 | 2569245.5811 | 1180684.6047 | 2569236.0726 | 1180682.3754
53 | 2569205.2423 | 1180710.2147 | 2569207.4818 | 1180704.29
54 | 2569194.806 | 1180650.2704 | 2569204.2732 | 1180637.8417
55 | 2569204.2732 | 1180637.8417 | 2569204.4072 | 1180637.6658
56 | 2569284.7022 | 1180693.9417 | 2569272.4753 | 1180691.0235
57 | 2569227.1581 | 1180607.7978 | 2569231.2437 | 1180602.4342
58 | 2569239.557 | 1180591.5203 | 2569231.2437 | 1180602.4342
59 | 2569239.557 | 1180591.5203 | 2569247.3618 | 1180595.8268 | 2569260.5164 | 1180603.8147
60 | 2569260.5164 | 1180603.8147 | 2569262.9671 | 1180605.3028
61 | 2569262.9671 | 1180605.3028 | 2569288.2246 | 1180620.6399
62 | 2569288.8553 | 1180621.0228 | 2569288.2246 | 1180620.6399
63 | 2569301.8961 | 1180628.9416 | 2569288.8553 | 1180621.0228
64 | 2569301.8961 | 1180628.9416 | 2569316.4328 | 1180639.2582
65 | 2569320.7181 | 1180602.7868 | 2569301.8961 | 1180628.9416
66 | 2569255.732 | 1180558.8738 | 2569283.5289 | 1180575.0909
67 | 2569298.7544 | 1180579.3873 | 2569293.5306 | 1180580.9261 | 2569283.5289 | 1180575.0909
68 | 2569298.7544 | 1180579.3873 | 2569320.7181 | 1180602.7868
69 | 2569298.7544 | 1180579.3873 | 2569302.2616 | 1180575.2227 | 2569308.9463 | 1180566.8987
70 | 2569320.7181 | 1180602.7868 | 2569324.7294 | 1180601.6212 | 2569330.8692 | 1180604.4467 | 2569330.8692 | 1180604.4467
71 | 2569308.9463 | 1180566.8987 | 2569321.8461 | 1180550.8355
72 | 2569330.8692 | 1180604.4467 | 2569353.162 | 1180622.086 | 2569359.296 | 1180623.7666 | 2569364.8424 | 1180622.5931 | 2569368.2722 | 1180619.7184 | 2569370.1301 | 1180617.078
73 | 2569321.8461 | 1180550.8355 | 2569326.9412 | 1180544.491 | 2569327.2867 | 1180544.007
74 | 2569287.5987 | 1180511.5758 | 2569282.2591 | 1180508.9487
75 | 2569287.5987 | 1180511.5758 | 2569309.0856 | 1180522.4155
76 | 2569309.0856 | 1180522.4155 | 2569322.8384 | 1180529.3486 | 2569328.2028 | 1180534.357 | 2569329.0734 | 1180537.3096
77 | 2569309.0856 | 1180522.4155 | 2569322.3841 | 1180496.4016
78 | 2569329.0734 | 1180537.3096 | 2569337.4101 | 1180535.1213 | 2569341.5165 | 1180533.1103 | 2569352.5213 | 1180522.4927
79 | 2569329.0734 | 1180537.3096 | 2569329.9441 | 1180540.2845 | 2569327.2867 | 1180544.007
80 | 2569351.427 | 1180514.6387 | 2569353.0805 | 1180516.8647 | 2569352.5213 | 1180522.4927
81 | 2569316.4328 | 1180639.2582 | 2569327.5839 | 1180647.172
82 | 2569370.1301 | 1180617.078 | 2569378.9177 | 1180604.5893 | 2569380.0457 | 1180601.1484 | 2569378.3146 | 1180598.6782 | 2569369.7822 | 1180592.1624
83 | 2569356.3972 | 1180581.9409 | 2569369.7822 | 1180592.1624
84 | 2569354.4838 | 1180580.4797 | 2569356.3972 | 1180581.9409
85 | 2569348.3786 | 1180661.9298 | 2569327.5839 | 1180647.172
86 | 2569348.3786 | 1180661.9298 | 2569357.277 | 1180668.2449
87 | 2569372.6526 | 1180680.1165 | 2569357.4167 | 1180668.344 | 2569357.277 | 1180668.2449
88 | 2569372.6526 | 1180680.1165 | 2569396.4737 | 1180649.888
89 | 2569372.6526 | 1180680.1165 | 2569371.3089 | 1180681.6909
90 | 2569397.8832 | 1180648.0993 | 2569396.4737 | 1180649.888
91 | 2569350.7238 | 1180700.6174 | 2569357.0415 | 1180696.4495 | 2569371.3089 | 1180681.6909
92 | 2569397.8832 | 1180648.0993 | 2569398.1259 | 1180647.7913 | 2569416.075 | 1180619.8765
93 | 2569350.7238 | 1180700.6174 | 2569350.1761 | 1180709.9807
94 | 2569350.7238 | 1180700.6174 | 2569399.2527 | 1180728.2915
95 | 2569350.7238 | 1180700.6174 | 2569345.7368 | 1180702.1549 | 2569338.5773 | 1180703.0032
96 | 2569419.3041 | 1180614.8546 | 2569416.075 | 1180619.8765
97 | 2569350.1761 | 1180709.9807 | 2569352.2386 | 1180713.0384 | 2569354.713 | 1180715.9828 | 2569360.6516 | 1180719.1735
98 | 2569350.1761 | 1180709.9807 | 2569336.9237 | 1180736.7457
99 | 2569399.9571 | 1180728.6932 | 2569399.2527 | 1180728.2915
100 | 2569338.5773 | 1180703.0032 | 2569338.2285 | 1180716.8789 | 2569337.0356 | 1180724.0332 | 2569331.9308 | 1180738.6726
101 | 2569313.9588 | 1180700.9173 | 2569319.6863 | 1180702.2887 | 2569332.5322 | 1180703.7235 | 2569338.5773 | 1180703.0032
102 | 2569419.3041 | 1180614.8546 | 2569420.4634 | 1180613.0477 | 2569431.4 | 1180594.8743
103 | 2569419.3041 | 1180614.8546 | 2569431.762 | 1180621.0385 | 2569433.9048 | 1180621.6932
104 | 2569431.4 | 1180594.8743 | 2569450.4104 | 1180563.2847
105 | 2569449.2336 | 1180612.9783 | 2569444.9771 | 1180621.4712 | 2569442.4193 | 1180623.1184 | 2569436.9866 | 1180622.6349 | 2569433.9048 | 1180621.6932
106 | 2569460.1006 | 1180547.0105 | 2569456.8222 | 1180552.6301 | 2569450.4104 | 1180563.2847
107 | 2569460.1006 | 1180547.0105 | 2569453.0801 | 1180543.7335 | 2569447.0752 | 1180539.761
108 | 2569460.1006 | 1180547.0105 | 2569465.4543 | 1180540.9911
109 | 2569432.1356 | 1180529.8778 | 2569447.0752 | 1180539.761
110 | 2569465.4543 | 1180540.9911 | 2569468.499 | 1180540.453 | 2569471.5847 | 1180540.4817 | 2569474.0692 | 1180540.9137 | 2569476.4562 | 1180541.713 | 2569482.8663 | 1180547.7393
111 | 2569469.1778 | 1180532.8011 | 2569469.0766 | 1180536.9149 | 2569465.4543 | 1180540.9911
112 | 2569432.1356 | 1180529.8778 | 2569423.4829 | 1180522.1562
113 | 2569432.1356 | 1180529.8778 | 2569412.6783 | 1180552.4396
114 | 2569500.6681 | 1180567.2695 | 2569500.0953 | 1180564.2931 | 2569498.8963 | 1180562.8095 | 2569482.8663 | 1180547.7393
115 | 2569469.1778 | 1180532.8011 | 2569467.1559 | 1180528.7093 | 2569460.8696 | 1180512.7039
116 | 2569500.6681 | 1180567.2695 | 2569503.394 | 1180568.634 | 2569510.7657 | 1180571.678
117 | 2569510.7657 | 1180571.678 | 2569521.6682 | 1180576.1799
118 | 2569404.142 | 1180562.338 | 2569412.6783 | 1180552.4396
119 | 2569411.7351 | 1180511.6725 | 2569423.4829 | 1180522.1562
120 | 2569411.7351 | 1180511.6725 | 2569410.0383 | 1180510.1583 | 2569399.3724 | 1180500.4856 | 2569398.1223 | 1180499.0968
121 | 2569398.1223 | 1180499.0968 | 2569397.6799 | 1180498.6052
122 | 2569327.9247 | 1180441.5098 | 2569335.216 | 1180451.3887 | 2569334.8849 | 1180452.2256
123 | 2569359.3524 | 1180415.8797 | 2569354.5985 | 1180418.2386 | 2569338.2772 | 1180431.7405 | 2569327.9247 | 1180441.5098
124 | 2569359.3524 | 1180415.8797 | 2569361.6986 | 1180423.4786
125 | 2569371.0915 | 1180453.9472 | 2569363.1426 | 1180428.1555 | 2569361.6986 | 1180423.4786
126 | 2569378.6579 | 1180474.8417 | 2569375.2591 | 1180467.4696 | 2569371.0915 | 1180453.9472
127 | 2569382.4159 | 1180481.6475 | 2569397.6799 | 1180498.6052
128 | 2569381.1444 | 1180480.235 | 2569382.4159 | 1180481.6475
129 | 2569381.1444 | 1180480.235 | 2569406.9884 | 1180454.5003
130 | 2569381.1444 | 1180480.235 | 2569378.6579 | 1180474.8417
131 | 2569406.9884 | 1180454.5003 | 2569410.1768 | 1180458.1526
132 | 2569406.9884 | 1180454.5003 | 2569409.215 | 1180452.2878 | 2569410.5245 | 1180449.9396
133 | 2569410.1768 | 1180458.1526 | 2569428.8382 | 1180452.6542 | 2569431.8394 | 1180452.5833 | 2569435.7325 | 1180453.6528 | 2569443.3788 | 1180459.5215
134 | 2569410.1768 | 1180458.1526 | 2569425.2897 | 1180475.4442
135 | 2569411.7179 | 1180435.4439 | 2569413.9087 | 1180439.6682 | 2569414.0241 | 1180441.3241 | 2569412.9083 | 1180445.6654 | 2569410.5245 | 1180449.9396
136 | 2569467.2302 | 1180496.9256 | 2569459.1565 | 1180505.7603 | 2569459.5258 | 1180509.2825 | 2569460.8696 | 1180512.7039
137 | 2569521.6682 | 1180576.1799 | 2569524.3499 | 1180577.2872 | 2569553.2949 | 1180588.9198
138 | 2569577.6699 | 1180598.7157 | 2569553.2949 | 1180588.9198
139 | 2569577.6699 | 1180598.7157 | 2569594.2233 | 1180590.2604
140 | 2569594.2233 | 1180590.2604 | 2569604.2846 | 1180563.7146
141 | 2569594.2233 | 1180590.2604 | 2569611.0538 | 1180590.8568
142 | 2569604.2846 | 1180563.7146 | 2569613.4458 | 1180539.5435
143 | 2569611.0538 | 1180590.8568 | 2569623.2415 | 1180591.2886
144 | 2569623.2415 | 1180591.2886 | 2569636.4742 | 1180591.7575 | 2569641.9526 | 1180592.8874
145 | 2569284.7022 | 1180693.9417 | 2569313.9588 | 1180700.9173
146 | 2569284.7022 | 1180693.9417 | 2569272.3892 | 1180725.8172
147 | 2569313.9588 | 1180700.9173 | 2569302.7375 | 1180727.2777
148 | 2569362.6242 | 1180720.2334 | 2569360.6516 | 1180719.1735

## bus_geodata
| x | y | coords
0 | 2569630.9071 | 1181243.7177
1 | 2569629.4954 | 1181250.2143
2 | 2569633.8266 | 1181230.282
3 | 2569460.4874 | 1180917.6727
4 | 2569258.8291 | 1181064.1919
5 | 2569460.8905 | 1180915.9998
6 | 2570462.4214 | 1180144.2819
7 | 2570448.1924 | 1180155.9442
8 | 2570447.8044 | 1180156.2857
9 | 2569899.4169 | 1180192.552
10 | 2570308.8546 | 1180192.7124
11 | 2569881.7327 | 1180205.9317
12 | 2569938.1527 | 1180709.2162
13 | 2569928.7242 | 1180702.737
14 | 2570442.968 | 1180160.5429
15 | 2570427.9349 | 1180173.0575
16 | 2569541.9853 | 1180755.0935
17 | 2569553.8131 | 1180737.5738
18 | 2569516.1364 | 1180797.8172
19 | 2569571.3237 | 1180710.5824
20 | 2569504.1444 | 1180822.3025
21 | 2569428.5614 | 1180732.8801
22 | 2569419.8879 | 1180740.059
23 | 2569576.8997 | 1180700.9176
24 | 2569471.8138 | 1180889.1909
25 | 2569565.0825 | 1180694.9894
26 | 2569594.6061 | 1180609.9576
27 | 2569584.848 | 1180603.069
28 | 2569901.4541 | 1180691.3147
29 | 2569911.8345 | 1180694.8016
30 | 2569756.7363 | 1180647.8215
31 | 2569922.7566 | 1180699.48
32 | 2569719.7302 | 1180627.7317
33 | 2569748.8159 | 1180628.3931
34 | 2569926.3809 | 1180701.1267
35 | 2569710.8867 | 1180609.8005
36 | 2569681.0172 | 1180608.4734
37 | 2569670.7427 | 1180594.9525
38 | 2569644.9222 | 1180593.4999
39 | 2569869.2929 | 1180237.7027
40 | 2569860.9889 | 1180240.8042
41 | 2569852.2986 | 1180221.4327
42 | 2569615.9167 | 1180533.0243
43 | 2569614.5849 | 1180536.5381
44 | 2569833.9492 | 1180148.2923
45 | 2569165.9872 | 1180684.0048
46 | 2569173.9066 | 1180682.9876
47 | 2569215.7208 | 1180677.5992
48 | 2569217.4184 | 1180678.0018
49 | 2569197.4169 | 1180652.0707
50 | 2569236.0727 | 1180682.3754
51 | 2569207.4818 | 1180704.29
52 | 2569194.806 | 1180650.2704
53 | 2569204.2732 | 1180637.8417
54 | 2569204.4072 | 1180637.6658
55 | 2569272.4753 | 1180691.0235
56 | 2569205.2423 | 1180710.2147
57 | 2569227.1581 | 1180607.7978
58 | 2569231.2437 | 1180602.4342
59 | 2569239.557 | 1180591.5203
60 | 2569260.5164 | 1180603.8147
61 | 2569262.9671 | 1180605.3028
62 | 2569288.2246 | 1180620.6399
63 | 2569288.8553 | 1180621.0228
64 | 2569301.8961 | 1180628.9416
65 | 2569255.732 | 1180558.8738
66 | 2569283.5289 | 1180575.0909
67 | 2569298.7544 | 1180579.3873
68 | 2569320.7181 | 1180602.7868
69 | 2569308.9463 | 1180566.8987
70 | 2569330.8692 | 1180604.4467
71 | 2569321.8461 | 1180550.8355
72 | 2569282.2591 | 1180508.9487
73 | 2569287.5987 | 1180511.5758
74 | 2569309.0856 | 1180522.4155
75 | 2569329.0734 | 1180537.3096
76 | 2569322.3841 | 1180496.4016
77 | 2569352.5213 | 1180522.4927
78 | 2569327.2867 | 1180544.007
79 | 2569316.4328 | 1180639.2582
80 | 2569370.1301 | 1180617.078
81 | 2569369.7822 | 1180592.1624
82 | 2569356.3972 | 1180581.9409
83 | 2569354.4838 | 1180580.4797
84 | 2569327.5839 | 1180647.172
85 | 2569348.3786 | 1180661.9298
86 | 2569357.277 | 1180668.2449
87 | 2569372.6526 | 1180680.1165
88 | 2569396.4737 | 1180649.888
89 | 2569371.3089 | 1180681.6909
90 | 2569397.8832 | 1180648.0993
91 | 2569350.7238 | 1180700.6174
92 | 2569416.075 | 1180619.8765
93 | 2569350.1761 | 1180709.9807
94 | 2569399.2527 | 1180728.2915
95 | 2569338.5773 | 1180703.0032
96 | 2569419.3041 | 1180614.8546
97 | 2569431.4 | 1180594.8743
98 | 2569433.9048 | 1180621.6932
99 | 2569450.4104 | 1180563.2847
100 | 2569449.2336 | 1180612.9783
101 | 2569460.1006 | 1180547.0105
102 | 2569447.0752 | 1180539.761
103 | 2569465.4543 | 1180540.9911
104 | 2569432.1356 | 1180529.8778
105 | 2569482.8663 | 1180547.7393
106 | 2569469.1778 | 1180532.8011
107 | 2569500.6681 | 1180567.2695
108 | 2569510.7657 | 1180571.678
109 | 2569351.427 | 1180514.6387
110 | 2569412.6783 | 1180552.4396
111 | 2569404.1419 | 1180562.338
112 | 2569423.4829 | 1180522.1562
113 | 2569411.7351 | 1180511.6725
114 | 2569398.1223 | 1180499.0968
115 | 2569334.8849 | 1180452.2257
116 | 2569327.9247 | 1180441.5098
117 | 2569359.3524 | 1180415.8797
118 | 2569361.6986 | 1180423.4786
119 | 2569371.0915 | 1180453.9472
120 | 2569382.4159 | 1180481.6475
121 | 2569397.6799 | 1180498.6052
122 | 2569381.1444 | 1180480.235
123 | 2569406.9884 | 1180454.5003
124 | 2569378.6579 | 1180474.8417
125 | 2569410.1768 | 1180458.1526
126 | 2569410.5245 | 1180449.9396
127 | 2569443.3788 | 1180459.5215
128 | 2569425.2897 | 1180475.4442
129 | 2569411.7179 | 1180435.4439
130 | 2569460.8696 | 1180512.7039
131 | 2569467.2302 | 1180496.9256
132 | 2569521.6682 | 1180576.1799
133 | 2569553.2949 | 1180588.9198
134 | 2569577.6699 | 1180598.7157
135 | 2569594.2233 | 1180590.2604
136 | 2569604.2846 | 1180563.7146
137 | 2569611.0538 | 1180590.8568
138 | 2569613.4458 | 1180539.5435
139 | 2569623.2415 | 1180591.2886
140 | 2569641.9526 | 1180592.8874
141 | 2569284.7022 | 1180693.9417
142 | 2569272.3892 | 1180725.8172
143 | 2569313.9588 | 1180700.9173
144 | 2569302.7375 | 1180727.2777
145 | 2569331.9308 | 1180738.6726
146 | 2569360.6515 | 1180719.1735
147 | 2569336.9237 | 1180736.7457
148 | 2569399.9571 | 1180728.6932
149 | 2569362.6242 | 1180720.2334
150 | 2569419.3041 | 1180614.8546

## line_std_types
| c_nf_per_km | r_ohm_per_km | x_ohm_per_km | max_i_ka | type | q_mm2 | alpha | voltage_rating
NAYY 4x50 SE | 210 | 0.642 | 0.083 | 0.142 | cs | 50 | 0.00403 | LV
NAYY 4x120 SE | 264 | 0.225 | 0.08 | 0.242 | cs | 120 | 0.00403 | LV
NAYY 4x150 SE | 261 | 0.208 | 0.08 | 0.27 | cs | 150 | 0.00403 | LV
NA2XS2Y 1x95 RM/25 12/20 kV | 216 | 0.313 | 0.132 | 0.252 | cs | 95 | 0.00403 | MV
NA2XS2Y 1x185 RM/25 12/20 kV | 273 | 0.161 | 0.117 | 0.362 | cs | 185 | 0.00403 | MV
NA2XS2Y 1x240 RM/25 12/20 kV | 304 | 0.122 | 0.112 | 0.421 | cs | 240 | 0.00403 | MV
NA2XS2Y 1x95 RM/25 6/10 kV | 315 | 0.313 | 0.123 | 0.249 | cs | 95 | 0.00403 | MV
NA2XS2Y 1x185 RM/25 6/10 kV | 406 | 0.161 | 0.11 | 0.358 | cs | 185 | 0.00403 | MV
NA2XS2Y 1x240 RM/25 6/10 kV | 456 | 0.122 | 0.105 | 0.416 | cs | 240 | 0.00403 | MV
NA2XS2Y 1x150 RM/25 12/20 kV | 250 | 0.206 | 0.116 | 0.319 | cs | 150 | 0.00403 | MV
NA2XS2Y 1x120 RM/25 12/20 kV | 230 | 0.253 | 0.119 | 0.283 | cs | 120 | 0.00403 | MV
NA2XS2Y 1x70 RM/25 12/20 kV | 190 | 0.443 | 0.132 | 0.22 | cs | 70 | 0.00403 | MV
NA2XS2Y 1x150 RM/25 6/10 kV | 360 | 0.206 | 0.11 | 0.315 | cs | 150 | 0.00403 | MV
NA2XS2Y 1x120 RM/25 6/10 kV | 340 | 0.253 | 0.113 | 0.28 | cs | 120 | 0.00403 | MV
NA2XS2Y 1x70 RM/25 6/10 kV | 280 | 0.443 | 0.123 | 0.217 | cs | 70 | 0.00403 | MV
N2XS(FL)2Y 1x120 RM/35 64/110 kV | 112 | 0.153 | 0.166 | 0.366 | cs | 120 | 0.00393 | HV
N2XS(FL)2Y 1x185 RM/35 64/110 kV | 125 | 0.099 | 0.156 | 0.457 | cs | 185 | 0.00393 | HV
N2XS(FL)2Y 1x240 RM/35 64/110 kV | 135 | 0.075 | 0.149 | 0.526 | cs | 240 | 0.00393 | HV
N2XS(FL)2Y 1x300 RM/35 64/110 kV | 144 | 0.06 | 0.144 | 0.588 | cs | 300 | 0.00393 | HV
15-AL1/3-ST1A 0.4 | 11 | 1.8769 | 0.35 | 0.105 | ol | 16 | 0.00403 | LV
24-AL1/4-ST1A 0.4 | 11.25 | 1.2012 | 0.335 | 0.14 | ol | 24 | 0.00403 | LV
48-AL1/8-ST1A 0.4 | 12.2 | 0.5939 | 0.3 | 0.21 | ol | 48 | 0.00403 | LV
94-AL1/15-ST1A 0.4 | 13.2 | 0.306 | 0.29 | 0.35 | ol | 94 | 0.00403 | LV
34-AL1/6-ST1A 10.0 | 9.7 | 0.8342 | 0.36 | 0.17 | ol | 34 | 0.00403 | MV
48-AL1/8-ST1A 10.0 | 10.1 | 0.5939 | 0.35 | 0.21 | ol | 48 | 0.00403 | MV
70-AL1/11-ST1A 10.0 | 10.4 | 0.4132 | 0.339 | 0.29 | ol | 70 | 0.00403 | MV
94-AL1/15-ST1A 10.0 | 10.75 | 0.306 | 0.33 | 0.35 | ol | 94 | 0.00403 | MV
122-AL1/20-ST1A 10.0 | 11.1 | 0.2376 | 0.323 | 0.41 | ol | 122 | 0.00403 | MV
149-AL1/24-ST1A 10.0 | 11.25 | 0.194 | 0.315 | 0.47 | ol | 149 | 0.00403 | MV
34-AL1/6-ST1A 20.0 | 9.15 | 0.8342 | 0.382 | 0.17 | ol | 34 | 0.00403 | MV
48-AL1/8-ST1A 20.0 | 9.5 | 0.5939 | 0.372 | 0.21 | ol | 48 | 0.00403 | MV
70-AL1/11-ST1A 20.0 | 9.7 | 0.4132 | 0.36 | 0.29 | ol | 70 | 0.00403 | MV
94-AL1/15-ST1A 20.0 | 10 | 0.306 | 0.35 | 0.35 | ol | 94 | 0.00403 | MV
122-AL1/20-ST1A 20.0 | 10.3 | 0.2376 | 0.344 | 0.41 | ol | 122 | 0.00403 | MV
149-AL1/24-ST1A 20.0 | 10.5 | 0.194 | 0.337 | 0.47 | ol | 149 | 0.00403 | MV
184-AL1/30-ST1A 20.0 | 10.75 | 0.1571 | 0.33 | 0.535 | ol | 184 | 0.00403 | MV
243-AL1/39-ST1A 20.0 | 11 | 0.1188 | 0.32 | 0.645 | ol | 243 | 0.00403 | MV
48-AL1/8-ST1A 110.0 | 8 | 0.5939 | 0.46 | 0.21 | ol | 48 | 0.00403 | HV
70-AL1/11-ST1A 110.0 | 8.4 | 0.4132 | 0.45 | 0.29 | ol | 70 | 0.00403 | HV
94-AL1/15-ST1A 110.0 | 8.65 | 0.306 | 0.44 | 0.35 | ol | 94 | 0.00403 | HV
122-AL1/20-ST1A 110.0 | 8.5 | 0.2376 | 0.43 | 0.41 | ol | 122 | 0.00403 | HV
149-AL1/24-ST1A 110.0 | 8.75 | 0.194 | 0.41 | 0.47 | ol | 149 | 0.00403 | HV
184-AL1/30-ST1A 110.0 | 8.8 | 0.1571 | 0.4 | 0.535 | ol | 184 | 0.00403 | HV
243-AL1/39-ST1A 110.0 | 9 | 0.1188 | 0.39 | 0.645 | ol | 243 | 0.00403 | HV
305-AL1/39-ST1A 110.0 | 9.2 | 0.0949 | 0.38 | 0.74 | ol | 305 | 0.00403 | HV
490-AL1/64-ST1A 110.0 | 9.75 | 0.059 | 0.37 | 0.96 | ol | 490 | 0.00403 | HV
679-AL1/86-ST1A 110.0 | 9.95 | 0.042 | 0.36 | 1.15 | ol | 679 | 0.00403 | HV
490-AL1/64-ST1A 220.0 | 10 | 0.059 | 0.285 | 0.96 | ol | 490 | 0.00403 | HV
679-AL1/86-ST1A 220.0 | 11.7 | 0.042 | 0.275 | 1.15 | ol | 679 | 0.00403 | HV
490-AL1/64-ST1A 380.0 | 11 | 0.059 | 0.253 | 0.96 | ol | 490 | 0.00403 | HV
679-AL1/86-ST1A 380.0 | 14.6 | 0.042 | 0.25 | 1.15 | ol | 679 | 0.00403 | HV

## trafo_std_types
| i0_percent | pfe_kw | vkr_percent | sn_mva | vn_lv_kv | vn_hv_kv | vk_percent | shift_degree | vector_group | tap_side | tap_neutral | tap_min | tap_max | tap_step_degree | tap_step_percent | tap_phase_shifter
160 MVA 380/110 kV | 0.06 | 60 | 0.25 | 160 | 110 | 380 | 12.2 | 0 | Yy0 | hv | 0 | -9 | 9 | 0 | 1.5 | FALSE
100 MVA 220/110 kV | 0.06 | 55 | 0.26 | 100 | 110 | 220 | 12 | 0 | Yy0 | hv | 0 | -9 | 9 | 0 | 1.5 | FALSE
63 MVA 110/20 kV | 0.04 | 22 | 0.32 | 63 | 20 | 110 | 18 | 150 | YNd5 | hv | 0 | -9 | 9 | 0 | 1.5 | FALSE
40 MVA 110/20 kV | 0.05 | 18 | 0.34 | 40 | 20 | 110 | 16.2 | 150 | YNd5 | hv | 0 | -9 | 9 | 0 | 1.5 | FALSE
25 MVA 110/20 kV | 0.07 | 14 | 0.41 | 25 | 20 | 110 | 12 | 150 | YNd5 | hv | 0 | -9 | 9 | 0 | 1.5 | FALSE
63 MVA 110/10 kV | 0.04 | 22 | 0.32 | 63 | 10 | 110 | 18 | 150 | YNd5 | hv | 0 | -9 | 9 | 0 | 1.5 | FALSE
40 MVA 110/10 kV | 0.05 | 18 | 0.34 | 40 | 10 | 110 | 16.2 | 150 | YNd5 | hv | 0 | -9 | 9 | 0 | 1.5 | FALSE
25 MVA 110/10 kV | 0.07 | 14 | 0.41 | 25 | 10 | 110 | 12 | 150 | YNd5 | hv | 0 | -9 | 9 | 0 | 1.5 | FALSE
0.25 MVA 20/0.4 kV | 0.32 | 0.8 | 1.44 | 0.25 | 0.4 | 20 | 6 | 150 | Yzn5 | hv | 0 | -2 | 2 | 0 | 2.5 | FALSE
0.4 MVA 20/0.4 kV | 0.3375 | 1.35 | 1.425 | 0.4 | 0.4 | 20 | 6 | 150 | Dyn5 | hv | 0 | -2 | 2 | 0 | 2.5 | FALSE
0.63 MVA 20/0.4 kV | 0.2619 | 1.65 | 1.206 | 0.63 | 0.4 | 20 | 6 | 150 | Dyn5 | hv | 0 | -2 | 2 | 0 | 2.5 | FALSE
0.25 MVA 10/0.4 kV | 0.24 | 0.6 | 1.2 | 0.25 | 0.4 | 10 | 4 | 150 | Dyn5 | hv | 0 | -2 | 2 | 0 | 2.5 | FALSE
0.4 MVA 10/0.4 kV | 0.2375 | 0.95 | 1.325 | 0.4 | 0.4 | 10 | 4 | 150 | Dyn5 | hv | 0 | -2 | 2 | 0 | 2.5 | FALSE
0.63 MVA 10/0.4 kV | 0.1873 | 1.18 | 1.0794 | 0.63 | 0.4 | 10 | 4 | 150 | Dyn5 | hv | 0 | -2 | 2 | 0 | 2.5 | FALSE

## trafo3w_std_types
| sn_hv_mva | sn_mv_mva | sn_lv_mva | vn_hv_kv | vn_mv_kv | vn_lv_kv | vk_hv_percent | vk_mv_percent | vk_lv_percent | vkr_hv_percent | vkr_mv_percent | vkr_lv_percent | pfe_kw | i0_percent | shift_mv_degree | shift_lv_degree | vector_group | tap_side | tap_neutral | tap_min | tap_max | tap_step_percent
63/25/38 MVA 110/20/10 kV | 63 | 25 | 38 | 110 | 20 | 10 | 10.4 | 10.4 | 10.4 | 0.28 | 0.32 | 0.35 | 35 | 0.89 | 0 | 0 | YN0yn0yn0 | hv | 0 | -10 | 10 | 1.2
63/25/38 MVA 110/10/10 kV | 63 | 25 | 38 | 110 | 10 | 10 | 10.4 | 10.4 | 10.4 | 0.28 | 0.32 | 0.35 | 35 | 0.89 | 0 | 0 | YN0yn0yn0 | hv | 0 | -10 | 10 | 1.2

## fuse_std_types
| fuse_type | i_rated_a | t_avg | t_min | t_total | x_avg | x_min | x_total
HV 100A | HV 100A | 100 | 0 | [10.0, 3.64, 0.854, 0.281, 0.1, 0.0531, 0.022, 0.01] | [10.0, 4.267, 1.21, 0.403, 0.1, 0.058, 0.022, 0.01] | 0 | [300.0, 350.0, 450.0, 550.0, 700.0, 850.0, 1200.0, 1752.0] | [600.0, 700.0, 900.0, 1150.0, 1665.0, 2000.0, 3000.0, 4313.0]
HV 10A | HV 10A | 10 | 0 | [10.0, 1675.0, 0.344, 0.156, 0.1, 0.0417, 0.0171, 0.01] | [10.0, 1.3, 0.3, 0.155, 0.1, 0.0555, 0.023, 0.01] | 0 | [30.0, 32.0, 35.0, 37.0, 39.0, 50.0, 70.0, 88.0] | [60.0, 70.0, 80.0, 87.0, 94.0, 110.0, 150.0, 216.0]
HV 125A | HV 125A | 125 | 0 | [10.0, 1.82, 0.344, 0.1, 0.0467, 0.0269, 0.01] | [10.0, 2.478, 0.426, 0.1, 0.0427, 0.0211, 0.01] | 0 | [375.0, 500.0, 700.0, 925.0, 1200.0, 1500.0, 2341.0] | [750.0, 1000.0, 1500.0, 2200.0, 3000.0, 4000.0, 5765.0]
HV 160A | HV 160A | 160 | 0 | [10.0, 4.15, 1.03, 0.198, 0.1, 0.051, 0.0172, 0.01] | [10.0, 2.3, 0.734, 0.274, 0.1, 0.046, 0.0177, 0.01] | 0 | [480.0, 550.0, 700.0, 1000.0, 1260.0, 1600.0, 2500.0, 3227.0] | [960.0, 1300.0, 1700.0, 2200.0, 2996.0, 4000.0, 6000.0, 7946.0]
HV 16A | HV 16A | 16 | 0 | [10.0, 0.352, 0.164, 0.1, 0.0649, 0.0342, 0.01] | [10.0, 2.34, 0.722, 0.181, 0.1, 0.055, 0.0296, 0.01] | 0 | [48.0, 60.0, 65.0, 71.0, 80.0, 100.0, 162.0] | [96.0, 110.0, 125.0, 150.0, 168.0, 200.0, 250.0, 398.0]
HV 200A | HV 200A | 200 | 0 | [10.0, 4.267, 1.21, 0.403, 0.1, 0.058, 0.022, 0.01] | [10.0, 3.73, 1.654, 0.328, 0.1, 0.0531, 0.019, 0.01] | 0 | [600.0, 700.0, 900.0, 1150.0, 1665.0, 2000.0, 3000.0, 4313.0] | [1200.0, 1500.0, 1800.0, 2700.0, 3960.0, 5000.0, 7500.0, 10620.0]
HV 20A | HV 20A | 20 | 0 | [10.0, 1.3, 0.3, 0.155, 0.1, 0.0555, 0.023, 0.01] | [10.0, 1.3, 0.161, 0.1, 0.0611, 0.0399, 0.0141, 0.01] | 0 | [60.0, 70.0, 80.0, 87.0, 94.0, 110.0, 150.0, 216.0] | [120.0, 150.0, 200.0, 223.0, 260.0, 300.0, 450.0, 532.0]
HV 25A | HV 25A | 25 | 0 | [10.0, 2.512, 0.833, 0.299, 0.1, 0.0372, 0.0223, 0.01] | [10.0, 3.125, 0.597, 0.198, 0.1, 0.0378, 0.022, 0.01] | 0 | [75.0, 82.0, 90.0, 100.0, 124.0, 170.0, 200.0, 289.0] | [150.0, 170.0, 210.0, 250.0, 294.0, 400.0, 500.0, 711.0]
HV 31.5A | HV 31.5A | 31.5 | 0 | [10.0, 2.34, 0.722, 0.181, 0.1, 0.055, 0.0296, 0.01] | [10.0, 2.84, 0.368, 0.164, 0.1, 0.0621, 0.0378, 0.0195, 0.01] | 0 | [95.0, 110.0, 125.0, 150.0, 165.0, 200.0, 250.0, 390.0] | [189.0, 220.0, 300.0, 350.0, 393.0, 450.0, 530.0, 700.0, 960.0]
HV 40A | HV 40A | 40 | 0 | [10.0, 1.3, 0.161, 0.1, 0.0611, 0.0399, 0.0141, 0.01] | [10.0, 2.05, 0.369, 0.198, 0.1, 0.051, 0.0298, 0.01] | 0 | [120.0, 150.0, 200.0, 223.0, 260.0, 300.0, 450.0, 532.0] | [240.0, 300.0, 400.0, 450.0, 530.0, 650.0, 800.0, 1311.0]
HV 50A | HV 50A | 50 | 0 | [10.0, 3.215, 0.597, 0.198, 0.1, 0.0378, 0.022, 0.01] | [10.0, 3.64, 0.854, 0.281, 0.1, 0.0531, 0.022, 0.01] | 0 | [150.0, 170.0, 210.0, 250.0, 294.0, 400.0, 500.0, 711.0] | [300.0, 350.0, 450.0, 550.0, 700.0, 850.0, 1200.0, 1752.0]
HV 6.3A | HV 6.3A | 6.3 | 0 | [10.0, 1.39, 0.344, 0.168, 0.1, 0.056, 0.0263, 0.01] | [10.0, 1.711, 0.516, 0.198, 0.1, 0.0634, 0.0303, 0.01] | 0 | [19.0, 19.5, 20.4, 20.8, 22.0, 25.0, 32.0, 48.0] | [38.0, 40.0, 43.0, 48.0, 53.0, 60.0, 75.0, 118.0]
HV 63A | HV 63A | 63 | 0 | [10.0, 2.84, 0.368, 0.164, 0.1, 0.0621, 0.0378, 0.0195, 0.01] | [10.0, 1.82, 0.344, 0.1, 0.0467, 0.0269, 0.01] | 0 | [189.0, 220.0, 300.0, 350.0, 393.0, 450.0, 530.0, 700.0, 961.0] | [378.0, 500.0, 700.0, 934.0, 1200.0, 1500.0, 2366.0]
HV 80A | HV 80A | 80 | 0 | [10.0, 2.05, 0.369, 0.198, 0.1, 0.051, 0.0298, 0.01] | [10.0, 4.15, 1.03, 0.198, 0.1, 0.051, 0.0172, 0.01] | 0 | [240.0, 300.0, 400.0, 450.0, 530.0, 650.0, 800.0, 1311.0] | [480.0, 550.0, 700.0, 1000.0, 1260.0, 1600.0, 2500.0, 3227.0]
Siemens NH-1-100 | Siemens NH-1-100 | 100 | [5400.0, 2000.0, 400.0, 20.0, 1.0, 0.2, 0.012, 0.004] | 0 | 0 | [150.0, 190.0, 250.0, 430.0, 900.0, 1250.0, 2700.0, 3600.0] | 0 | 0
Siemens NH-1-125 | Siemens NH-1-125 | 125 | [4800.0, 120.0, 7.0, 0.1, 0.004] | 0 | 0 | [180.0, 400.0, 740.0, 2000.0, 4250.0] | 0 | 0
Siemens NH-1-16 | Siemens NH-1-16 | 16 | [4000.0, 400.0, 2.0, 0.1, 0.04, 0.01] | 0 | 0 | [26.0, 35.0, 75.0, 150.0, 200.0, 300.0] | 0 | 0
Siemens NH-1-160 | Siemens NH-1-160 | 160 | [4800.0, 120.0, 7.0, 0.1, 0.004] | 0 | 0 | [210.0, 500.0, 900.0, 2300.0, 5000.0] | 0 | 0
Siemens NH-1-25 | Siemens NH-1-25 | 25 | [4000.0, 1000.0, 10.0, 0.2, 0.02, 0.01] | 0 | 0 | [40.0, 50.0, 100.0, 210.0, 400.0, 500.0] | 0 | 0
Siemens NH-1-50 | Siemens NH-1-50 | 50 | [4000.0, 40.0, 4.0, 1.0, 0.02, 0.01] | 0 | 0 | [86.0, 200.0, 300.0, 400.0, 1000.0, 1280.0] | 0 | 0
Siemens NH-1-63 | Siemens NH-1-63 | 63 | [4000.0, 100.0, 10.0, 2.0, 0.04, 0.01] | 0 | 0 | [100.0, 200.0, 300.0, 400.0, 1000.0, 1500.0] | 0 | 0
Siemens NH-1-80 | Siemens NH-1-80 | 80 | [4800.0, 120.0, 7.0, 0.1, 0.01] | 0 | 0 | [150.58, 250.0, 450.0, 1150.0, 2470.0] | 0 | 0
Siemens NH-2-1000 | Siemens NH-2-1000 | 1000 | [4800.0, 120.0, 7.0, 0.1, 0.004] | 0 | 0 | [1900.0, 3500.0, 8400.0, 24000.0, 52000.0] | 0 | 0
Siemens NH-2-200 | Siemens NH-2-200 | 200 | [4800.0, 120.0, 7.0, 0.1, 0.004] | 0 | 0 | [280.0, 650.0, 1200.0, 3000.0, 7000.0] | 0 | 0
Siemens NH-2-224 | Siemens NH-2-224 | 224 | [4800.0, 120.0, 7.0, 0.2, 0.04, 0.004] | 0 | 0 | [400.0, 750.0, 1453.0, 3025.0, 4315.0, 7600.0] | 0 | 0
Siemens NH-2-250 | Siemens NH-2-250 | 250 | [4800.0, 120.0, 7.0, 0.1, 0.004] | 0 | 0 | [450.0, 800.0, 1650.0, 4000.0, 8500.0] | 0 | 0
Siemens NH-2-315 | Siemens NH-2-315 | 315 | [4800.0, 120.0, 7.0, 0.1, 0.004] | 0 | 0 | [550.0, 920.0, 1900.0, 5000.0, 11000.0] | 0 | 0
Siemens NH-2-355 | Siemens NH-2-355 | 355 | [4800.0, 120.0, 6.0, 0.1, 0.004] | 0 | 0 | [650.0, 1116.27, 2350.0, 5840.0, 12790.0] | 0 | 0
Siemens NH-2-400 | Siemens NH-2-400 | 400 | [4800.0, 120.0, 7.0, 0.1, 0.004] | 0 | 0 | [720.0, 1350.0, 2800.0, 6500.0, 15000.0] | 0 | 0
Siemens NH-2-425 | Siemens NH-2-425 | 425 | [4800.0, 120.0, 7.0, 0.1, 0.004] | 0 | 0 | [850.0, 1500.0, 3050.0, 7500.0, 16500.0] | 0 | 0
Siemens NH-2-630 | Siemens NH-2-630 | 630 | [4800.0, 120.0, 7.0, 0.1, 0.004] | 0 | 0 | [1200.0, 2000.0, 4800.0, 12000.0, 26000.0] | 0 | 0

## res_bus
| vm_pu | va_degree | p_mw | q_mvar
0 | 0.97022 | -0.57607 | 0.0080059 | 0.0020065
1 | 0.9702 | -0.57648 | 0.0033231 | 0.00083284
2 | 0.97037 | -0.57319 | 0.00084769 | 0.00021245
3 | 0.97443 | -0.49291 | 0.0058555 | 0.0014675
4 | 0.97339 | -0.51358 | 0.0045086 | 0.00113
5 | 0.97447 | -0.4922 | 0.0014175 | 0.00035526
6 | 0.97042 | -0.57239 | 0.00066161 | 0.00016581
7 | 0.97043 | -0.57217 | 0.0023949 | 0.00060022
8 | 0.97043 | -0.57214 | 0.00042956 | 0.00010766
9 | 0.97479 | -0.48595 | 0 | 0
10 | 0.97142 | -0.55258 | 0.0014122 | 0.00035394
11 | 0.97498 | -0.48227 | 0.00081549 | 0.00020438
12 | 0.97612 | -0.46029 | 0.0014686 | 0.00036808
13 | 0.97613 | -0.45998 | 0.0047384 | 0.0011876
14 | 0.97045 | -0.57172 | 0.003645 | 0.00091353
15 | 0.97058 | -0.56914 | 0.00028567 | 7.1595e-05
16 | 0.9799 | -0.38574 | 0.0037375 | 0.0009367
17 | 0.98075 | -0.36911 | 0.0010043 | 0.0002517
18 | 0.97806 | -0.4218 | 0.0020467 | 0.00051295
19 | 0.98208 | -0.34327 | 0.0012634 | 0.00031664
20 | 0.9771 | -0.44049 | 0.0088947 | 0.0022292
21 | 0.98817 | -0.22619 | 0.0018626 | 0.00046681
22 | 0.98819 | -0.2258 | 0.0023128 | 0.00057965
23 | 0.98256 | -0.33407 | 0 | 0
24 | 0.97512 | -0.47947 | 0.0047019 | 0.0011784
25 | 0.98312 | -0.32318 | 0.0015242 | 0.00038201
26 | 0.98509 | -0.28498 | 0 | 0
27 | 0.98527 | -0.28161 | 0.0021105 | 0.00052893
28 | 0.97641 | -0.45461 | 0.010437 | 0.0026157
29 | 0.97629 | -0.45683 | 0.0010431 | 0.00026143
30 | 0.97942 | -0.39538 | 0 | 0
31 | 0.97618 | -0.45901 | 0.0010864 | 0.00027228
32 | 0.98039 | -0.37645 | 0 | 0
33 | 0.97933 | -0.39717 | 0.0033143 | 0.00083064
34 | 0.97615 | -0.45966 | 0.0027278 | 0.00068365
35 | 0.9803 | -0.37831 | 0.0036137 | 0.00090568
36 | 0.98153 | -0.35423 | 0 | 0
37 | 0.98149 | -0.35496 | 0.0018452 | 0.00046245
38 | 0.98263 | -0.33279 | 0.0030664 | 0.00076851
39 | 0.97585 | -0.46519 | 0.0036111 | 0.00090502
40 | 0.97588 | -0.46458 | 0.00083899 | 0.00021027
41 | 0.97548 | -0.47249 | 0.0021196 | 0.00053121
42 | 0.98299 | -0.32578 | 0.0010416 | 0.00026106
43 | 0.98306 | -0.32436 | 0.0010677 | 0.00026758
44 | 0.97472 | -0.48747 | 0.003785 | 0.00094862
45 | 0.9839 | -0.30925 | 0.0032284 | 0.00080911
46 | 0.98393 | -0.30879 | 0.0008711 | 0.00021832
47 | 0.98409 | -0.30567 | 0 | 0
48 | 0.98411 | -0.30517 | 0 | 0
49 | 0.98373 | -0.31256 | 0.0028704 | 0.00071938
50 | 0.98457 | -0.29628 | 0.0052005 | 0.0013034
51 | 0.98386 | -0.31013 | 0.0056805 | 0.0014237
52 | 0.98371 | -0.31308 | 0 | 0
53 | 0.98358 | -0.31562 | 0.0042996 | 0.0010776
54 | 0.98358 | -0.31563 | 0.00472 | 0.0011829
55 | 0.98564 | -0.27545 | 0.0030801 | 0.00077194
56 | 0.98383 | -0.3106 | 0.0041203 | 0.0010326
57 | 0.98225 | -0.34101 | 0.0050982 | 0.0012777
58 | 0.98228 | -0.34039 | 0.0020373 | 0.00051058
59 | 0.98237 | -0.33862 | 0.0028251 | 0.00070803
60 | 0.9826 | -0.33425 | 0.0046304 | 0.0011605
61 | 0.98264 | -0.3335 | 0.002541 | 0.00063685
62 | 0.9831 | -0.32436 | 0.0077672 | 0.0019466
63 | 0.98312 | -0.32403 | 0.0044949 | 0.0011265
64 | 0.98353 | -0.31595 | 0 | 0
65 | 0.98053 | -0.37454 | 0.0032254 | 0.00080836
66 | 0.98063 | -0.37266 | 0.0029025 | 0.00072744
67 | 0.98072 | -0.37077 | 0 | 0
68 | 0.98194 | -0.347 | 0 | 0
69 | 0.98021 | -0.38095 | 0.0044211 | 0.001108
70 | 0.98181 | -0.34947 | 0.0017243 | 0.00043215
71 | 0.97962 | -0.39232 | 0.0014165 | 0.00035501
72 | 0.97882 | -0.40815 | 0.0025053 | 0.00062788
73 | 0.97883 | -0.40788 | 0 | 0
74 | 0.97889 | -0.40678 | 0.0022231 | 0.00055716
75 | 0.97921 | -0.40041 | 0 | 0
76 | 0.97865 | -0.4115 | 0.0088719 | 0.0022235
77 | 0.97891 | -0.40632 | 0.0033114 | 0.00082991
78 | 0.97939 | -0.39692 | 0.0039634 | 0.00099331
79 | 0.9849 | -0.28937 | 0.0014976 | 0.00037535
80 | 0.98134 | -0.35885 | 0.0024564 | 0.00061564
81 | 0.98108 | -0.36376 | 0.0034731 | 0.00087045
82 | 0.98101 | -0.36524 | 0.0014845 | 0.00037205
83 | 0.981 | -0.36538 | 0.0033497 | 0.00083951
84 | 0.98596 | -0.26867 | 0.0023869 | 0.00059821
85 | 0.98801 | -0.2291 | 0.0018996 | 0.00047609
86 | 0.9889 | -0.21185 | 0.0029614 | 0.00074221
87 | 0.99055 | -0.18019 | 0 | 0
88 | 0.99341 | -0.12518 | 0.0025265 | 0.00063319
89 | 0.99042 | -0.18275 | 0.0048979 | 0.0012275
90 | 0.99353 | -0.12298 | 0.0032188 | 0.0008067
91 | 0.98874 | -0.2152 | 0 | 0
92 | 0.99525 | -0.090002 | 0.0036026 | 0.00090289
93 | 0.98867 | -0.21649 | 0 | 0
94 | 0.98829 | -0.22398 | 0.0015975 | 0.00040038
95 | 0.98819 | -0.22591 | 0 | 0
96 | 0.99557 | -0.084024 | 0 | 0
97 | 0.99402 | -0.11341 | 0.0024933 | 0.00062488
98 | 0.99748 | -0.047647 | 0.00049582 | 0.00012426
99 | 0.99162 | -0.15943 | 0.0051593 | 0.0012931
100 | 1 | 0 | -0.39324 | -0.1005
101 | 0.99041 | -0.18258 | 0 | 0
102 | 0.98946 | -0.20111 | 0.0023775 | 0.00059586
103 | 0.99007 | -0.18911 | 0 | 0
104 | 0.98835 | -0.22259 | 0 | 0
105 | 0.9893 | -0.20399 | 0.0077463 | 0.0019414
106 | 0.98997 | -0.1911 | 0 | 0
107 | 0.98832 | -0.2228 | 0 | 0
108 | 0.98792 | -0.23051 | 0.0011975 | 0.00030013
109 | 0.97885 | -0.40757 | 0.008112 | 0.002033
110 | 0.98798 | -0.22975 | 0.0012173 | 0.0003051
111 | 0.98783 | -0.23261 | 0.012236 | 0.0030665
112 | 0.98777 | -0.23374 | 0.0053774 | 0.0013477
113 | 0.98707 | -0.24739 | 0.0015546 | 0.00038962
114 | 0.98627 | -0.26296 | 0.0026122 | 0.00065467
115 | 0.98397 | -0.30776 | 0.0099293 | 0.0024885
116 | 0.98409 | -0.30541 | 0 | 0
117 | 0.98446 | -0.29814 | 0 | 0
118 | 0.98454 | -0.29672 | 0.0013995 | 0.00035074
119 | 0.98487 | -0.29023 | 0.0072452 | 0.0018158
120 | 0.98542 | -0.27946 | 0.0037157 | 0.00093124
121 | 0.98624 | -0.26348 | 0.0052569 | 0.0013175
122 | 0.98536 | -0.28066 | 0 | 0
123 | 0.98485 | -0.29067 | 0 | 0
124 | 0.98525 | -0.2828 | 0.0014555 | 0.00036479
125 | 0.98482 | -0.29123 | 0 | 0
126 | 0.9848 | -0.2916 | 0.0023524 | 0.00058956
127 | 0.98472 | -0.29313 | 0.0029388 | 0.00073654
128 | 0.98475 | -0.29266 | 0.0034768 | 0.00087137
129 | 0.9847 | -0.29345 | 0.0065207 | 0.0016343
130 | 0.98974 | -0.19562 | 0.0019858 | 0.00049768
131 | 0.98957 | -0.19892 | 0.009686 | 0.0024276
132 | 0.98749 | -0.23868 | 0.0036742 | 0.00092083
133 | 0.9863 | -0.26159 | 0.00095375 | 0.00023903
134 | 0.9854 | -0.27913 | 0 | 0
135 | 0.98432 | -0.29993 | 0 | 0
136 | 0.98369 | -0.31221 | 0.00072479 | 0.00018165
137 | 0.98372 | -0.31156 | 0.0030128 | 0.00075509
138 | 0.98313 | -0.32307 | 0.0011655 | 0.00029211
139 | 0.98332 | -0.31933 | 0.0011336 | 0.00028409
140 | 0.98273 | -0.33096 | 0.00087306 | 0.00021881
141 | 0.98603 | -0.26777 | 0 | 0
142 | 0.98585 | -0.27127 | 0.0057165 | 0.0014327
143 | 0.98713 | -0.24639 | 0 | 0
144 | 0.98696 | -0.24966 | 0.0063699 | 0.0015965
145 | 0.98811 | -0.22738 | 0.0022536 | 0.00056481
146 | 0.98861 | -0.2177 | 0.0012569 | 0.000315
147 | 0.98859 | -0.21802 | 0.0028816 | 0.00072219
148 | 0.98828 | -0.22409 | 0.0030354 | 0.00076075
149 | 0.9886 | -0.21784 | 0.0035192 | 0.00088199
150 | 0.99998 | 149.9956 | 0 | 0

## res_line
| p_from_mw | q_from_mvar | p_to_mw | q_to_mvar | pl_mw | ql_mvar | i_from_ka | i_to_ka | i_ka | vm_from_pu | va_from_degree | vm_to_pu | va_to_degree | loading_percent
0 | 0.0033231 | 0.0008328 | -0.0033231 | -0.00083284 | 6.476e-08 | -4.0655e-08 | 0.0050966 | 0.0050967 | 0.0050967 | 0.97022 | -0.57607 | 0.9702 | -0.57648 | 1.4002
1 | -0.011329 | -0.0028393 | 0.011331 | 0.0028401 | 1.5566e-06 | 8.2638e-07 | 0.017375 | 0.017375 | 0.017375 | 0.97022 | -0.57607 | 0.97037 | -0.57319 | 4.7734
2 | -0.012178 | -0.0030526 | 0.012225 | 0.003078 | 4.6745e-05 | 2.5483e-05 | 0.018675 | 0.018673 | 0.018675 | 0.97037 | -0.57319 | 0.97443 | -0.49291 | 5.1305
3 | 0.0045131 | 0.0011297 | -0.0045086 | -0.00113 | 4.4397e-06 | -2.6037e-07 | 0.0068912 | 0.0068923 | 0.0068923 | 0.97443 | -0.49291 | 0.97339 | -0.51358 | 1.8935
4 | -0.022594 | -0.0056753 | 0.022594 | 0.0056757 | 7.6968e-07 | 4.7112e-07 | 0.034506 | 0.034506 | 0.034506 | 0.97443 | -0.49291 | 0.97447 | -0.4922 | 9.4798
5 | -0.024012 | -0.006031 | 0.024027 | 0.00604 | 1.4598e-05 | 8.9821e-06 | 0.036671 | 0.036671 | 0.036671 | 0.97447 | -0.4922 | 0.97512 | -0.47947 | 10.0744
6 | -0.00066161 | -0.00016581 | 0.00066162 | 0.00016559 | 7.113e-09 | -2.2316e-07 | 0.0010145 | 0.0010144 | 0.0010145 | 0.97042 | -0.57239 | 0.97043 | -0.57217 | 0.27871
7 | -0.0030565 | -0.00076581 | 0.0030565 | 0.00076581 | 4.2575e-09 | -3.6616e-09 | 0.0046867 | 0.0046867 | 0.0046867 | 0.97043 | -0.57217 | 0.97043 | -0.57214 | 1.2875
8 | -0.0034861 | -0.00087346 | 0.0034861 | 0.00087343 | 6.9036e-08 | -3.5423e-08 | 0.0053453 | 0.0053453 | 0.0053453 | 0.97043 | -0.57214 | 0.97045 | -0.57172 | 1.4685
9 | 0.0088639 | 0.002228 | -0.0088358 | -0.0022151 | 2.8123e-05 | 1.2913e-05 | 0.013533 | 0.013535 | 0.013535 | 0.97479 | -0.48595 | 0.97142 | -0.55258 | 3.7184
10 | -0.0088639 | -0.002228 | 0.0088655 | 0.0022287 | 1.5594e-06 | 7.1492e-07 | 0.013533 | 0.013533 | 0.013533 | 0.97479 | -0.48595 | 0.97498 | -0.48227 | 3.7179
11 | 0.0074236 | 0.0018611 | -0.0074177 | -0.0018589 | 5.8529e-06 | 2.253e-06 | 0.011372 | 0.011372 | 0.011372 | 0.97142 | -0.55258 | 0.97058 | -0.56914 | 3.1242
12 | 0.003786 | 0.00094829 | -0.003785 | -0.00094862 | 9.3738e-07 | -3.3354e-07 | 0.005778 | 0.0057783 | 0.0057783 | 0.97498 | -0.48227 | 0.97472 | -0.48747 | 1.5874
13 | -0.013467 | -0.0033814 | 0.013473 | 0.0033849 | 6.2838e-06 | 3.5268e-06 | 0.020556 | 0.020555 | 0.020556 | 0.97498 | -0.48227 | 0.97548 | -0.47249 | 5.6471
14 | -0.0014686 | -0.00036808 | 0.0014687 | 0.00036795 | 2.1503e-08 | -1.2924e-07 | 0.0022388 | 0.0022388 | 0.0022388 | 0.97612 | -0.46029 | 0.97613 | -0.45998 | 0.61506
15 | -0.0062071 | -0.0015555 | 0.0062072 | 0.0015555 | 9.5457e-08 | 2.555e-08 | 0.009462 | 0.009462 | 0.009462 | 0.97613 | -0.45998 | 0.97615 | -0.45966 | 2.5995
16 | -0.0071312 | -0.001787 | 0.007132 | 0.0017873 | 8.7812e-07 | 3.1997e-07 | 0.010934 | 0.010934 | 0.010934 | 0.97045 | -0.57172 | 0.97058 | -0.56914 | 3.0039
17 | -0.043563 | -0.010995 | 0.043598 | 0.011017 | 3.4718e-05 | 2.1953e-05 | 0.06618 | 0.06618 | 0.06618 | 0.9799 | -0.38574 | 0.98075 | -0.36911 | 18.1813
18 | 0.039826 | 0.010058 | -0.039757 | -0.010015 | 6.8702e-05 | 4.334e-05 | 0.060505 | 0.060505 | 0.060505 | 0.9799 | -0.38574 | 0.97806 | -0.4218 | 16.6222
19 | -0.044602 | -0.011269 | 0.044658 | 0.011304 | 5.5331e-05 | 3.5005e-05 | 0.067704 | 0.067704 | 0.067704 | 0.98075 | -0.36911 | 0.98208 | -0.34327 | 18.5999
20 | 0.03771 | 0.0095022 | -0.037677 | -0.009481 | 3.3675e-05 | 2.121e-05 | 0.057391 | 0.057391 | 0.057391 | 0.97806 | -0.4218 | 0.9771 | -0.44049 | 15.7668
21 | -0.045921 | -0.01162 | 0.045941 | 0.011633 | 2.0279e-05 | 1.2838e-05 | 0.069618 | 0.069618 | 0.069618 | 0.98208 | -0.34327 | 0.98256 | -0.33407 | 19.1258
22 | 0.028782 | 0.0072517 | -0.028728 | -0.0072184 | 5.3558e-05 | 3.3349e-05 | 0.043845 | 0.043846 | 0.043846 | 0.9771 | -0.44049 | 0.97512 | -0.47947 | 12.0455
23 | -0.0018626 | -0.00046681 | 0.0018626 | 0.00046668 | 3.5215e-08 | -1.304e-07 | 0.0028047 | 0.0028047 | 0.0028047 | 0.98817 | -0.22619 | 0.98819 | -0.2258 | 0.77053
24 | -0.0041755 | -0.0010463 | 0.0041758 | 0.0010463 | 3.4012e-07 | -7.6293e-08 | 0.0062874 | 0.0062873 | 0.0062874 | 0.98819 | -0.2258 | 0.98828 | -0.22409 | 1.7273
25 | -0.045941 | -0.011633 | 0.045965 | 0.011649 | 2.4029e-05 | 1.5211e-05 | 0.069618 | 0.069618 | 0.069618 | 0.98256 | -0.33407 | 0.98312 | -0.32318 | 19.1258
26 | -0.04749 | -0.012031 | 0.047577 | 0.012084 | 8.7307e-05 | 5.3589e-05 | 0.071925 | 0.071924 | 0.071925 | 0.98312 | -0.32318 | 0.98509 | -0.28498 | 9.8798
27 | -0.047577 | -0.012084 | 0.047585 | 0.012089 | 7.7346e-06 | 4.4932e-06 | 0.071924 | 0.071924 | 0.071924 | 0.98509 | -0.28498 | 0.98527 | -0.28161 | 6.5864
28 | -0.049695 | -0.012618 | 0.049701 | 0.012621 | 5.9202e-06 | 3.4681e-06 | 0.075111 | 0.075111 | 0.075111 | 0.98527 | -0.28161 | 0.9854 | -0.27913 | 6.8783
29 | 0.011067 | 0.0027741 | -0.011066 | -0.0027735 | 1.1681e-06 | 6.1065e-07 | 0.016866 | 0.016866 | 0.016866 | 0.97641 | -0.45461 | 0.97629 | -0.45683 | 4.6335
30 | -0.021504 | -0.0053899 | 0.021565 | 0.0054269 | 6.0858e-05 | 3.7053e-05 | 0.032772 | 0.032771 | 0.032772 | 0.97641 | -0.45461 | 0.97942 | -0.39538 | 9.0032
31 | 0.010023 | 0.0025121 | -0.010022 | -0.0025116 | 1.0407e-06 | 5.1736e-07 | 0.015276 | 0.015276 | 0.015276 | 0.97629 | -0.45683 | 0.97618 | -0.45901 | 4.1968
32 | -0.024879 | -0.0062574 | 0.024902 | 0.0062713 | 2.2522e-05 | 1.3884e-05 | 0.037807 | 0.037806 | 0.037807 | 0.97942 | -0.39538 | 0.98039 | -0.37645 | 10.3864
33 | 0.0033146 | 0.00083044 | -0.0033143 | -0.00083064 | 2.8121e-07 | -1.9215e-07 | 0.0050356 | 0.0050358 | 0.0050358 | 0.97942 | -0.39538 | 0.97933 | -0.39717 | 1.3835
34 | 0.0089353 | 0.0022393 | -0.008935 | -0.0022392 | 2.7693e-07 | 1.2747e-07 | 0.01362 | 0.01362 | 0.01362 | 0.97618 | -0.45901 | 0.97615 | -0.45966 | 3.7418
35 | 0.003614 | 0.00090553 | -0.0036137 | -0.00090568 | 3.1969e-07 | -1.5265e-07 | 0.0054852 | 0.0054853 | 0.0054853 | 0.98039 | -0.37645 | 0.9803 | -0.37831 | 1.507
36 | -0.028516 | -0.0071768 | 0.028546 | 0.0071957 | 3.0323e-05 | 1.8862e-05 | 0.043292 | 0.043291 | 0.043292 | 0.98039 | -0.37645 | 0.98153 | -0.35423 | 11.8933
37 | 0.0018453 | 0.00046221 | -0.0018452 | -0.00046245 | 6.464e-08 | -2.3703e-07 | 0.0027973 | 0.0027974 | 0.0027974 | 0.98153 | -0.35423 | 0.98149 | -0.35496 | 0.76853
38 | -0.030391 | -0.0076579 | 0.030423 | 0.0076774 | 3.1207e-05 | 1.9477e-05 | 0.046089 | 0.046088 | 0.046089 | 0.98153 | -0.35423 | 0.98263 | -0.33279 | 12.6617
39 | -0.033489 | -0.0084459 | 0.033492 | 0.0084477 | 2.9264e-06 | 1.8345e-06 | 0.050732 | 0.050732 | 0.050732 | 0.98263 | -0.33279 | 0.98273 | -0.33096 | 13.9374
40 | -0.0036111 | -0.00090502 | 0.0036112 | 0.00090497 | 1.0532e-07 | -4.8327e-08 | 0.0055063 | 0.0055063 | 0.0055063 | 0.97585 | -0.46519 | 0.97588 | -0.46458 | 1.5127
41 | 0.015599 | 0.0039195 | -0.015593 | -0.0039161 | 5.8937e-06 | 3.4251e-06 | 0.023788 | 0.023789 | 0.023789 | 0.97588 | -0.46458 | 0.97548 | -0.47249 | 6.5353
42 | -0.020049 | -0.0050348 | 0.020183 | 0.0051155 | 0.00013368 | 8.0756e-05 | 0.030574 | 0.030572 | 0.030574 | 0.97588 | -0.46458 | 0.98299 | -0.32578 | 8.3994
43 | -0.021224 | -0.0053766 | 0.021226 | 0.0053775 | 1.4564e-06 | 8.8448e-07 | 0.032149 | 0.032149 | 0.032149 | 0.98299 | -0.32578 | 0.98306 | -0.32436 | 8.8322
44 | -0.022293 | -0.005645 | 0.022295 | 0.0056459 | 1.3741e-06 | 8.3867e-07 | 0.033765 | 0.033765 | 0.033765 | 0.98306 | -0.32436 | 0.98313 | -0.32307 | 9.2761
45 | -0.0032284 | -0.00080911 | 0.0032285 | 0.00080905 | 7.1376e-08 | -5.5727e-08 | 0.0048825 | 0.0048824 | 0.0048825 | 0.9839 | -0.30925 | 0.98393 | -0.30879 | 1.3413
46 | -0.0040996 | -0.0010274 | 0.0041002 | 0.0010272 | 6.0796e-07 | -1.4671e-07 | 0.0061998 | 0.0061996 | 0.0061998 | 0.98393 | -0.30879 | 0.98409 | -0.30567 | 1.7033
47 | -0.015995 | -0.0040098 | 0.015996 | 0.00401 | 3.817e-07 | 2.2218e-07 | 0.024187 | 0.024187 | 0.024187 | 0.98409 | -0.30567 | 0.98411 | -0.30517 | 6.6447
48 | 0.011895 | 0.0029826 | -0.011891 | -0.0029805 | 3.9044e-06 | 2.0901e-06 | 0.017987 | 0.017987 | 0.017987 | 0.98409 | -0.30567 | 0.98373 | -0.31256 | 4.9415
49 | -0.025799 | -0.0064674 | 0.02581 | 0.0064742 | 1.0934e-05 | 6.754e-06 | 0.039009 | 0.039009 | 0.039009 | 0.98411 | -0.30517 | 0.98457 | -0.29628 | 10.7169
50 | 0.0098032 | 0.0024574 | -0.0098008 | -0.0024563 | 2.3156e-06 | 1.125e-06 | 0.014823 | 0.014823 | 0.014823 | 0.98411 | -0.30517 | 0.98386 | -0.31013 | 4.0723
51 | 0.0090209 | 0.0022611 | -0.0090207 | -0.002261 | 2.2143e-07 | 1.0146e-07 | 0.013645 | 0.013645 | 0.013645 | 0.98373 | -0.31256 | 0.98371 | -0.31308 | 3.7487
52 | -0.03101 | -0.0077776 | 0.031041 | 0.0077968 | 3.0822e-05 | 1.925e-05 | 0.046869 | 0.046869 | 0.046869 | 0.98457 | -0.29628 | 0.98564 | -0.27545 | 12.8761
53 | 0.0041204 | 0.0010326 | -0.0041203 | -0.0010326 | 9.224e-08 | -2.1399e-08 | 0.0062318 | 0.0062318 | 0.0062318 | 0.98386 | -0.31013 | 0.98383 | -0.3106 | 1.712
54 | 0.0090207 | 0.002261 | -0.0090196 | -0.0022605 | 1.0909e-06 | 4.9985e-07 | 0.013645 | 0.013645 | 0.013645 | 0.98371 | -0.31308 | 0.98358 | -0.31562 | 3.7487
55 | 0.00472 | 0.0011829 | -0.00472 | -0.0011829 | 4.2285e-09 | -1.0104e-10 | 0.0071407 | 0.0071407 | 0.0071407 | 0.98358 | -0.31562 | 0.98358 | -0.31563 | 1.9617
56 | -0.034121 | -0.0085687 | 0.034134 | 0.0085766 | 1.2512e-05 | 7.8471e-06 | 0.051519 | 0.051519 | 0.051519 | 0.98564 | -0.27545 | 0.98603 | -0.26777 | 14.1535
57 | -0.0050982 | -0.0012777 | 0.0050984 | 0.0012778 | 1.5082e-07 | 1.1178e-08 | 0.0077234 | 0.0077233 | 0.0077234 | 0.98225 | -0.34101 | 0.98228 | -0.34039 | 2.1218
58 | -0.0071356 | -0.0017883 | 0.0071362 | 0.0017885 | 6.0114e-07 | 2.1104e-07 | 0.010809 | 0.010809 | 0.010809 | 0.98228 | -0.34039 | 0.98237 | -0.33862 | 2.9696
59 | -0.0099613 | -0.0024966 | 0.0099634 | 0.0024976 | 2.0749e-06 | 1.0202e-06 | 0.015089 | 0.015088 | 0.015089 | 0.98237 | -0.33862 | 0.9826 | -0.33425 | 4.1452
60 | -0.014594 | -0.0036581 | 0.014594 | 0.0036584 | 5.2516e-07 | 2.9978e-07 | 0.022101 | 0.022101 | 0.022101 | 0.9826 | -0.33425 | 0.98264 | -0.3335 | 6.0716
61 | -0.017135 | -0.0042952 | 0.017143 | 0.0042996 | 7.4611e-06 | 4.4006e-06 | 0.025949 | 0.025948 | 0.025949 | 0.98264 | -0.3335 | 0.9831 | -0.32436 | 7.1287
62 | -0.02491 | -0.0062463 | 0.02491 | 0.0062465 | 3.9337e-07 | 2.424e-07 | 0.037705 | 0.037705 | 0.037705 | 0.9831 | -0.32436 | 0.98312 | -0.32403 | 10.3584
63 | -0.029405 | -0.007373 | 0.029417 | 0.0073801 | 1.1334e-05 | 7.06e-06 | 0.044508 | 0.044508 | 0.044508 | 0.98312 | -0.32403 | 0.98353 | -0.31595 | 12.2275
64 | -0.083047 | -0.02089 | 0.083152 | 0.020957 | 0.00010557 | 6.7339e-05 | 0.12567 | 0.12567 | 0.12567 | 0.98353 | -0.31595 | 0.9849 | -0.28937 | 34.525
65 | 0.05363 | 0.01351 | -0.05355 | -0.013459 | 7.9534e-05 | 5.0494e-05 | 0.081163 | 0.081163 | 0.081163 | 0.98353 | -0.31595 | 0.98194 | -0.347 | 22.2976
66 | -0.0032254 | -0.00080836 | 0.0032257 | 0.00080814 | 2.8913e-07 | -2.2092e-07 | 0.0048948 | 0.0048946 | 0.0048948 | 0.98053 | -0.37454 | 0.98063 | -0.37266 | 1.3447
67 | -0.0061282 | -0.0015356 | 0.0061288 | 0.0015357 | 5.5206e-07 | 1.3851e-07 | 0.0092989 | 0.0092989 | 0.0092989 | 0.98063 | -0.37266 | 0.98072 | -0.37077 | 2.5547
68 | -0.041007 | -0.010296 | 0.041054 | 0.010325 | 4.6542e-05 | 2.9382e-05 | 0.062225 | 0.062225 | 0.062225 | 0.98072 | -0.37077 | 0.98194 | -0.347 | 17.0949
69 | 0.034879 | 0.0087602 | -0.034862 | -0.0087496 | 1.6934e-05 | 1.0634e-05 | 0.052927 | 0.052927 | 0.052927 | 0.98072 | -0.37077 | 0.98021 | -0.38095 | 14.5403
70 | 0.012497 | 0.0031339 | -0.012495 | -0.0031331 | 1.4708e-06 | 8.03e-07 | 0.018938 | 0.018938 | 0.018938 | 0.98194 | -0.347 | 0.98181 | -0.34947 | 5.2027
71 | 0.030441 | 0.0076415 | -0.030424 | -0.0076312 | 1.6501e-05 | 1.0301e-05 | 0.046215 | 0.046215 | 0.046215 | 0.98021 | -0.38095 | 0.97962 | -0.39232 | 12.6965
72 | 0.010771 | 0.0027009 | -0.010766 | -0.0026985 | 4.813e-06 | 2.4715e-06 | 0.016325 | 0.016325 | 0.016325 | 0.98181 | -0.34947 | 0.98134 | -0.35885 | 4.4848
73 | 0.029007 | 0.0072762 | -0.029001 | -0.0072723 | 6.3576e-06 | 3.959e-06 | 0.044064 | 0.044064 | 0.044064 | 0.97962 | -0.39232 | 0.97939 | -0.39692 | 12.1054
74 | -0.0025053 | -0.00062788 | 0.0025053 | 0.00062783 | 3.2369e-08 | -5.4083e-08 | 0.0038086 | 0.0038085 | 0.0038086 | 0.97882 | -0.40815 | 0.97883 | -0.40788 | 1.0463
75 | -0.0025053 | -0.00062783 | 0.0025054 | 0.00062761 | 1.3061e-07 | -2.1825e-07 | 0.0038085 | 0.0038084 | 0.0038085 | 0.97883 | -0.40788 | 0.97889 | -0.40678 | 1.0463
76 | -0.013602 | -0.0034092 | 0.013607 | 0.0034115 | 4.1323e-06 | 2.3206e-06 | 0.020677 | 0.020677 | 0.020677 | 0.97889 | -0.40678 | 0.97921 | -0.40041 | 5.6805
77 | 0.0088739 | 0.0022244 | -0.0088719 | -0.0022235 | 1.9936e-06 | 9.0873e-07 | 0.013489 | 0.01349 | 0.01349 | 0.97889 | -0.40678 | 0.97865 | -0.4115 | 3.7059
78 | 0.011427 | 0.0028649 | -0.011424 | -0.0028632 | 3.2209e-06 | 1.7032e-06 | 0.017365 | 0.017365 | 0.017365 | 0.97921 | -0.40041 | 0.97891 | -0.40632 | 4.7706
79 | -0.025034 | -0.0062764 | 0.025038 | 0.0062789 | 4.1643e-06 | 2.5686e-06 | 0.038042 | 0.038042 | 0.038042 | 0.97921 | -0.40041 | 0.97939 | -0.39692 | 10.4511
80 | 0.0081124 | 0.0020333 | -0.008112 | -0.002033 | 4.8065e-07 | 2.0166e-07 | 0.012332 | 0.012332 | 0.012332 | 0.97891 | -0.40632 | 0.97885 | -0.40757 | 3.3878
81 | -0.08465 | -0.021332 | 0.084734 | 0.021386 | 8.3925e-05 | 5.3538e-05 | 0.12793 | 0.12793 | 0.12793 | 0.9849 | -0.28937 | 0.98596 | -0.26867 | 35.1466
82 | 0.0083096 | 0.0020828 | -0.0083077 | -0.002082 | 1.9435e-06 | 8.3152e-07 | 0.0126 | 0.0126 | 0.0126 | 0.98134 | -0.35885 | 0.98108 | -0.36376 | 3.4616
83 | 0.0048345 | 0.0012115 | -0.0048342 | -0.0012115 | 3.3957e-07 | 4.6705e-09 | 0.0073325 | 0.0073326 | 0.0073326 | 0.98108 | -0.36376 | 0.98101 | -0.36524 | 2.0145
84 | 0.0033497 | 0.00083949 | -0.0033497 | -0.00083951 | 2.3308e-08 | -1.5481e-08 | 0.0050809 | 0.0050809 | 0.0050809 | 0.98101 | -0.36524 | 0.981 | -0.36538 | 1.3958
85 | -0.087121 | -0.021984 | 0.087286 | 0.02209 | 0.00016544 | 0.00010556 | 0.13154 | 0.13154 | 0.13154 | 0.98596 | -0.26867 | 0.98801 | -0.2291 | 36.1362
86 | -0.089186 | -0.022566 | 0.08926 | 0.022613 | 7.3909e-05 | 4.7162e-05 | 0.1344 | 0.1344 | 0.1344 | 0.98801 | -0.2291 | 0.9889 | -0.21185 | 36.9222
87 | -0.092221 | -0.023355 | 0.092362 | 0.023445 | 0.00014045 | 8.9637e-05 | 0.13885 | 0.13885 | 0.13885 | 0.9889 | -0.21185 | 0.99055 | -0.18019 | 38.1464
88 | -0.16243 | -0.041111 | 0.16286 | 0.041385 | 0.00043013 | 0.00027429 | 0.24414 | 0.24414 | 0.24414 | 0.99055 | -0.18019 | 0.99341 | -0.12518 | 33.5362
89 | 0.070065 | 0.017666 | -0.070057 | -0.017661 | 8.6051e-06 | 5.4806e-06 | 0.10529 | 0.10529 | 0.10529 | 0.99055 | -0.18019 | 0.99042 | -0.18275 | 28.9261
90 | -0.16538 | -0.042019 | 0.1654 | 0.04203 | 1.7498e-05 | 1.111e-05 | 0.24793 | 0.24793 | 0.24793 | 0.99341 | -0.12518 | 0.99353 | -0.12298 | 22.704
91 | 0.065159 | 0.016433 | -0.065058 | -0.016369 | 0.00010105 | 6.431e-05 | 0.097932 | 0.097932 | 0.097932 | 0.99042 | -0.18275 | 0.98874 | -0.2152 | 26.9045
92 | -0.16862 | -0.042836 | 0.16889 | 0.043007 | 0.00026814 | 0.0001703 | 0.25275 | 0.25275 | 0.25275 | 0.99353 | -0.12298 | 0.99525 | -0.090002 | 23.1454
93 | 0.0076586 | 0.0019191 | -0.0076581 | -0.0019189 | 4.6733e-07 | 1.7878e-07 | 0.011526 | 0.011526 | 0.011526 | 0.98874 | -0.2152 | 0.98867 | -0.21649 | 3.1664
94 | 0.0088125 | 0.002209 | -0.0088088 | -0.0022074 | 3.685e-06 | 1.6422e-06 | 0.013263 | 0.013263 | 0.013263 | 0.98874 | -0.2152 | 0.98829 | -0.22398 | 3.6437
95 | 0.048587 | 0.012241 | -0.048562 | -0.012225 | 2.4866e-05 | 1.5755e-05 | 0.073144 | 0.073144 | 0.073144 | 0.98874 | -0.2152 | 0.98819 | -0.22591 | 20.0945
96 | -0.17249 | -0.04391 | 0.17254 | 0.043941 | 4.9729e-05 | 3.1594e-05 | 0.25813 | 0.25813 | 0.25813 | 0.99525 | -0.090002 | 0.99557 | -0.084024 | 23.6386
97 | 0.0047763 | 0.001197 | -0.0047761 | -0.001197 | 2.7665e-07 | -6.0005e-09 | 0.0071887 | 0.0071887 | 0.0071887 | 0.98867 | -0.21649 | 0.98861 | -0.2177 | 1.9749
98 | 0.0028818 | 0.00072194 | -0.0028816 | -0.00072219 | 2.1069e-07 | -2.4813e-07 | 0.0043372 | 0.0043373 | 0.0043373 | 0.98867 | -0.21649 | 0.98859 | -0.21802 | 1.1916
99 | 0.0072113 | 0.001807 | -0.0072112 | -0.001807 | 3.5847e-08 | 1.2552e-08 | 0.010858 | 0.010858 | 0.010858 | 0.98829 | -0.22398 | 0.98828 | -0.22409 | 2.9828
100 | 0.0022538 | 0.00056444 | -0.0022536 | -0.00056481 | 1.5823e-07 | -3.6806e-07 | 0.0033936 | 0.0033938 | 0.0033938 | 0.98819 | -0.22591 | 0.98811 | -0.22738 | 0.93236
101 | 0.046308 | 0.011661 | -0.046263 | -0.011632 | 4.5304e-05 | 2.8677e-05 | 0.06975 | 0.069751 | 0.069751 | 0.98819 | -0.22591 | 0.98713 | -0.24639 | 19.1622
102 | 0.21697 | 0.05542 | -0.21666 | -0.055224 | 0.00030774 | 0.00019604 | 0.32466 | 0.32466 | 0.32466 | 0.99557 | -0.084024 | 0.99402 | -0.11341 | 29.7306
103 | -0.38951 | -0.099361 | 0.39019 | 0.099799 | 0.00068561 | 0.00043816 | 0.58279 | 0.58279 | 0.58279 | 0.99557 | -0.084024 | 0.99748 | -0.047647 | 53.3692
104 | 0.21417 | 0.054599 | -0.21369 | -0.054297 | 0.00047466 | 0.00030235 | 0.32093 | 0.32093 | 0.32093 | 0.99402 | -0.11341 | 0.99162 | -0.15943 | 29.3889
105 | -0.39069 | -0.099924 | 0.39159 | 0.1005 | 0.00090315 | 0.00057718 | 0.58353 | 0.58353 | 0.58353 | 0.99748 | -0.047647 | 1 | 0 | 53.437
106 | 0.20853 | 0.053004 | -0.2083 | -0.052856 | 0.00023223 | 0.00014789 | 0.31318 | 0.31318 | 0.31318 | 0.99162 | -0.15943 | 0.99041 | -0.18258 | 28.6799
107 | 0.069958 | 0.017642 | -0.069896 | -0.017602 | 6.1969e-05 | 3.9468e-05 | 0.10514 | 0.10514 | 0.10514 | 0.99041 | -0.18258 | 0.98946 | -0.20111 | 28.8858
108 | 0.13834 | 0.035214 | -0.1383 | -0.035186 | 4.353e-05 | 2.7549e-05 | 0.20804 | 0.20804 | 0.20804 | 0.99041 | -0.18258 | 0.99007 | -0.18911 | 19.0514
109 | 0.067518 | 0.017006 | -0.067449 | -0.016962 | 6.9297e-05 | 4.4121e-05 | 0.10157 | 0.10157 | 0.10157 | 0.98946 | -0.20111 | 0.98835 | -0.22259 | 27.9036
110 | 0.12662 | 0.032259 | -0.12653 | -0.032201 | 9.0784e-05 | 5.733e-05 | 0.19049 | 0.19049 | 0.19049 | 0.99007 | -0.18911 | 0.9893 | -0.20399 | 17.4443
111 | 0.011677 | 0.0029279 | -0.011676 | -0.0029273 | 1.1046e-06 | 5.8395e-07 | 0.01755 | 0.01755 | 0.01755 | 0.99007 | -0.18911 | 0.98997 | -0.1911 | 4.8215
112 | 0.05399 | 0.013587 | -0.053961 | -0.013569 | 2.8748e-05 | 1.825e-05 | 0.081305 | 0.081305 | 0.081305 | 0.98835 | -0.22259 | 0.98777 | -0.23374 | 22.3364
113 | 0.013459 | 0.0033751 | -0.013455 | -0.0033725 | 4.5879e-06 | 2.5546e-06 | 0.020264 | 0.020264 | 0.020264 | 0.98835 | -0.22259 | 0.98798 | -0.22975 | 5.5672
114 | 0.11878 | 0.03026 | -0.11868 | -0.030192 | 0.00010771 | 6.7895e-05 | 0.17884 | 0.17884 | 0.17884 | 0.9893 | -0.20399 | 0.98832 | -0.2228 | 16.3773
115 | 0.011676 | 0.0029273 | -0.011673 | -0.002926 | 2.5133e-06 | 1.3288e-06 | 0.01755 | 0.01755 | 0.01755 | 0.98997 | -0.1911 | 0.98974 | -0.19562 | 4.8215
116 | 0.11868 | 0.030192 | -0.11863 | -0.030164 | 4.4073e-05 | 2.7783e-05 | 0.17884 | 0.17884 | 0.17884 | 0.98832 | -0.2228 | 0.98792 | -0.23051 | 16.3773
117 | 0.11743 | 0.029864 | -0.11739 | -0.029835 | 4.6212e-05 | 2.9122e-05 | 0.17704 | 0.17704 | 0.17704 | 0.98792 | -0.23051 | 0.98749 | -0.23868 | 16.2122
118 | 0.012237 | 0.0030674 | -0.012236 | -0.0030665 | 1.6651e-06 | 8.983e-07 | 0.018431 | 0.018431 | 0.018431 | 0.98798 | -0.22975 | 0.98783 | -0.23261 | 5.0635
119 | 0.048583 | 0.012221 | -0.048552 | -0.012201 | 3.1641e-05 | 2.0049e-05 | 0.073204 | 0.073204 | 0.073204 | 0.98777 | -0.23374 | 0.98707 | -0.24739 | 20.111
120 | 0.046997 | 0.011812 | -0.046962 | -0.011789 | 3.4913e-05 | 2.2107e-05 | 0.070861 | 0.070861 | 0.070861 | 0.98707 | -0.24739 | 0.98627 | -0.26296 | 19.4672
121 | 0.04435 | 0.011135 | -0.044349 | -0.011134 | 1.1106e-06 | 7.0233e-07 | 0.06692 | 0.06692 | 0.06692 | 0.98627 | -0.26296 | 0.98624 | -0.26348 | 18.3845
122 | -0.0099293 | -0.0024885 | 0.0099305 | 0.0024891 | 1.1142e-06 | 5.457e-07 | 0.015016 | 0.015016 | 0.015016 | 0.98397 | -0.30776 | 0.98409 | -0.30541 | 4.1252
123 | -0.0099305 | -0.0024891 | 0.0099339 | 0.0024908 | 3.4375e-06 | 1.6832e-06 | 0.015016 | 0.015015 | 0.015016 | 0.98409 | -0.30541 | 0.98446 | -0.29814 | 4.1252
124 | -0.0099339 | -0.0024908 | 0.0099346 | 0.0024911 | 6.7241e-07 | 3.2921e-07 | 0.015015 | 0.015015 | 0.015015 | 0.98446 | -0.29814 | 0.98454 | -0.29672 | 4.1251
125 | -0.011334 | -0.0028418 | 0.011338 | 0.0028437 | 3.5086e-06 | 1.8399e-06 | 0.017131 | 0.01713 | 0.017131 | 0.98454 | -0.29672 | 0.98487 | -0.29023 | 4.7062
126 | -0.018583 | -0.0046595 | 0.018589 | 0.0046634 | 6.5828e-06 | 3.9295e-06 | 0.028077 | 0.028077 | 0.028077 | 0.98487 | -0.29023 | 0.98525 | -0.2828 | 7.7135
127 | -0.039062 | -0.0097978 | 0.039092 | 0.0098166 | 2.9771e-05 | 1.8762e-05 | 0.058988 | 0.058988 | 0.058988 | 0.98542 | -0.27946 | 0.98624 | -0.26348 | 16.2055
128 | 0.035347 | 0.0088666 | -0.035345 | -0.0088653 | 2.0305e-06 | 1.2753e-06 | 0.053377 | 0.053377 | 0.053377 | 0.98542 | -0.27946 | 0.98536 | -0.28066 | 14.6641
129 | 0.015298 | 0.0038359 | -0.01529 | -0.0038317 | 7.2896e-06 | 4.2016e-06 | 0.023102 | 0.023102 | 0.023102 | 0.98536 | -0.28066 | 0.98485 | -0.29067 | 6.3468
130 | 0.020047 | 0.0050294 | -0.020045 | -0.0050282 | 2.0413e-06 | 1.2308e-06 | 0.030275 | 0.030275 | 0.030275 | 0.98536 | -0.28066 | 0.98525 | -0.2828 | 8.3174
131 | 0.0064163 | 0.0016075 | -0.0064162 | -0.0016075 | 1.7068e-07 | 4.7611e-08 | 0.0096943 | 0.0096943 | 0.0096943 | 0.98485 | -0.29067 | 0.98482 | -0.29123 | 2.6633
132 | 0.0088741 | 0.0022242 | -0.0088737 | -0.002224 | 3.9287e-07 | 1.7728e-07 | 0.013408 | 0.013408 | 0.013408 | 0.98485 | -0.29067 | 0.9848 | -0.2916 | 3.6835
133 | 0.0029391 | 0.00073625 | -0.0029388 | -0.00073654 | 2.6721e-07 | -2.8869e-07 | 0.0044407 | 0.0044409 | 0.0044409 | 0.98482 | -0.29123 | 0.98472 | -0.29313 | 1.22
134 | 0.0034771 | 0.00087123 | -0.0034768 | -0.00087137 | 2.377e-07 | -1.4006e-07 | 0.0052536 | 0.0052537 | 0.0052537 | 0.98482 | -0.29123 | 0.98475 | -0.29266 | 1.4433
135 | 0.0065213 | 0.0016344 | -0.0065207 | -0.0016343 | 5.751e-07 | 1.6712e-07 | 0.0098536 | 0.0098537 | 0.0098537 | 0.9848 | -0.2916 | 0.9847 | -0.29345 | 2.7071
136 | 0.0096876 | 0.0024283 | -0.009686 | -0.0024276 | 1.5262e-06 | 7.3027e-07 | 0.014565 | 0.014565 | 0.014565 | 0.98974 | -0.19562 | 0.98957 | -0.19892 | 4.0014
137 | 0.11371 | 0.028914 | -0.11359 | -0.028835 | 0.00012536 | 7.8922e-05 | 0.1715 | 0.1715 | 0.1715 | 0.98749 | -0.23868 | 0.9863 | -0.26159 | 15.7052
138 | 0.11264 | 0.028596 | -0.11254 | -0.028536 | 9.4969e-05 | 5.9775e-05 | 0.17006 | 0.17006 | 0.17006 | 0.9863 | -0.26159 | 0.9854 | -0.27913 | 15.5735
139 | 0.06284 | 0.015915 | -0.062777 | -0.015875 | 6.2703e-05 | 3.9894e-05 | 0.094952 | 0.094952 | 0.094952 | 0.9854 | -0.27913 | 0.98432 | -0.29993 | 26.0856
140 | 0.024211 | 0.0061359 | -0.024197 | -0.0061271 | 1.428e-05 | 8.7788e-06 | 0.036625 | 0.036625 | 0.036625 | 0.98432 | -0.29993 | 0.98369 | -0.31221 | 10.0619
141 | 0.038565 | 0.0097395 | -0.038544 | -0.009726 | 2.1485e-05 | 1.3536e-05 | 0.058326 | 0.058326 | 0.058326 | 0.98432 | -0.29993 | 0.98372 | -0.31156 | 16.0238
142 | 0.023472 | 0.0059455 | -0.02346 | -0.005938 | 1.2236e-05 | 7.5031e-06 | 0.035529 | 0.035529 | 0.035529 | 0.98369 | -0.31221 | 0.98313 | -0.32307 | 9.7608
143 | 0.035531 | 0.0089709 | -0.035518 | -0.0089626 | 1.3222e-05 | 8.3072e-06 | 0.053769 | 0.053769 | 0.053769 | 0.98372 | -0.31156 | 0.98332 | -0.31933 | 14.7718
144 | 0.034384 | 0.0086785 | -0.034365 | -0.0086665 | 1.9138e-05 | 1.201e-05 | 0.052054 | 0.052054 | 0.052054 | 0.98332 | -0.31933 | 0.98273 | -0.33096 | 14.3005
145 | -0.039851 | -0.010009 | 0.039892 | 0.010035 | 4.0692e-05 | 2.566e-05 | 0.060147 | 0.060147 | 0.060147 | 0.98603 | -0.26777 | 0.98713 | -0.24639 | 16.5239
146 | 0.0057175 | 0.0014329 | -0.0057165 | -0.0014327 | 9.5398e-07 | 1.7476e-07 | 0.0086282 | 0.0086284 | 0.0086284 | 0.98603 | -0.26777 | 0.98585 | -0.27127 | 2.3704
147 | 0.0063709 | 0.0015967 | -0.0063699 | -0.0015965 | 9.9063e-07 | 2.6791e-07 | 0.0096036 | 0.0096038 | 0.0096038 | 0.98713 | -0.24639 | 0.98696 | -0.24966 | 2.6384
148 | 0.0035192 | 0.00088198 | -0.0035192 | -0.00088199 | 2.3562e-08 | -1.3634e-08 | 0.005297 | 0.005297 | 0.005297 | 0.98861 | -0.2177 | 0.9886 | -0.21784 | 1.4552

## res_trafo
| p_hv_mw | q_hv_mvar | p_lv_mw | q_lv_mvar | pl_mw | ql_mvar | i_hv_ka | i_lv_ka | vm_hv_pu | va_hv_degree | vm_lv_pu | va_lv_degree | loading_percent
0 | -1.2729e-15 | -1.3162e-15 | 0.00165 | 1.2699e-07 | 0.00165 | 1.2699e-07 | 5.2857e-17 | 0.0023815 | 0.99998 | 149.9956 | 1 | 0 | 0.2619

## res_ext_grid
| p_mw | q_mvar
0 | 0.3949 | 0.10092

## res_load
| p_mw | q_mvar
0 | 0.0080059 | 0.0020065
1 | 0.0033231 | 0.00083284
2 | 0.00084769 | 0.00021245
3 | 0.0058555 | 0.0014675
4 | 0.0045086 | 0.00113
5 | 0.0014175 | 0.00035526
6 | 0.00066161 | 0.00016581
7 | 0.0023949 | 0.00060022
8 | 0.00042956 | 0.00010766
9 | 0.0014122 | 0.00035394
10 | 0.00081549 | 0.00020438
11 | 0.0014686 | 0.00036808
12 | 0.0047384 | 0.0011876
13 | 0.003645 | 0.00091353
14 | 0.00028567 | 7.1595e-05
15 | 0.0037375 | 0.0009367
16 | 0.0010043 | 0.0002517
17 | 0.0020467 | 0.00051295
18 | 0.0012634 | 0.00031664
19 | 0.0088947 | 0.0022292
20 | 0.0018626 | 0.00046681
21 | 0.0023128 | 0.00057965
22 | 0.0047019 | 0.0011784
23 | 0.0015242 | 0.00038201
24 | 0.0021105 | 0.00052893
25 | 0.010437 | 0.0026157
26 | 0.0010431 | 0.00026143
27 | 0.0010864 | 0.00027228
28 | 0.0033143 | 0.00083064
29 | 0.0027278 | 0.00068365
30 | 0.0036137 | 0.00090568
31 | 0.0018452 | 0.00046245
32 | 0.0030664 | 0.00076851
33 | 0.0036111 | 0.00090502
34 | 0.00083899 | 0.00021027
35 | 0.0021196 | 0.00053121
36 | 0.0010416 | 0.00026106
37 | 0.0010677 | 0.00026758
38 | 0.003785 | 0.00094862
39 | 0.0032284 | 0.00080911
40 | 0.0008711 | 0.00021832
41 | 0.0028704 | 0.00071938
42 | 0.0052005 | 0.0013034
43 | 0.0056805 | 0.0014237
44 | 0.0042996 | 0.0010776
45 | 0.00472 | 0.0011829
46 | 0.0030801 | 0.00077194
47 | 0.0041203 | 0.0010326
48 | 0.0050982 | 0.0012777
49 | 0.0020373 | 0.00051058
50 | 0.0028251 | 0.00070803
51 | 0.0046304 | 0.0011605
52 | 0.002541 | 0.00063685
53 | 0.0077672 | 0.0019466
54 | 0.0044949 | 0.0011265
55 | 0.0032254 | 0.00080836
56 | 0.0029025 | 0.00072744
57 | 0.0044211 | 0.001108
58 | 0.0017243 | 0.00043215
59 | 0.0014165 | 0.00035501
60 | 0.0025053 | 0.00062788
61 | 0.0022231 | 0.00055716
62 | 0.0088719 | 0.0022235
63 | 0.0033114 | 0.00082991
64 | 0.0039634 | 0.00099331
65 | 0.0014976 | 0.00037535
66 | 0.0024564 | 0.00061564
67 | 0.0034731 | 0.00087045
68 | 0.0014845 | 0.00037205
69 | 0.0033497 | 0.00083951
70 | 0.0023869 | 0.00059821
71 | 0.0018996 | 0.00047609
72 | 0.0029614 | 0.00074221
73 | 0.0025265 | 0.00063319
74 | 0.0048979 | 0.0012275
75 | 0.0032188 | 0.0008067
76 | 0.0036026 | 0.00090289
77 | 0.0015975 | 0.00040038
78 | 0.0024933 | 0.00062488
79 | 0.00049582 | 0.00012426
80 | 0.0051593 | 0.0012931
81 | 0.0016594 | 0.00041587
82 | 0.0023775 | 0.00059586
83 | 0.0077463 | 0.0019414
84 | 0.0011975 | 0.00030013
85 | 0.008112 | 0.002033
86 | 0.0012173 | 0.0003051
87 | 0.012236 | 0.0030665
88 | 0.0053774 | 0.0013477
89 | 0.0015546 | 0.00038962
90 | 0.0026122 | 0.00065467
91 | 0.0099293 | 0.0024885
92 | 0.0013995 | 0.00035074
93 | 0.0072452 | 0.0018158
94 | 0.0037157 | 0.00093124
95 | 0.0052569 | 0.0013175
96 | 0.0014555 | 0.00036479
97 | 0.0023524 | 0.00058956
98 | 0.0029388 | 0.00073654
99 | 0.0034768 | 0.00087137
100 | 0.0065207 | 0.0016343
101 | 0.0019858 | 0.00049768
102 | 0.009686 | 0.0024276
103 | 0.0036742 | 0.00092083
104 | 0.00095375 | 0.00023903
105 | 0.00072479 | 0.00018165
106 | 0.0030128 | 0.00075509
107 | 0.0011655 | 0.00029211
108 | 0.0011336 | 0.00028409
109 | 0.00087306 | 0.00021881
110 | 0.0057165 | 0.0014327
111 | 0.0063699 | 0.0015965
112 | 0.0022536 | 0.00056481
113 | 0.0012569 | 0.000315
114 | 0.0028816 | 0.00072219
115 | 0.0030354 | 0.00076075
116 | 0.0035192 | 0.00088199

## dtypes
| element | column | dtype
0 | bus | name | object
1 | bus | vn_kv | float64
2 | bus | type | object
3 | bus | zone | object
4 | bus | in_service | bool
5 | load | name | object
6 | load | bus | uint32
7 | load | p_mw | float64
8 | load | q_mvar | float64
9 | load | const_z_percent | float64
10 | load | const_i_percent | float64
11 | load | sn_mva | float64
12 | load | scaling | float64
13 | load | in_service | bool
14 | load | type | object
15 | ext_grid | name | object
16 | ext_grid | bus | uint32
17 | ext_grid | vm_pu | float64
18 | ext_grid | va_degree | float64
19 | ext_grid | slack_weight | float64
20 | ext_grid | in_service | bool
21 | line | name | object
22 | line | std_type | object
23 | line | from_bus | uint32
24 | line | to_bus | uint32
25 | line | length_km | float64
26 | line | r_ohm_per_km | float64
27 | line | x_ohm_per_km | float64
28 | line | c_nf_per_km | float64
29 | line | g_us_per_km | float64
30 | line | max_i_ka | float64
31 | line | df | float64
32 | line | parallel | uint32
33 | line | type | object
34 | line | in_service | bool
35 | trafo | name | object
36 | trafo | std_type | object
37 | trafo | hv_bus | uint32
38 | trafo | lv_bus | uint32
39 | trafo | sn_mva | float64
40 | trafo | vn_hv_kv | float64
41 | trafo | vn_lv_kv | float64
42 | trafo | vk_percent | float64
43 | trafo | vkr_percent | float64
44 | trafo | pfe_kw | float64
45 | trafo | i0_percent | float64
46 | trafo | shift_degree | float64
47 | trafo | tap_side | object
48 | trafo | tap_neutral | int32
49 | trafo | tap_min | int32
50 | trafo | tap_max | int32
51 | trafo | tap_step_percent | float64
52 | trafo | tap_step_degree | float64
53 | trafo | tap_pos | int32
54 | trafo | tap_phase_shifter | bool
55 | trafo | parallel | uint32
56 | trafo | df | float64
57 | trafo | in_service | bool
58 | line_geodata | coords | object
59 | bus_geodata | x | float64
60 | bus_geodata | y | float64
61 | bus_geodata | coords | object
62 | res_bus | vm_pu | float64
63 | res_bus | va_degree | float64
64 | res_bus | p_mw | float64
65 | res_bus | q_mvar | float64
66 | res_line | p_from_mw | float64
67 | res_line | q_from_mvar | float64
68 | res_line | p_to_mw | float64
69 | res_line | q_to_mvar | float64
70 | res_line | pl_mw | float64
71 | res_line | ql_mvar | float64
72 | res_line | i_from_ka | float64
73 | res_line | i_to_ka | float64
74 | res_line | i_ka | float64
75 | res_line | vm_from_pu | float64
76 | res_line | va_from_degree | float64
77 | res_line | vm_to_pu | float64
78 | res_line | va_to_degree | float64
79 | res_line | loading_percent | float64
80 | res_trafo | p_hv_mw | float64
81 | res_trafo | q_hv_mvar | float64
82 | res_trafo | p_lv_mw | float64
83 | res_trafo | q_lv_mvar | float64
84 | res_trafo | pl_mw | float64
85 | res_trafo | ql_mvar | float64
86 | res_trafo | i_hv_ka | float64
87 | res_trafo | i_lv_ka | float64
88 | res_trafo | vm_hv_pu | float64
89 | res_trafo | va_hv_degree | float64
90 | res_trafo | vm_lv_pu | float64
91 | res_trafo | va_lv_degree | float64
92 | res_trafo | loading_percent | float64
93 | res_ext_grid | p_mw | float64
94 | res_ext_grid | q_mvar | float64
95 | res_load | p_mw | float64
96 | res_load | q_mvar | float64

## parameters
| version | format_version | converged | OPF_converged | name | f_hz | sn_mva
0 | 2.14.6 | 2.14.0 | TRUE | FALSE |  | 50 | 1