## bus
| name | vn_kv | type | zone | in_service
0 | bus_LV_2236-17_0_4_node_0 | 0.4 | n |  | TRUE
1 | bus_LV_2236-17_0_4_node_1 | 0.4 | n |  | TRUE
2 | bus_LV_2236-17_0_4_node_2 | 0.4 | n |  | TRUE
3 | bus_LV_2236-17_0_4_node_3 | 0.4 | n |  | TRUE
4 | bus_LV_2236-17_0_4_node_4 | 0.4 | n |  | TRUE
5 | bus_LV_2236-17_0_4_node_5 | 0.4 | n |  | TRUE
6 | bus_LV_2236-17_0_4_node_6 | 0.4 | n |  | TRUE
7 | bus_LV_2236-17_0_4_node_8 | 0.4 | n |  | TRUE
8 | bus_LV_2236-17_0_4_node_9 | 0.4 | n |  | TRUE
9 | bus_LV_2236-17_0_4_node_86 | 0.4 | n |  | TRUE
10 | bus_LV_2236-17_0_4_node_7 | 0.4 | n |  | TRUE
11 | bus_LV_2236-17_0_4_node_31 | 0.4 | n |  | TRUE
12 | bus_LV_2236-17_0_4_node_16 | 0.4 | n |  | TRUE
13 | bus_LV_2236-17_0_4_node_33 | 0.4 | n |  | TRUE
14 | bus_LV_2236-17_0_4_node_10 | 0.4 | n |  | TRUE
15 | bus_LV_2236-17_0_4_node_11 | 0.4 | n |  | TRUE
16 | bus_LV_2236-17_0_4_node_12 | 0.4 | n |  | TRUE
17 | bus_LV_2236-17_0_4_node_14 | 0.4 | n |  | TRUE
18 | bus_LV_2236-17_0_4_node_13 | 0.4 | n |  | TRUE
19 | bus_LV_2236-17_0_4_node_23 | 0.4 | n |  | TRUE
20 | bus_LV_2236-17_0_4_node_15 | 0.4 | n |  | TRUE
21 | bus_LV_2236-17_0_4_node_32 | 0.4 | n |  | TRUE
22 | bus_LV_2236-17_0_4_node_17 | 0.4 | n |  | TRUE
23 | bus_LV_2236-17_0_4_node_18 | 0.4 | n |  | TRUE
24 | bus_LV_2236-17_0_4_node_19 | 0.4 | n |  | TRUE
25 | bus_LV_2236-17_0_4_node_28 | 0.4 | n |  | TRUE
26 | bus_LV_2236-17_0_4_node_20 | 0.4 | n |  | TRUE
27 | bus_LV_2236-17_0_4_node_25 | 0.4 | n |  | TRUE
28 | bus_LV_2236-17_0_4_node_26 | 0.4 | n |  | TRUE
29 | bus_LV_2236-17_0_4_node_27 | 0.4 | n |  | TRUE
30 | bus_LV_2236-17_0_4_node_35 | 0.4 | n |  | TRUE
31 | bus_LV_2236-17_0_4_node_36 | 0.4 | n |  | TRUE
32 | bus_LV_2236-17_0_4_node_29 | 0.4 | n |  | TRUE
33 | bus_LV_2236-17_0_4_node_30 | 0.4 | n |  | TRUE
34 | bus_LV_2236-17_0_4_node_34 | 0.4 | n |  | TRUE
35 | bus_LV_2236-17_0_4_node_296 | 0.4 | n |  | TRUE
36 | bus_LV_2236-17_0_4_node_45 | 0.4 | n |  | TRUE
37 | bus_LV_2236-17_0_4_node_46 | 0.4 | n |  | TRUE
38 | bus_LV_2236-17_0_4_node_47 | 0.4 | n |  | TRUE
39 | bus_LV_2236-17_0_4_node_48 | 0.4 | n |  | TRUE
40 | bus_LV_2236-17_0_4_node_141 | 0.4 | n |  | TRUE
41 | bus_LV_2236-17_0_4_node_59 | 0.4 | n |  | TRUE
42 | bus_LV_2236-17_0_4_node_60 | 0.4 | n |  | TRUE
43 | bus_LV_2236-17_0_4_node_61 | 0.4 | n |  | TRUE
44 | bus_LV_2236-17_0_4_node_64 | 0.4 | n |  | TRUE
45 | bus_LV_2236-17_0_4_node_65 | 0.4 | n |  | TRUE
46 | bus_LV_2236-17_0_4_node_66 | 0.4 | n |  | TRUE
47 | bus_LV_2236-17_0_4_node_67 | 0.4 | n |  | TRUE
48 | bus_LV_2236-17_0_4_node_68 | 0.4 | n |  | TRUE
49 | bus_LV_2236-17_0_4_node_70 | 0.4 | n |  | TRUE
50 | bus_LV_2236-17_0_4_node_69 | 0.4 | n |  | TRUE
51 | bus_LV_2236-17_0_4_node_71 | 0.4 | n |  | TRUE
52 | bus_LV_2236-17_0_4_node_72 | 0.4 | n |  | TRUE
53 | bus_LV_2236-17_0_4_node_77 | 0.4 | n |  | TRUE
54 | bus_LV_2236-17_0_4_node_76 | 0.4 | n |  | TRUE
55 | bus_LV_2236-17_0_4_node_73 | 0.4 | n |  | TRUE
56 | bus_LV_2236-17_0_4_node_74 | 0.4 | n |  | TRUE
57 | bus_LV_2236-17_0_4_node_75 | 0.4 | n |  | TRUE
58 | bus_LV_2236-17_0_4_node_78 | 0.4 | n |  | TRUE
59 | bus_LV_2236-17_0_4_node_79 | 0.4 | n |  | TRUE
60 | bus_LV_2236-17_0_4_node_80 | 0.4 | n |  | TRUE
61 | bus_LV_2236-17_0_4_node_81 | 0.4 | n |  | TRUE
62 | bus_LV_2236-17_0_4_node_82 | 0.4 | n |  | TRUE
63 | bus_LV_2236-17_0_4_node_83 | 0.4 | n |  | TRUE
64 | bus_LV_2236-17_0_4_node_84 | 0.4 | n |  | TRUE
65 | bus_LV_2236-17_0_4_node_85 | 0.4 | n |  | TRUE
66 | bus_LV_2236-17_0_4_node_87 | 0.4 | n |  | TRUE
67 | bus_LV_2236-17_0_4_node_88 | 0.4 | n |  | TRUE
68 | bus_LV_2236-17_0_4_node_155 | 0.4 | n |  | TRUE
69 | bus_LV_2236-17_0_4_node_89 | 0.4 | n |  | TRUE
70 | bus_LV_2236-17_0_4_node_90 | 0.4 | n |  | TRUE
71 | bus_LV_2236-17_0_4_node_163 | 0.4 | n |  | TRUE
72 | bus_LV_2236-17_0_4_node_91 | 0.4 | n |  | TRUE
73 | bus_LV_2236-17_0_4_node_92 | 0.4 | n |  | TRUE
74 | bus_LV_2236-17_0_4_node_93 | 0.4 | n |  | TRUE
75 | bus_LV_2236-17_0_4_node_94 | 0.4 | n |  | TRUE
76 | bus_LV_2236-17_0_4_node_150 | 0.4 | n |  | TRUE
77 | bus_LV_2236-17_0_4_node_95 | 0.4 | n |  | TRUE
78 | bus_LV_2236-17_0_4_node_96 | 0.4 | n |  | TRUE
79 | bus_LV_2236-17_0_4_node_97 | 0.4 | n |  | TRUE
80 | bus_LV_2236-17_0_4_node_98 | 0.4 | n |  | TRUE
81 | bus_LV_2236-17_0_4_node_99 | 0.4 | n |  | TRUE
82 | bus_LV_2236-17_0_4_node_100 | 0.4 | n |  | TRUE
83 | bus_LV_2236-17_0_4_node_101 | 0.4 | n |  | TRUE
84 | bus_LV_2236-17_0_4_node_102 | 0.4 | n |  | TRUE
85 | bus_LV_2236-17_0_4_node_103 | 0.4 | n |  | TRUE
86 | bus_LV_2236-17_0_4_node_104 | 0.4 | n |  | TRUE
87 | bus_LV_2236-17_0_4_node_105 | 0.4 | n |  | TRUE
88 | bus_LV_2236-17_0_4_node_106 | 0.4 | n |  | TRUE
89 | bus_LV_2236-17_0_4_node_108 | 0.4 | n |  | TRUE
90 | bus_LV_2236-17_0_4_node_107 | 0.4 | n |  | TRUE
91 | bus_LV_2236-17_0_4_node_109 | 0.4 | n |  | TRUE
92 | bus_LV_2236-17_0_4_node_115 | 0.4 | n |  | TRUE
93 | bus_LV_2236-17_0_4_node_110 | 0.4 | n |  | TRUE
94 | bus_LV_2236-17_0_4_node_111 | 0.4 | n |  | TRUE
95 | bus_LV_2236-17_0_4_node_112 | 0.4 | n |  | TRUE
96 | bus_LV_2236-17_0_4_node_113 | 0.4 | n |  | TRUE
97 | bus_LV_2236-17_0_4_node_114 | 0.4 | n |  | TRUE
98 | bus_LV_2236-17_0_4_node_138 | 0.4 | n |  | TRUE
99 | bus_LV_2236-17_0_4_node_137 | 0.4 | n |  | TRUE
100 | bus_LV_2236-17_0_4_node_139 | 0.4 | n |  | TRUE
101 | bus_LV_2236-17_0_4_node_116 | 0.4 | n |  | TRUE
102 | bus_LV_2236-17_0_4_node_129 | 0.4 | n |  | TRUE
103 | bus_LV_2236-17_0_4_node_117 | 0.4 | n |  | TRUE
104 | bus_LV_2236-17_0_4_node_118 | 0.4 | n |  | TRUE
105 | bus_LV_2236-17_0_4_node_119 | 0.4 | n |  | TRUE
106 | bus_LV_2236-17_0_4_node_120 | 0.4 | n |  | TRUE
107 | bus_LV_2236-17_0_4_node_121 | 0.4 | n |  | TRUE
108 | bus_LV_2236-17_0_4_node_122 | 0.4 | n |  | TRUE
109 | bus_LV_2236-17_0_4_node_123 | 0.4 | n |  | TRUE
110 | bus_LV_2236-17_0_4_node_124 | 0.4 | n |  | TRUE
111 | bus_LV_2236-17_0_4_node_125 | 0.4 | n |  | TRUE
112 | bus_LV_2236-17_0_4_node_126 | 0.4 | n |  | TRUE
113 | bus_LV_2236-17_0_4_node_127 | 0.4 | n |  | TRUE
114 | bus_LV_2236-17_0_4_node_130 | 0.4 | n |  | TRUE
115 | bus_LV_2236-17_0_4_node_128 | 0.4 | n |  | TRUE
116 | bus_LV_2236-17_0_4_node_142 | 0.4 | n |  | TRUE
117 | bus_LV_2236-17_0_4_node_135 | 0.4 | n |  | TRUE
118 | bus_LV_2236-17_0_4_node_131 | 0.4 | n |  | TRUE
119 | bus_LV_2236-17_0_4_node_132 | 0.4 | n |  | TRUE
120 | bus_LV_2236-17_0_4_node_133 | 0.4 | n |  | TRUE
121 | bus_LV_2236-17_0_4_node_134 | 0.4 | n |  | TRUE
122 | bus_LV_2236-17_0_4_node_136 | 0.4 | n |  | TRUE
123 | bus_LV_2236-17_0_4_node_140 | 0.4 | n |  | TRUE
124 | bus_LV_2236-17_0_4_node_145 | 0.4 | n |  | TRUE
125 | bus_LV_2236-17_0_4_node_143 | 0.4 | n |  | TRUE
126 | bus_LV_2236-17_0_4_node_144 | 0.4 | n |  | TRUE
127 | bus_LV_2236-17_0_4_node_146 | 0.4 | n |  | TRUE
128 | bus_LV_2236-17_0_4_node_147 | 0.4 | n |  | TRUE
129 | bus_LV_2236-17_0_4_node_148 | 0.4 | n |  | TRUE
130 | bus_LV_2236-17_0_4_node_149 | 0.4 | n |  | TRUE
131 | bus_LV_2236-17_0_4_node_151 | 0.4 | n |  | TRUE
132 | bus_LV_2236-17_0_4_node_152 | 0.4 | n |  | TRUE
133 | bus_LV_2236-17_0_4_node_153 | 0.4 | n |  | TRUE
134 | bus_LV_2236-17_0_4_node_154 | 0.4 | n |  | TRUE
135 | bus_LV_2236-17_0_4_node_156 | 0.4 | n |  | TRUE
136 | bus_LV_2236-17_0_4_node_157 | 0.4 | n |  | TRUE
137 | bus_LV_2236-17_0_4_node_158 | 0.4 | n |  | TRUE
138 | bus_LV_2236-17_0_4_node_159 | 0.4 | n |  | TRUE
139 | bus_LV_2236-17_0_4_node_160 | 0.4 | n |  | TRUE
140 | bus_LV_2236-17_0_4_node_161 | 0.4 | n |  | TRUE
141 | bus_LV_2236-17_0_4_node_162 | 0.4 | n |  | TRUE
142 | bus_MV_27_2_node_195 | 20 | n |  | TRUE

## load
| name | bus | p_mw | q_mvar | const_z_percent | const_i_percent | sn_mva | scaling | in_service | type
0 | LV_2236-17_0_4_load_0 | 0 | 0.0018078 | 0.00045308 | 0 | 0 |  | 1 | TRUE | wye
1 | LV_2236-17_0_4_load_3 | 3 | 0.00086155 | 0.00021593 | 0 | 0 |  | 1 | TRUE | wye
2 | LV_2236-17_0_4_load_4 | 4 | 0.0001748 | 4.381e-05 | 0 | 0 |  | 1 | TRUE | wye
3 | LV_2236-17_0_4_load_5 | 5 | 0.0004297 | 0.00010769 | 0 | 0 |  | 1 | TRUE | wye
4 | LV_2236-17_0_4_load_6 | 6 | 0.0012557 | 0.0003147 | 0 | 0 |  | 1 | TRUE | wye
5 | LV_2236-17_0_4_load_8 | 7 | 0.00055536 | 0.00013919 | 0 | 0 |  | 1 | TRUE | wye
6 | LV_2236-17_0_4_load_9 | 8 | 0.00038714 | 9.7027e-05 | 0 | 0 |  | 1 | TRUE | wye
7 | LV_2236-17_0_4_load_86 | 9 | 0.00092171 | 0.000231 | 0 | 0 |  | 1 | TRUE | wye
8 | LV_2236-17_0_4_load_7 | 10 | 0.00087184 | 0.0002185 | 0 | 0 |  | 1 | TRUE | wye
9 | LV_2236-17_0_4_load_31 | 11 | 0.00012619 | 3.1627e-05 | 0 | 0 |  | 1 | TRUE | wye
10 | LV_2236-17_0_4_load_33 | 13 | 0.00012047 | 3.0193e-05 | 0 | 0 |  | 1 | TRUE | wye
11 | LV_2236-17_0_4_load_10 | 14 | 0.0013971 | 0.00035016 | 0 | 0 |  | 1 | TRUE | wye
12 | LV_2236-17_0_4_load_14 | 17 | 0.00024616 | 6.1693e-05 | 0 | 0 |  | 1 | TRUE | wye
13 | LV_2236-17_0_4_load_23 | 19 | 0.00020086 | 5.0341e-05 | 0 | 0 |  | 1 | TRUE | wye
14 | LV_2236-17_0_4_load_15 | 20 | 0.00024667 | 6.1822e-05 | 0 | 0 |  | 1 | TRUE | wye
15 | LV_2236-17_0_4_load_32 | 21 | 0.00039711 | 9.9526e-05 | 0 | 0 |  | 1 | TRUE | wye
16 | LV_2236-17_0_4_load_17 | 22 | 0.00172 | 0.00043106 | 0 | 0 |  | 1 | TRUE | wye
17 | LV_2236-17_0_4_load_20 | 26 | 0.00045436 | 0.00011387 | 0 | 0 |  | 1 | TRUE | wye
18 | LV_2236-17_0_4_load_26 | 28 | 0.0058763 | 0.0014727 | 0 | 0 |  | 1 | TRUE | wye
19 | LV_2236-17_0_4_load_27 | 29 | 0.00024658 | 6.1799e-05 | 0 | 0 |  | 1 | TRUE | wye
20 | LV_2236-17_0_4_load_35 | 30 | 0.0011332 | 0.00028401 | 0 | 0 |  | 1 | TRUE | wye
21 | LV_2236-17_0_4_load_36 | 31 | 0.001094 | 0.00027418 | 0 | 0 |  | 1 | TRUE | wye
22 | LV_2236-17_0_4_load_29 | 32 | 0.00050222 | 0.00012587 | 0 | 0 |  | 1 | TRUE | wye
23 | LV_2236-17_0_4_load_30 | 33 | 0.0001893 | 4.7442e-05 | 0 | 0 |  | 1 | TRUE | wye
24 | LV_2236-17_0_4_load_34 | 34 | 0.00098184 | 0.00024607 | 0 | 0 |  | 1 | TRUE | wye
25 | LV_2236-17_0_4_load_296 | 35 | 0.0019217 | 0.00048163 | 0 | 0 |  | 1 | TRUE | wye
26 | LV_2236-17_0_4_load_45 | 36 | 0.0020054 | 0.0005026 | 0 | 0 |  | 1 | TRUE | wye
27 | LV_2236-17_0_4_load_46 | 37 | 0.0038838 | 0.00097337 | 0 | 0 |  | 1 | TRUE | wye
28 | LV_2236-17_0_4_load_47 | 38 | 0.0018147 | 0.00045481 | 0 | 0 |  | 1 | TRUE | wye
29 | LV_2236-17_0_4_load_48 | 39 | 0.001593 | 0.00039925 | 0 | 0 |  | 1 | TRUE | wye
30 | LV_2236-17_0_4_load_141 | 40 | 0.0011347 | 0.00028438 | 0 | 0 |  | 1 | TRUE | wye
31 | LV_2236-17_0_4_load_59 | 41 | 0.0015176 | 0.00038035 | 0 | 0 |  | 1 | TRUE | wye
32 | LV_2236-17_0_4_load_60 | 42 | 0.00041176 | 0.0001032 | 0 | 0 |  | 1 | TRUE | wye
33 | LV_2236-17_0_4_load_61 | 43 | 0.00017242 | 4.3211e-05 | 0 | 0 |  | 1 | TRUE | wye
34 | LV_2236-17_0_4_load_64 | 44 | 0.00064956 | 0.00016279 | 0 | 0 |  | 1 | TRUE | wye
35 | LV_2236-17_0_4_load_66 | 46 | 0.00053691 | 0.00013456 | 0 | 0 |  | 1 | TRUE | wye
36 | LV_2236-17_0_4_load_68 | 48 | 0.00068404 | 0.00017144 | 0 | 0 |  | 1 | TRUE | wye
37 | LV_2236-17_0_4_load_69 | 50 | 0.001491 | 0.00037367 | 0 | 0 |  | 1 | TRUE | wye
38 | LV_2236-17_0_4_load_71 | 51 | 0.00025983 | 6.512e-05 | 0 | 0 |  | 1 | TRUE | wye
39 | LV_2236-17_0_4_load_72 | 52 | 0.00035727 | 8.9541e-05 | 0 | 0 |  | 1 | TRUE | wye
40 | LV_2236-17_0_4_load_77 | 53 | 0.00032862 | 8.2361e-05 | 0 | 0 |  | 1 | TRUE | wye
41 | LV_2236-17_0_4_load_76 | 54 | 0.00058257 | 0.00014601 | 0 | 0 |  | 1 | TRUE | wye
42 | LV_2236-17_0_4_load_73 | 55 | 0.00050874 | 0.0001275 | 0 | 0 |  | 1 | TRUE | wye
43 | LV_2236-17_0_4_load_74 | 56 | 0.0014668 | 0.00036762 | 0 | 0 |  | 1 | TRUE | wye
44 | LV_2236-17_0_4_load_75 | 57 | 0.0002608 | 6.5362e-05 | 0 | 0 |  | 1 | TRUE | wye
45 | LV_2236-17_0_4_load_78 | 58 | 0.00075605 | 0.00018948 | 0 | 0 |  | 1 | TRUE | wye
46 | LV_2236-17_0_4_load_79 | 59 | 0.00099891 | 0.00025035 | 0 | 0 |  | 1 | TRUE | wye
47 | LV_2236-17_0_4_load_80 | 60 | 0.000435 | 0.00010902 | 0 | 0 |  | 1 | TRUE | wye
48 | LV_2236-17_0_4_load_81 | 61 | 0.00013651 | 3.4212e-05 | 0 | 0 |  | 1 | TRUE | wye
49 | LV_2236-17_0_4_load_82 | 62 | 0.00067667 | 0.00016959 | 0 | 0 |  | 1 | TRUE | wye
50 | LV_2236-17_0_4_load_83 | 63 | 0.00027656 | 6.9314e-05 | 0 | 0 |  | 1 | TRUE | wye
51 | LV_2236-17_0_4_load_84 | 64 | 0.00095925 | 0.00024041 | 0 | 0 |  | 1 | TRUE | wye
52 | LV_2236-17_0_4_load_87 | 66 | 0.00085635 | 0.00021462 | 0 | 0 |  | 1 | TRUE | wye
53 | LV_2236-17_0_4_load_88 | 67 | 0.0011642 | 0.00029178 | 0 | 0 |  | 1 | TRUE | wye
54 | LV_2236-17_0_4_load_89 | 69 | 0.006461 | 0.0016193 | 0 | 0 |  | 1 | TRUE | wye
55 | LV_2236-17_0_4_load_90 | 70 | 0.0034254 | 0.00085849 | 0 | 0 |  | 1 | TRUE | wye
56 | LV_2236-17_0_4_load_163 | 71 | 0.00019591 | 4.91e-05 | 0 | 0 |  | 1 | TRUE | wye
57 | LV_2236-17_0_4_load_91 | 72 | 0.0020916 | 0.0005242 | 0 | 0 |  | 1 | TRUE | wye
58 | LV_2236-17_0_4_load_92 | 73 | 0.00093176 | 0.00023352 | 0 | 0 |  | 1 | TRUE | wye
59 | LV_2236-17_0_4_load_93 | 74 | 0.001298 | 0.0003253 | 0 | 0 |  | 1 | TRUE | wye
60 | LV_2236-17_0_4_load_94 | 75 | 0.0018409 | 0.00046137 | 0 | 0 |  | 1 | TRUE | wye
61 | LV_2236-17_0_4_load_150 | 76 | 0.0035213 | 0.00088251 | 0 | 0 |  | 1 | TRUE | wye
62 | LV_2236-17_0_4_load_95 | 77 | 0.0043223 | 0.0010833 | 0 | 0 |  | 1 | TRUE | wye
63 | LV_2236-17_0_4_load_96 | 78 | 0.001151 | 0.00028848 | 0 | 0 |  | 1 | TRUE | wye
64 | LV_2236-17_0_4_load_98 | 80 | 0.0018377 | 0.00046057 | 0 | 0 |  | 1 | TRUE | wye
65 | LV_2236-17_0_4_load_99 | 81 | 0.0043735 | 0.0010961 | 0 | 0 |  | 1 | TRUE | wye
66 | LV_2236-17_0_4_load_100 | 82 | 0.0017812 | 0.0004464 | 0 | 0 |  | 1 | TRUE | wye
67 | LV_2236-17_0_4_load_102 | 84 | 0.0018115 | 0.000454 | 0 | 0 |  | 1 | TRUE | wye
68 | LV_2236-17_0_4_load_103 | 85 | 0.0011952 | 0.00029955 | 0 | 0 |  | 1 | TRUE | wye
69 | LV_2236-17_0_4_load_104 | 86 | 0.001843 | 0.00046191 | 0 | 0 |  | 1 | TRUE | wye
70 | LV_2236-17_0_4_load_105 | 87 | 0.0028362 | 0.00071083 | 0 | 0 |  | 1 | TRUE | wye
71 | LV_2236-17_0_4_load_106 | 88 | 0.0024298 | 0.00060898 | 0 | 0 |  | 1 | TRUE | wye
72 | LV_2236-17_0_4_load_108 | 89 | 0.0018884 | 0.00047328 | 0 | 0 |  | 1 | TRUE | wye
73 | LV_2236-17_0_4_load_107 | 90 | 0.0010454 | 0.000262 | 0 | 0 |  | 1 | TRUE | wye
74 | LV_2236-17_0_4_load_109 | 91 | 0.001093 | 0.00027394 | 0 | 0 |  | 1 | TRUE | wye
75 | LV_2236-17_0_4_load_115 | 92 | 0.0011302 | 0.00028325 | 0 | 0 |  | 1 | TRUE | wye
76 | LV_2236-17_0_4_load_111 | 94 | 0.0015906 | 0.00039864 | 0 | 0 |  | 1 | TRUE | wye
77 | LV_2236-17_0_4_load_112 | 95 | 0.0020993 | 0.00052614 | 0 | 0 |  | 1 | TRUE | wye
78 | LV_2236-17_0_4_load_114 | 97 | 0.0059692 | 0.001496 | 0 | 0 |  | 1 | TRUE | wye
79 | LV_2236-17_0_4_load_138 | 98 | 0.0011522 | 0.00028877 | 0 | 0 |  | 1 | TRUE | wye
80 | LV_2236-17_0_4_load_137 | 99 | 0.001284 | 0.0003218 | 0 | 0 |  | 1 | TRUE | wye
81 | LV_2236-17_0_4_load_139 | 100 | 0.0054189 | 0.0013581 | 0 | 0 |  | 1 | TRUE | wye
82 | LV_2236-17_0_4_load_116 | 101 | 0.0016991 | 0.00042582 | 0 | 0 |  | 1 | TRUE | wye
83 | LV_2236-17_0_4_load_129 | 102 | 0.0012623 | 0.00031635 | 0 | 0 |  | 1 | TRUE | wye
84 | LV_2236-17_0_4_load_117 | 103 | 0.00082476 | 0.00020671 | 0 | 0 |  | 1 | TRUE | wye
85 | LV_2236-17_0_4_load_118 | 104 | 0.0014729 | 0.00036915 | 0 | 0 |  | 1 | TRUE | wye
86 | LV_2236-17_0_4_load_119 | 105 | 0.001229 | 0.00030802 | 0 | 0 |  | 1 | TRUE | wye
87 | LV_2236-17_0_4_load_120 | 106 | 0.0010882 | 0.00027273 | 0 | 0 |  | 1 | TRUE | wye
88 | LV_2236-17_0_4_load_121 | 107 | 0.0031432 | 0.00078777 | 0 | 0 |  | 1 | TRUE | wye
89 | LV_2236-17_0_4_load_124 | 110 | 0.0038077 | 0.00095431 | 0 | 0 |  | 1 | TRUE | wye
90 | LV_2236-17_0_4_load_125 | 111 | 0.0020659 | 0.00051777 | 0 | 0 |  | 1 | TRUE | wye
91 | LV_2236-17_0_4_load_126 | 112 | 0.00092332 | 0.00023141 | 0 | 0 |  | 1 | TRUE | wye
92 | LV_2236-17_0_4_load_130 | 114 | 0.0014214 | 0.00035622 | 0 | 0 |  | 1 | TRUE | wye
93 | LV_2236-17_0_4_load_128 | 115 | 0.00048012 | 0.00012033 | 0 | 0 |  | 1 | TRUE | wye
94 | LV_2236-17_0_4_load_131 | 118 | 0.00041374 | 0.00010369 | 0 | 0 |  | 1 | TRUE | wye
95 | LV_2236-17_0_4_load_132 | 119 | 0.0014786 | 0.00037057 | 0 | 0 |  | 1 | TRUE | wye
96 | LV_2236-17_0_4_load_133 | 120 | 0.00089391 | 0.00022403 | 0 | 0 |  | 1 | TRUE | wye
97 | LV_2236-17_0_4_load_134 | 121 | 0.00063197 | 0.00015839 | 0 | 0 |  | 1 | TRUE | wye
98 | LV_2236-17_0_4_load_136 | 122 | 0.006 | 0.0015038 | 0 | 0 |  | 1 | TRUE | wye
99 | LV_2236-17_0_4_load_140 | 123 | 0.00081313 | 0.00020379 | 0 | 0 |  | 1 | TRUE | wye
100 | LV_2236-17_0_4_load_143 | 125 | 0.0031611 | 0.00079224 | 0 | 0 |  | 1 | TRUE | wye
101 | LV_2236-17_0_4_load_144 | 126 | 0.0068945 | 0.0017279 | 0 | 0 |  | 1 | TRUE | wye
102 | LV_2236-17_0_4_load_146 | 127 | 0.0035108 | 0.00087989 | 0 | 0 |  | 1 | TRUE | wye
103 | LV_2236-17_0_4_load_148 | 129 | 0.030489 | 0.0076414 | 0 | 0 |  | 1 | TRUE | wye
104 | LV_2236-17_0_4_load_149 | 130 | 0.0025072 | 0.00062836 | 0 | 0 |  | 1 | TRUE | wye
105 | LV_2236-17_0_4_load_151 | 131 | 0.00053073 | 0.00013301 | 0 | 0 |  | 1 | TRUE | wye
106 | LV_2236-17_0_4_load_152 | 132 | 0.00097654 | 0.00024474 | 0 | 0 |  | 1 | TRUE | wye
107 | LV_2236-17_0_4_load_153 | 133 | 0.0037704 | 0.00094495 | 0 | 0 |  | 1 | TRUE | wye
108 | LV_2236-17_0_4_load_154 | 134 | 0.0016755 | 0.00041993 | 0 | 0 |  | 1 | TRUE | wye
109 | LV_2236-17_0_4_load_156 | 135 | 0.00069333 | 0.00017376 | 0 | 0 |  | 1 | TRUE | wye
110 | LV_2236-17_0_4_load_157 | 136 | 0.0033704 | 0.00084471 | 0 | 0 |  | 1 | TRUE | wye
111 | LV_2236-17_0_4_load_158 | 137 | 0.00064379 | 0.00016135 | 0 | 0 |  | 1 | TRUE | wye
112 | LV_2236-17_0_4_load_159 | 138 | 0.0014903 | 0.00037351 | 0 | 0 |  | 1 | TRUE | wye
113 | LV_2236-17_0_4_load_160 | 139 | 0.0012352 | 0.00030956 | 0 | 0 |  | 1 | TRUE | wye
114 | LV_2236-17_0_4_load_161 | 140 | 0.00214 | 0.00053634 | 0 | 0 |  | 1 | TRUE | wye
115 | LV_2236-17_0_4_load_162 | 141 | 0.0027731 | 0.00069501 | 0 | 0 |  | 1 | TRUE | wye

## ext_grid
| name | bus | vm_pu | va_degree | slack_weight | in_service
0 |  | 124 | 1 | 0 | 1 | TRUE

## line
| name | std_type | from_bus | to_bus | length_km | r_ohm_per_km | x_ohm_per_km | c_nf_per_km | g_us_per_km | max_i_ka | df | parallel | type | in_service
0 | LV_2236-17_0_4_line_0 |  | 0 | 1 | 0.032443 | 0.125 | 0.08 | 261 | 0 | 0.364 | 1 | 1 | cs | TRUE
1 | LV_2236-17_0_4_line_1 |  | 0 | 2 | 0.072638 | 0.125 | 0.08 | 261 | 0 | 0.364 | 1 | 1 | cs | TRUE
2 | LV_2236-17_0_4_line_2 |  | 1 | 3 | 0.081168 | 0.125 | 0.08 | 261 | 0 | 0.364 | 1 | 1 | cs | TRUE
3 | LV_2236-17_0_4_line_3 |  | 2 | 4 | 0.0058397 | 0.125 | 0.08 | 261 | 0 | 0.364 | 1 | 1 | cs | TRUE
4 | LV_2236-17_0_4_line_4 |  | 2 | 5 | 0.045802 | 0.125 | 0.08 | 261 | 0 | 0.364 | 1 | 1 | cs | TRUE
5 | LV_2236-17_0_4_line_5 |  | 3 | 6 | 0.02968 | 0.125 | 0.08 | 261 | 0 | 0.364 | 1 | 1 | cs | TRUE
6 | LV_2236-17_0_4_line_6 |  | 4 | 7 | 0.047135 | 0.125 | 0.08 | 261 | 0 | 0.364 | 1 | 1 | cs | TRUE
7 | LV_2236-17_0_4_line_7 |  | 5 | 8 | 0.0084419 | 0.125 | 0.08 | 261 | 0 | 0.364 | 1 | 1 | cs | TRUE
8 | LV_2236-17_0_4_line_8 |  | 6 | 9 | 0.023544 | 0.125 | 0.08 | 261 | 0 | 0.364 | 1 | 1 | cs | TRUE
9 | LV_2236-17_0_4_line_9 |  | 7 | 12 | 0.021754 | 0.125 | 0.08 | 261 | 0 | 0.364 | 1 | 1 | cs | TRUE
10 | LV_2236-17_0_4_line_10 |  | 8 | 13 | 0.054912 | 0.125 | 0.08 | 261 | 0 | 0.364 | 1 | 1 | cs | TRUE
11 | LV_2236-17_0_4_line_11 |  | 9 | 65 | 0.057667 | 0.125 | 0.08 | 261 | 0 | 0.364 | 1 | 1 | cs | TRUE
12 | LV_2236-17_0_4_line_12 |  | 10 | 11 | 0.54611 | 0.125 | 0.08 | 261 | 0 | 0.364 | 1 | 1 | cs | TRUE
13 | LV_2236-17_0_4_line_13 |  | 11 | 32 | 0.0087628 | 0.125 | 0.08 | 261 | 0 | 0.364 | 1 | 1 | cs | TRUE
14 | LV_2236-17_0_4_line_14 |  | 12 | 18 | 0.058865 | 0.125 | 0.08 | 261 | 0 | 0.364 | 1 | 1 | cs | TRUE
15 | LV_2236-17_0_4_line_15 |  | 13 | 34 | 0.0012153 | 0.125 | 0.08 | 261 | 0 | 0.364 | 1 | 1 | cs | TRUE
16 | LV_2236-17_0_4_line_16 |  | 14 | 15 | 0.064402 | 0.125 | 0.08 | 261 | 0 | 0.364 | 1 | 1 | cs | TRUE
17 | LV_2236-17_0_4_line_17 |  | 14 | 16 | 0.043985 | 0.125 | 0.08 | 261 | 0 | 0.364 | 1 | 1 | cs | TRUE
18 | LV_2236-17_0_4_line_18 |  | 14 | 17 | 0.14363 | 0.125 | 0.08 | 261 | 0 | 0.364 | 1 | 1 | cs | TRUE
19 | LV_2236-17_0_4_line_19 |  | 15 | 18 | 0.029758 | 0.125 | 0.08 | 261 | 0 | 0.364 | 1 | 1 | cs | TRUE
20 | LV_2236-17_0_4_line_20 |  | 16 | 19 | 0.43425 | 0.125 | 0.08 | 261 | 0 | 0.364 | 1 | 1 | cs | TRUE
21 | LV_2236-17_0_4_line_21 |  | 17 | 20 | 0.021528 | 0.125 | 0.08 | 261 | 0 | 0.364 | 1 | 1 | cs | TRUE
22 | LV_2236-17_0_4_line_22 |  | 19 | 27 | 0.04081 | 0.125 | 0.08 | 261 | 0 | 0.364 | 1 | 1 | cs | TRUE
23 | LV_2236-17_0_4_line_23 |  | 20 | 21 | 0.037761 | 0.125 | 0.08 | 261 | 0 | 0.364 | 1 | 1 | cs | TRUE
24 | LV_2236-17_0_4_line_24 |  | 21 | 33 | 0.045915 | 0.125 | 0.08 | 261 | 0 | 0.364 | 1 | 1 | cs | TRUE
25 | LV_2236-17_0_4_line_25 |  | 22 | 23 | 0.060283 | 0.125 | 0.08 | 261 | 0 | 0.364 | 1 | 1 | cs | TRUE
26 | LV_2236-17_0_4_line_26 |  | 23 | 24 | 0.027977 | 0.125 | 0.08 | 261 | 0 | 0.364 | 1 | 1 | cs | TRUE
27 | LV_2236-17_0_4_line_27 |  | 23 | 25 | 0.088523 | 0.125 | 0.08 | 261 | 0 | 0.364 | 1 | 1 | cs | TRUE
28 | LV_2236-17_0_4_line_28 |  | 24 | 26 | 0.036105 | 0.125 | 0.08 | 261 | 0 | 0.364 | 1 | 1 | cs | TRUE
29 | LV_2236-17_0_4_line_29 |  | 25 | 31 | 0.04865 | 0.125 | 0.08 | 261 | 0 | 0.364 | 1 | 1 | cs | TRUE
30 | LV_2236-17_0_4_line_30 |  | 25 | 29 | 0.025241 | 0.125 | 0.08 | 261 | 0 | 0.364 | 1 | 1 | cs | TRUE
31 | LV_2236-17_0_4_line_31 |  | 27 | 28 | 0.054141 | 0.125 | 0.08 | 261 | 0 | 0.364 | 1 | 1 | cs | TRUE
32 | LV_2236-17_0_4_line_32 |  | 27 | 29 | 0.012702 | 0.125 | 0.08 | 261 | 0 | 0.364 | 1 | 1 | cs | TRUE
33 | LV_2236-17_0_4_line_33 |  | 28 | 30 | 0.070959 | 0.125 | 0.08 | 261 | 0 | 0.364 | 1 | 1 | cs | TRUE
34 | LV_2236-17_0_4_line_34 |  | 30 | 35 | 0.38538 | 0.125 | 0.08 | 261 | 0 | 0.364 | 1 | 1 | cs | TRUE
35 | LV_2236-17_0_4_line_35 |  | 32 | 33 | 0.047947 | 0.125 | 0.08 | 261 | 0 | 0.364 | 1 | 1 | cs | TRUE
36 | LV_2236-17_0_4_line_36 |  | 35 | 43 | 0.15842 | 0.125 | 0.08 | 261 | 0 | 0.364 | 1 | 1 | cs | TRUE
37 | LV_2236-17_0_4_line_37 |  | 36 | 37 | 0.0067092 | 0.125 | 0.08 | 261 | 0 | 0.364 | 1 | 1 | cs | TRUE
38 | LV_2236-17_0_4_line_38 |  | 36 | 38 | 0.32664 | 0.125 | 0.08 | 261 | 0 | 0.364 | 1 | 1 | cs | TRUE
39 | LV_2236-17_0_4_line_39 |  | 38 | 39 | 0.010175 | 0.125 | 0.08 | 261 | 0 | 0.364 | 1 | 1 | cs | TRUE
40 | LV_2236-17_0_4_line_40 |  | 39 | 40 | 0.033557 | 0.125 | 0.08 | 261 | 0 | 0.364 | 1 | 1 | cs | TRUE
41 | LV_2236-17_0_4_line_41 |  | 40 | 123 | 0.0082957 | 0.125 | 0.08 | 261 | 0 | 0.364 | 1 | 1 | cs | TRUE
42 | LV_2236-17_0_4_line_42 |  | 41 | 42 | 0.028931 | 0.125 | 0.08 | 261 | 0 | 0.364 | 1 | 1 | cs | TRUE
43 | LV_2236-17_0_4_line_43 |  | 42 | 43 | 0.014203 | 0.125 | 0.08 | 261 | 0 | 0.364 | 1 | 1 | cs | TRUE
44 | LV_2236-17_0_4_line_44 |  | 44 | 45 | 0.064993 | 0.125 | 0.08 | 261 | 0 | 0.364 | 1 | 1 | cs | TRUE
45 | LV_2236-17_0_4_line_45 |  | 44 | 46 | 0.0044438 | 0.125 | 0.08 | 261 | 0 | 0.364 | 1 | 1 | cs | TRUE
46 | LV_2236-17_0_4_line_46 |  | 45 | 47 | 0.045815 | 0.125 | 0.08 | 261 | 0 | 0.364 | 1 | 1 | cs | TRUE
47 | LV_2236-17_0_4_line_47 |  | 47 | 48 | 0.012892 | 0.125 | 0.08 | 261 | 0 | 0.364 | 1 | 1 | cs | TRUE
48 | LV_2236-17_0_4_line_48 |  | 47 | 49 | 0.091138 | 0.125 | 0.08 | 261 | 0 | 0.364 | 1 | 1 | cs | TRUE
49 | LV_2236-17_0_4_line_49 |  | 48 | 50 | 0.069583 | 0.125 | 0.08 | 261 | 0 | 0.364 | 1 | 1 | cs | TRUE
50 | LV_2236-17_0_4_line_50 |  | 49 | 51 | 0.036677 | 0.125 | 0.08 | 261 | 0 | 0.364 | 1 | 1 | cs | TRUE
51 | LV_2236-17_0_4_line_51 |  | 49 | 52 | 0.05872 | 0.125 | 0.08 | 261 | 0 | 0.364 | 1 | 1 | cs | TRUE
52 | LV_2236-17_0_4_line_52 |  | 51 | 53 | 0.052903 | 0.125 | 0.08 | 261 | 0 | 0.364 | 1 | 1 | cs | TRUE
53 | LV_2236-17_0_4_line_53 |  | 52 | 54 | 0.015144 | 0.125 | 0.08 | 261 | 0 | 0.364 | 1 | 1 | cs | TRUE
54 | LV_2236-17_0_4_line_54 |  | 53 | 58 | 0.046345 | 0.125 | 0.08 | 261 | 0 | 0.364 | 1 | 1 | cs | TRUE
55 | LV_2236-17_0_4_line_55 |  | 54 | 57 | 0.056168 | 0.125 | 0.08 | 261 | 0 | 0.364 | 1 | 1 | cs | TRUE
56 | LV_2236-17_0_4_line_56 |  | 55 | 56 | 0.0017435 | 0.125 | 0.08 | 261 | 0 | 0.364 | 1 | 1 | cs | TRUE
57 | LV_2236-17_0_4_line_57 |  | 55 | 57 | 0.14548 | 0.125 | 0.08 | 261 | 0 | 0.364 | 1 | 1 | cs | TRUE
58 | LV_2236-17_0_4_line_58 |  | 58 | 59 | 0.045557 | 0.125 | 0.08 | 261 | 0 | 0.364 | 1 | 1 | cs | TRUE
59 | LV_2236-17_0_4_line_59 |  | 59 | 60 | 0.036216 | 0.125 | 0.08 | 261 | 0 | 0.364 | 1 | 1 | cs | TRUE
60 | LV_2236-17_0_4_line_60 |  | 60 | 61 | 0.053108 | 0.125 | 0.08 | 261 | 0 | 0.364 | 1 | 1 | cs | TRUE
61 | LV_2236-17_0_4_line_61 |  | 61 | 62 | 0.011429 | 0.125 | 0.08 | 261 | 0 | 0.364 | 1 | 1 | cs | TRUE
62 | LV_2236-17_0_4_line_62 |  | 62 | 63 | 0.022748 | 0.125 | 0.08 | 261 | 0 | 0.364 | 1 | 1 | cs | TRUE
63 | LV_2236-17_0_4_line_63 |  | 63 | 64 | 0.0064853 | 0.125 | 0.08 | 261 | 0 | 0.364 | 1 | 1 | cs | TRUE
64 | LV_2236-17_0_4_line_64 |  | 64 | 65 | 0.039632 | 0.125 | 0.08 | 261 | 0 | 0.364 | 1 | 1 | cs | TRUE
65 | LV_2236-17_0_4_line_65 |  | 65 | 66 | 0.12167 | 0.125 | 0.08 | 261 | 0 | 0.364 | 1 | 1 | cs | TRUE
66 | LV_2236-17_0_4_line_66 |  | 66 | 67 | 0.019555 | 0.125 | 0.08 | 261 | 0 | 0.364 | 1 | 2 | cs | TRUE
67 | LV_2236-17_0_4_line_67 |  | 67 | 68 | 0.016732 | 0.125 | 0.08 | 261 | 0 | 0.364 | 1 | 2 | cs | TRUE
68 | LV_2236-17_0_4_line_68 |  | 68 | 135 | 0.045117 | 0.125 | 0.08 | 261 | 0 | 0.364 | 1 | 1 | cs | TRUE
69 | LV_2236-17_0_4_line_69 |  | 68 | 134 | 0.016577 | 0.125 | 0.08 | 261 | 0 | 0.364 | 1 | 2 | cs | TRUE
70 | LV_2236-17_0_4_line_70 |  | 69 | 70 | 0.037353 | 0.125 | 0.08 | 261 | 0 | 0.364 | 1 | 1 | cs | TRUE
71 | LV_2236-17_0_4_line_71 |  | 69 | 71 | 0.093134 | 0.125 | 0.08 | 261 | 0 | 0.364 | 1 | 1 | cs | TRUE
72 | LV_2236-17_0_4_line_72 |  | 70 | 72 | 0.0025174 | 0.125 | 0.08 | 261 | 0 | 0.364 | 1 | 1 | cs | TRUE
73 | LV_2236-17_0_4_line_73 |  | 71 | 141 | 0.089788 | 0.125 | 0.08 | 261 | 0 | 0.364 | 1 | 1 | cs | TRUE
74 | LV_2236-17_0_4_line_74 |  | 73 | 74 | 0.016741 | 0.125 | 0.08 | 261 | 0 | 0.364 | 1 | 1 | cs | TRUE
75 | LV_2236-17_0_4_line_75 |  | 74 | 75 | 0.037773 | 0.125 | 0.08 | 261 | 0 | 0.364 | 1 | 1 | cs | TRUE
76 | LV_2236-17_0_4_line_76 |  | 75 | 76 | 0.026603 | 0.125 | 0.08 | 261 | 0 | 0.364 | 1 | 1 | cs | TRUE
77 | LV_2236-17_0_4_line_77 |  | 76 | 131 | 0.010534 | 0.125 | 0.08 | 261 | 0 | 0.364 | 1 | 2 | cs | TRUE
78 | LV_2236-17_0_4_line_78 |  | 76 | 128 | 0.029852 | 0.125 | 0.08 | 261 | 0 | 0.364 | 1 | 2 | cs | TRUE
79 | LV_2236-17_0_4_line_79 |  | 77 | 78 | 0.014131 | 0.125 | 0.08 | 261 | 0 | 0.364 | 1 | 1 | cs | TRUE
80 | LV_2236-17_0_4_line_80 |  | 77 | 79 | 0.065331 | 0.125 | 0.08 | 261 | 0 | 0.364 | 1 | 1 | cs | TRUE
81 | LV_2236-17_0_4_line_81 |  | 78 | 80 | 0.0045912 | 0.125 | 0.08 | 261 | 0 | 0.364 | 1 | 1 | cs | TRUE
82 | LV_2236-17_0_4_line_82 |  | 79 | 81 | 0.063923 | 0.125 | 0.08 | 261 | 0 | 0.364 | 1 | 1 | cs | TRUE
83 | LV_2236-17_0_4_line_83 |  | 80 | 82 | 0.028112 | 0.125 | 0.08 | 261 | 0 | 0.364 | 1 | 1 | cs | TRUE
84 | LV_2236-17_0_4_line_84 |  | 82 | 83 | 0.031822 | 0.125 | 0.08 | 261 | 0 | 0.364 | 1 | 1 | cs | TRUE
85 | LV_2236-17_0_4_line_85 |  | 83 | 84 | 0.0043178 | 0.125 | 0.08 | 261 | 0 | 0.364 | 1 | 1 | cs | TRUE
86 | LV_2236-17_0_4_line_86 |  | 83 | 85 | 0.016342 | 0.125 | 0.08 | 261 | 0 | 0.364 | 1 | 1 | cs | TRUE
87 | LV_2236-17_0_4_line_87 |  | 84 | 86 | 0.022997 | 0.125 | 0.08 | 261 | 0 | 0.364 | 1 | 1 | cs | TRUE
88 | LV_2236-17_0_4_line_88 |  | 85 | 87 | 0.032418 | 0.125 | 0.08 | 261 | 0 | 0.364 | 1 | 1 | cs | TRUE
89 | LV_2236-17_0_4_line_89 |  | 86 | 88 | 0.0067198 | 0.125 | 0.08 | 261 | 0 | 0.364 | 1 | 1 | cs | TRUE
90 | LV_2236-17_0_4_line_90 |  | 87 | 89 | 0.02372 | 0.125 | 0.08 | 261 | 0 | 0.364 | 1 | 1 | cs | TRUE
91 | LV_2236-17_0_4_line_91 |  | 88 | 90 | 0.0030759 | 0.125 | 0.08 | 261 | 0 | 0.364 | 1 | 1 | cs | TRUE
92 | LV_2236-17_0_4_line_92 |  | 89 | 91 | 0.0065682 | 0.125 | 0.08 | 261 | 0 | 0.364 | 1 | 1 | cs | TRUE
93 | LV_2236-17_0_4_line_93 |  | 91 | 92 | 0.024409 | 0.125 | 0.08 | 261 | 0 | 0.364 | 1 | 1 | cs | TRUE
94 | LV_2236-17_0_4_line_94 |  | 92 | 101 | 0.0051003 | 0.125 | 0.08 | 261 | 0 | 0.364 | 1 | 1 | cs | TRUE
95 | LV_2236-17_0_4_line_95 |  | 93 | 94 | 0.029053 | 0.125 | 0.08 | 261 | 0 | 0.364 | 1 | 1 | cs | TRUE
96 | LV_2236-17_0_4_line_96 |  | 93 | 95 | 0.011958 | 0.125 | 0.08 | 261 | 0 | 0.364 | 1 | 1 | cs | TRUE
97 | LV_2236-17_0_4_line_97 |  | 94 | 96 | 0.0092392 | 0.125 | 0.08 | 261 | 0 | 0.364 | 1 | 1 | cs | TRUE
98 | LV_2236-17_0_4_line_98 |  | 95 | 97 | 0.021146 | 0.125 | 0.08 | 261 | 0 | 0.364 | 1 | 1 | cs | TRUE
99 | LV_2236-17_0_4_line_99 |  | 96 | 98 | 0.027002 | 0.125 | 0.08 | 261 | 0 | 0.364 | 1 | 1 | cs | TRUE
100 | LV_2236-17_0_4_line_100 |  | 96 | 99 | 0.024299 | 0.125 | 0.08 | 261 | 0 | 0.364 | 1 | 1 | cs | TRUE
101 | LV_2236-17_0_4_line_101 |  | 97 | 100 | 0.013975 | 0.125 | 0.08 | 261 | 0 | 0.364 | 1 | 1 | cs | TRUE
102 | LV_2236-17_0_4_line_102 |  | 99 | 122 | 0.0089905 | 0.125 | 0.08 | 261 | 0 | 0.364 | 1 | 1 | cs | TRUE
103 | LV_2236-17_0_4_line_103 |  | 100 | 123 | 0.00051398 | 0.125 | 0.08 | 261 | 0 | 0.364 | 1 | 1 | cs | TRUE
104 | LV_2236-17_0_4_line_104 |  | 101 | 102 | 0.012606 | 0.125 | 0.08 | 261 | 0 | 0.364 | 1 | 1 | cs | TRUE
105 | LV_2236-17_0_4_line_105 |  | 102 | 115 | 0.010032 | 0.125 | 0.08 | 261 | 0 | 0.364 | 1 | 1 | cs | TRUE
106 | LV_2236-17_0_4_line_106 |  | 103 | 104 | 0.023365 | 0.125 | 0.08 | 261 | 0 | 0.364 | 1 | 1 | cs | TRUE
107 | LV_2236-17_0_4_line_107 |  | 103 | 105 | 0.013408 | 0.125 | 0.08 | 261 | 0 | 0.364 | 1 | 1 | cs | TRUE
108 | LV_2236-17_0_4_line_108 |  | 104 | 106 | 0.023909 | 0.125 | 0.08 | 261 | 0 | 0.364 | 1 | 1 | cs | TRUE
109 | LV_2236-17_0_4_line_109 |  | 105 | 107 | 0.0050061 | 0.125 | 0.08 | 261 | 0 | 0.364 | 1 | 1 | cs | TRUE
110 | LV_2236-17_0_4_line_110 |  | 106 | 108 | 0.015307 | 0.125 | 0.08 | 261 | 0 | 0.364 | 1 | 1 | cs | TRUE
111 | LV_2236-17_0_4_line_111 |  | 108 | 109 | 0.016593 | 0.125 | 0.08 | 261 | 0 | 0.364 | 1 | 1 | cs | TRUE
112 | LV_2236-17_0_4_line_112 |  | 108 | 110 | 0.020598 | 0.125 | 0.08 | 261 | 0 | 0.364 | 1 | 1 | cs | TRUE
113 | LV_2236-17_0_4_line_113 |  | 109 | 111 | 0.025859 | 0.125 | 0.08 | 261 | 0 | 0.364 | 1 | 1 | cs | TRUE
114 | LV_2236-17_0_4_line_114 |  | 109 | 112 | 0.029157 | 0.125 | 0.08 | 261 | 0 | 0.364 | 1 | 1 | cs | TRUE
115 | LV_2236-17_0_4_line_115 |  | 110 | 113 | 0.073689 | 0.125 | 0.08 | 261 | 0 | 0.364 | 1 | 1 | cs | TRUE
116 | LV_2236-17_0_4_line_116 |  | 111 | 114 | 0.0014562 | 0.125 | 0.08 | 261 | 0 | 0.364 | 1 | 1 | cs | TRUE
117 | LV_2236-17_0_4_line_117 |  | 112 | 115 | 0.003212 | 0.125 | 0.08 | 261 | 0 | 0.364 | 1 | 1 | cs | TRUE
118 | LV_2236-17_0_4_line_118 |  | 113 | 116 | 0.042719 | 0.125 | 0.08 | 261 | 0 | 0.364 | 1 | 1 | cs | TRUE
119 | LV_2236-17_0_4_line_119 |  | 113 | 117 | 0.023775 | 0.125 | 0.08 | 261 | 0 | 0.364 | 1 | 1 | cs | TRUE
120 | LV_2236-17_0_4_line_120 |  | 116 | 124 | 0.027769 | 0.125 | 0.08 | 261 | 0 | 0.364 | 1 | 1 | cs | TRUE
121 | LV_2236-17_0_4_line_121 |  | 116 | 125 | 0.024725 | 0.125 | 0.08 | 261 | 0 | 0.364 | 1 | 1 | cs | TRUE
122 | LV_2236-17_0_4_line_122 |  | 117 | 122 | 0.024 | 0.125 | 0.08 | 261 | 0 | 0.364 | 1 | 1 | cs | TRUE
123 | LV_2236-17_0_4_line_123 |  | 117 | 121 | 0.030553 | 0.125 | 0.08 | 261 | 0 | 0.364 | 1 | 1 | cs | TRUE
124 | LV_2236-17_0_4_line_124 |  | 118 | 119 | 0.001752 | 0.125 | 0.08 | 261 | 0 | 0.364 | 1 | 1 | cs | TRUE
125 | LV_2236-17_0_4_line_125 |  | 118 | 120 | 0.0071264 | 0.125 | 0.08 | 261 | 0 | 0.364 | 1 | 1 | cs | TRUE
126 | LV_2236-17_0_4_line_126 |  | 119 | 121 | 0.021368 | 0.125 | 0.08 | 261 | 0 | 0.364 | 1 | 1 | cs | TRUE
127 | LV_2236-17_0_4_line_127 |  | 124 | 127 | 0.021496 | 0.125 | 0.08 | 261 | 0 | 0.364 | 1 | 1 | cs | TRUE
128 | LV_2236-17_0_4_line_128 |  | 124 | 128 | 0.022842 | 0.125 | 0.08 | 261 | 0 | 0.364 | 1 | 2 | cs | TRUE
129 | LV_2236-17_0_4_line_129 |  | 125 | 126 | 0.037996 | 0.125 | 0.08 | 261 | 0 | 0.364 | 1 | 1 | cs | TRUE
130 | LV_2236-17_0_4_line_130 |  | 128 | 129 | 0.050796 | 0.125 | 0.08 | 261 | 0 | 0.364 | 1 | 1 | cs | TRUE
131 | LV_2236-17_0_4_line_131 |  | 129 | 130 | 0.020955 | 0.125 | 0.08 | 261 | 0 | 0.364 | 1 | 1 | cs | TRUE
132 | LV_2236-17_0_4_line_132 |  | 131 | 132 | 0.022438 | 0.125 | 0.08 | 261 | 0 | 0.364 | 1 | 2 | cs | TRUE
133 | LV_2236-17_0_4_line_133 |  | 132 | 133 | 0.0049553 | 0.125 | 0.08 | 261 | 0 | 0.364 | 1 | 2 | cs | TRUE
134 | LV_2236-17_0_4_line_134 |  | 133 | 134 | 0.023343 | 0.125 | 0.08 | 261 | 0 | 0.364 | 1 | 2 | cs | TRUE
135 | LV_2236-17_0_4_line_135 |  | 135 | 136 | 0.030249 | 0.125 | 0.08 | 261 | 0 | 0.364 | 1 | 1 | cs | TRUE
136 | LV_2236-17_0_4_line_136 |  | 136 | 137 | 0.00011827 | 0.125 | 0.08 | 261 | 0 | 0.364 | 1 | 1 | cs | TRUE
137 | LV_2236-17_0_4_line_137 |  | 137 | 138 | 0.044652 | 0.125 | 0.08 | 261 | 0 | 0.364 | 1 | 1 | cs | TRUE
138 | LV_2236-17_0_4_line_138 |  | 138 | 139 | 0.024982 | 0.125 | 0.08 | 261 | 0 | 0.364 | 1 | 1 | cs | TRUE
139 | LV_2236-17_0_4_line_139 |  | 139 | 140 | 0.0024635 | 0.125 | 0.08 | 261 | 0 | 0.364 | 1 | 1 | cs | TRUE
140 | LV_2236-17_0_4_line_140 |  | 140 | 141 | 0.011017 | 0.125 | 0.08 | 261 | 0 | 0.364 | 1 | 1 | cs | TRUE

## trafo
| name | std_type | hv_bus | lv_bus | sn_mva | vn_hv_kv | vn_lv_kv | vk_percent | vkr_percent | pfe_kw | i0_percent | shift_degree | tap_side | tap_neutral | tap_min | tap_max | tap_step_percent | tap_step_degree | tap_pos | tap_phase_shifter | parallel | df | in_service
0 | LV_2236-17_0_4_trafo_145 | 0.63 MVA 20/0.4 kV | 142 | 124 | 0.63 | 20 | 0.4 | 6 | 1.206 | 1.65 | 0.2619 | 150 | hv | 0 | -2 | 2 | 2.5 | 0 | 0 | FALSE | 1 | 1 | TRUE

## line_geodata
| x0 | y0 | x1 | y1 | x2 | y2 | x3 | y3 | x4 | y4 | x5 | y5 | x6 | y6 | x7 | y7 | x8 | y8
0 | 2568530.7002 | 1174921.3541 | 2568535.9845 | 1174921.6821 | 2568543.5218 | 1174921.5979 | 2568562.7872 | 1174921.7078 | 2568563.1224 | 1174921.6278
1 | 2568624.1685 | 1174884.055 | 2568589.5277 | 1174911.3287 | 2568575.1639 | 1174918.7524 | 2568563.1224 | 1174921.6278
2 | 2568530.7002 | 1174921.3541 | 2568522.9674 | 1174917.7151 | 2568495.8833 | 1174912.1882 | 2568460.1497 | 1174906.0399 | 2568451.9341 | 1174903.1139
3 | 2568624.1685 | 1174884.055 | 2568628.9211 | 1174880.6616
4 | 2568624.1685 | 1174884.055 | 2568631.1794 | 1174894.368 | 2568632.5848 | 1174901.4199 | 2568630.9755 | 1174906.5087 | 2568625.3814 | 1174914.142 | 2568622.5928 | 1174920.3154 | 2568623.2463 | 1174923.9361 | 2568623.8314 | 1174924.6026
5 | 2568424.0651 | 1174892.9274 | 2568427.1767 | 1174894.2966 | 2568451.9341 | 1174903.1139
6 | 2568671.7219 | 1174861.1717 | 2568649.9921 | 1174869.3342 | 2568628.9211 | 1174880.6616
7 | 2568629.4005 | 1174930.9471 | 2568623.8314 | 1174924.6026
8 | 2568402.5153 | 1174883.4448 | 2568424.0651 | 1174892.9274
9 | 2568692.8637 | 1174856.0473 | 2568671.7219 | 1174861.1717
10 | 2568677.1625 | 1174956.5119 | 2568665.3065 | 1174952.8306 | 2568655.7675 | 1174948.7674 | 2568645.202 | 1174942.8641 | 2568635.9326 | 1174937.7323 | 2568632.9597 | 1174935.002 | 2568629.4005 | 1174930.9471
11 | 2568351.2626 | 1174859.4574 | 2568354.9509 | 1174864.4405 | 2568362.7442 | 1174869.3796 | 2568390.0052 | 1174877.94 | 2568402.5153 | 1174883.4448
12 | 2568816.0231 | 1175204.3214 | 2568468.335 | 1175625.4459
13 | 2568816.0231 | 1175204.3214 | 2568818.6433 | 1175195.9595
14 | 2568692.8637 | 1174856.0473 | 2568700.8068 | 1174856.0613 | 2568708.4767 | 1174857.9333 | 2568718.4262 | 1174861.5275 | 2568747.3489 | 1174876.5508
15 | 2568677.1625 | 1174956.5119 | 2568678.3231 | 1174956.8722
16 | 2568773.3109 | 1174891.2229 | 2568830.7427 | 1174920.364
17 | 2568869.9676 | 1174940.2668 | 2568830.7427 | 1174920.364
18 | 2568830.7427 | 1174920.364 | 2568783.3469 | 1175055.9449
19 | 2568747.3489 | 1174876.5508 | 2568773.3109 | 1174891.2229
20 | 2568869.9676 | 1174940.2668 | 2569297.7308 | 1175015.0545
21 | 2568790.5733 | 1175076.2242 | 2568783.3469 | 1175055.9449
22 | 2569308.5059 | 1174982.7563 | 2569300.363 | 1174982.498 | 2569297.7308 | 1175015.0545
23 | 2568790.5733 | 1175076.2242 | 2568792.4373 | 1175081.455 | 2568800.3803 | 1175088.8396 | 2568810.4744 | 1175105.5846 | 2568811.2765 | 1175107.2081
24 | 2568811.2765 | 1175107.2081 | 2568820.2093 | 1175125.2885 | 2568827.9099 | 1175146.3037 | 2568828.4941 | 1175149.6197
25 | 2569413.0535 | 1175042.2517 | 2569421.1436 | 1175017.2418 | 2569435.2297 | 1175019.66 | 2569443.801 | 1175001.9174
26 | 2569413.0535 | 1175042.2517 | 2569440.4072 | 1175048.4818
27 | 2569346.4298 | 1174983.9625 | 2569413.0535 | 1175042.2517
28 | 2569440.4072 | 1175048.4818 | 2569436.5968 | 1175059.7738 | 2569437.3397 | 1175069.0303 | 2569441.001 | 1175079.3948 | 2569440.4627 | 1175083.2662
29 | 2569346.4298 | 1174983.9625 | 2569353.0078 | 1174980.1824 | 2569353.3172 | 1174939.1151
30 | 2569346.4298 | 1174983.9625 | 2569321.2011 | 1174983.1601
31 | 2569308.5059 | 1174982.7563 | 2569309.3977 | 1174928.6227
32 | 2569308.5059 | 1174982.7563 | 2569321.2011 | 1174983.1601
33 | 2569309.3977 | 1174928.6227 | 2569325.6444 | 1174859.5491
34 | 2569088.7523 | 1174555.5776 | 2569325.6444 | 1174859.5491
35 | 2568818.6433 | 1175195.9595 | 2568828.0129 | 1175166.0579 | 2568829.4381 | 1175154.978 | 2568828.4941 | 1175149.6197
36 | 2568981.6172 | 1174438.8727 | 2569088.7523 | 1174555.5776
37 | 2568542.9137 | 1174003.6812 | 2568540.4754 | 1174009.9316
38 | 2568416.0369 | 1174311.9378 | 2568540.4754 | 1174009.9316
39 | 2568416.0369 | 1174311.9378 | 2568413.3632 | 1174321.7556
40 | 2568400.2587 | 1174352.2282 | 2568408.6108 | 1174339.2069 | 2568413.3632 | 1174321.7556
41 | 2568400.2587 | 1174352.2282 | 2568398.6012 | 1174354.8123 | 2568396.3303 | 1174359.5188
42 | 2568971.3984 | 1174429.0084 | 2568958.9366 | 1174415.8107 | 2568949.4903 | 1174410.6179
43 | 2568971.3984 | 1174429.0084 | 2568971.3984 | 1174429.0084 | 2568981.6172 | 1174438.8727
44 | 2567873.6661 | 1174933.8525 | 2567866.2396 | 1174927.5335 | 2567862.4737 | 1174923.8185 | 2567860.8473 | 1174919.903 | 2567859.3929 | 1174915.2862 | 2567858.2911 | 1174909.4224 | 2567858.25 | 1174901.7742 | 2567857.4787 | 1174891.9844 | 2567857.1048 | 1174874.5517
45 | 2567857.0095 | 1174870.1089 | 2567857.1048 | 1174874.5517
46 | 2567873.6661 | 1174933.8525 | 2567875.5366 | 1174933.3867 | 2567918.8323 | 1174925.4502
47 | 2567918.8323 | 1174925.4502 | 2567915.809 | 1174917.6513 | 2567915.6022 | 1174913.1286
48 | 2568008.4791 | 1174909.0284 | 2567918.8323 | 1174925.4502
49 | 2567918.4468 | 1174843.6209 | 2567915.4106 | 1174908.9378 | 2567915.6022 | 1174913.1286
50 | 2568008.4791 | 1174909.0284 | 2568044.5558 | 1174902.4209
51 | 2568008.4791 | 1174909.0284 | 2568006.0986 | 1174941.3468 | 2568002.1739 | 1174967.3668
52 | 2568044.5558 | 1174902.4209 | 2568096.5937 | 1174892.89
53 | 2568001.9307 | 1174982.4856 | 2568001.9068 | 1174980.8786 | 2568001.8461 | 1174969.5397 | 2568002.1739 | 1174967.3668
54 | 2568096.5937 | 1174892.89 | 2568130.0812 | 1174886.7567 | 2568141.385 | 1174881.9077
55 | 2568002.695 | 1175038.6483 | 2568002.4793 | 1175019.2955 | 2568001.9307 | 1174982.4856
56 | 2568074.8435 | 1175166.7187 | 2568073.3485 | 1175165.8216
57 | 2568002.695 | 1175038.6483 | 2568073.3485 | 1175165.8216
58 | 2568141.385 | 1174881.9077 | 2568169.4159 | 1174869.883 | 2568183.4153 | 1174864.3432
59 | 2568183.4153 | 1174864.3432 | 2568189.5483 | 1174861.9163 | 2568213.0133 | 1174859.5904 | 2568219.0534 | 1174859.6611
60 | 2568219.0534 | 1174859.6611 | 2568272.1579 | 1174860.2826
61 | 2568283.5859 | 1174860.4164 | 2568272.1579 | 1174860.2826
62 | 2568283.5859 | 1174860.4164 | 2568294.0388 | 1174860.5387 | 2568306.2261 | 1174862.1553
63 | 2568312.6551 | 1174863.0081 | 2568306.2261 | 1174862.1553
64 | 2568351.2626 | 1174859.4574 | 2568340.0306 | 1174863.4745 | 2568333.5716 | 1174865.0873 | 2568327.2409 | 1174864.9429 | 2568312.6551 | 1174863.0081
65 | 2568351.2626 | 1174859.4574 | 2568396.0959 | 1174746.3527
66 | 2568403.9941 | 1174728.4637 | 2568396.9978 | 1174744.3893 | 2568396.0959 | 1174746.3527
67 | 2568410.7237 | 1174713.1451 | 2568403.9941 | 1174728.4637
68 | 2568410.7237 | 1174713.1451 | 2568366.2617 | 1174705.4849
69 | 2568410.7237 | 1174713.1451 | 2568417.3923 | 1174697.9691
70 | 2568180.1422 | 1174584.254 | 2568189.5231 | 1174586.9849 | 2568200.4547 | 1174582.4578 | 2568214.7977 | 1174588.9668
71 | 2568168.2829 | 1174676.6302 | 2568180.1422 | 1174584.254
72 | 2568217.0901 | 1174590.0071 | 2568214.7977 | 1174588.9668
73 | 2568253.215 | 1174705.7583 | 2568168.2829 | 1174676.6302
74 | 2568346.8108 | 1174635.1498 | 2568363.4261 | 1174637.1999
75 | 2568363.4261 | 1174637.1999 | 2568384.5951 | 1174639.8117 | 2568397.7506 | 1174640.9206 | 2568400.9863 | 1174641.1047
76 | 2568427.313 | 1174637.7518 | 2568419.9244 | 1174638.5467 | 2568408.9943 | 1174640.4721 | 2568403.8304 | 1174641.2664 | 2568400.9863 | 1174641.1047
77 | 2568427.313 | 1174637.7518 | 2568427.2053 | 1174641.9656 | 2568426.4863 | 1174648.2437
78 | 2568427.313 | 1174637.7518 | 2568426.4904 | 1174607.9184
79 | 2568204.3031 | 1174322.894 | 2568208.1412 | 1174325.595 | 2568216.2395 | 1174330.4414
80 | 2568151.7409 | 1174284.1623 | 2568165.8404 | 1174295.8266 | 2568204.3031 | 1174322.894
81 | 2568216.2395 | 1174330.4414 | 2568220.1791 | 1174332.7991
82 | 2568151.7409 | 1174284.1623 | 2568112.0986 | 1174334.3883
83 | 2568220.1791 | 1174332.7991 | 2568244.3016 | 1174347.2352
84 | 2568272.5325 | 1174361.7052 | 2568260.3963 | 1174356.8671 | 2568244.3016 | 1174347.2352
85 | 2568272.5325 | 1174361.7052 | 2568276.6449 | 1174363.0213
86 | 2568272.5325 | 1174361.7052 | 2568267.4377 | 1174377.2324
87 | 2568276.6449 | 1174363.0213 | 2568283.2621 | 1174365.139 | 2568298.6615 | 1174369.6599
88 | 2568267.4377 | 1174377.2324 | 2568257.3309 | 1174408.0345
89 | 2568305.1093 | 1174371.5528 | 2568298.6615 | 1174369.6599
90 | 2568257.3309 | 1174408.0345 | 2568249.9359 | 1174430.5718
91 | 2568305.1093 | 1174371.5528 | 2568308.0606 | 1174372.4193
92 | 2568249.9359 | 1174430.5718 | 2568247.8881 | 1174436.8127
93 | 2568240.2782 | 1174460.0051 | 2568247.8881 | 1174436.8127
94 | 2568241.711 | 1174464.9 | 2568240.2782 | 1174460.0051 | 2568240.2782 | 1174460.0051
95 | 2568378.2385 | 1174403.4784 | 2568385.6447 | 1174429.0748 | 2568385.8833 | 1174431.4699
96 | 2568378.2385 | 1174403.4784 | 2568382.3512 | 1174392.2498
97 | 2568386.7992 | 1174440.6636 | 2568385.8833 | 1174431.4699
98 | 2568382.3512 | 1174392.2498 | 2568388.0664 | 1174376.6459 | 2568390.0341 | 1174372.5677
99 | 2568386.7992 | 1174440.6636 | 2568380.3406 | 1174440.9867 | 2568378.0842 | 1174440.7986 | 2568375.824 | 1174439.8878 | 2568374.0722 | 1174438.2629 | 2568372.3145 | 1174435.5152 | 2568371.2701 | 1174431.741 | 2568371.3652 | 1174429.4838 | 2568372.0551 | 1174425.5003
100 | 2568386.7992 | 1174440.6636 | 2568388.5764 | 1174464.8973
101 | 2568396.1069 | 1174359.9817 | 2568390.0341 | 1174372.5677
102 | 2568388.5764 | 1174464.8973 | 2568388.6695 | 1174466.1669 | 2568389.0053 | 1174473.8771
103 | 2568396.3303 | 1174359.5188 | 2568396.1069 | 1174359.9817
104 | 2568252.5933 | 1174470.868 | 2568246.786 | 1174468.9418 | 2568241.711 | 1174464.9 | 2568241.711 | 1174464.9
105 | 2568252.5933 | 1174470.868 | 2568262.1155 | 1174474.0263
106 | 2568327.1231 | 1174429.6604 | 2568320.2191 | 1174451.9817
107 | 2568331.0849 | 1174416.8514 | 2568327.1231 | 1174429.6604
108 | 2568320.2191 | 1174451.9817 | 2568313.1543 | 1174474.823
109 | 2568332.5642 | 1174412.0689 | 2568331.0849 | 1174416.8514
110 | 2568308.6311 | 1174489.4468 | 2568313.1543 | 1174474.823
111 | 2568308.6311 | 1174489.4468 | 2568292.8387 | 1174484.2166
112 | 2568308.6311 | 1174489.4468 | 2568328.0801 | 1174496.2315
113 | 2568292.8387 | 1174484.2166 | 2568285.612 | 1174509.0449
114 | 2568292.8387 | 1174484.2166 | 2568265.1642 | 1174475.0375
115 | 2568397.6571 | 1174520.5031 | 2568328.0801 | 1174496.2315
116 | 2568285.612 | 1174509.0449 | 2568285.2051 | 1174510.4431
117 | 2568265.1642 | 1174475.0375 | 2568262.1155 | 1174474.0263
118 | 2568416.9716 | 1174558.6098 | 2568401.9427 | 1174529.9743 | 2568397.6571 | 1174520.5031
119 | 2568397.6571 | 1174520.5031 | 2568393.6384 | 1174510.8972 | 2568391.7938 | 1174501.8244 | 2568391.2448 | 1174497.7585
120 | 2568416.9716 | 1174558.6098 | 2568420.4195 | 1174567.2627 | 2568424.8337 | 1174585.1821
121 | 2568416.9716 | 1174558.6098 | 2568425.8939 | 1174555.7612 | 2568429.9335 | 1174551.9713 | 2568432.4284 | 1174546.6442 | 2568434.3193 | 1174543.1903
122 | 2568391.2448 | 1174497.7585 | 2568389.9478 | 1174488.1493 | 2568389.035 | 1174474.5582 | 2568389.0053 | 1174473.8771
123 | 2568391.2448 | 1174497.7585 | 2568374.6486 | 1174490.8649 | 2568366.0964 | 1174485.6518 | 2568364.3797 | 1174483.745
124 | 2568355.3328 | 1174463.476 | 2568355.6173 | 1174465.2047
125 | 2568354.1757 | 1174456.4442 | 2568355.3328 | 1174463.476
126 | 2568364.3797 | 1174483.745 | 2568357.3907 | 1174475.9818 | 2568355.6173 | 1174465.2047
127 | 2568424.8337 | 1174585.1821 | 2568420.3392 | 1174595.4889 | 2568414.259 | 1174603.7586
128 | 2568424.8337 | 1174585.1821 | 2568426.1499 | 1174594.102 | 2568426.4904 | 1174607.9184
129 | 2568434.3193 | 1174543.1903 | 2568444.3244 | 1174524.9147 | 2568460.3669 | 1174518.8219
130 | 2568426.4904 | 1174607.9184 | 2568477.271 | 1174609.1775
131 | 2568498.2193 | 1174609.6968 | 2568477.271 | 1174609.1775
132 | 2568426.4863 | 1174648.2437 | 2568423.9332 | 1174670.5358
133 | 2568423.9332 | 1174670.5358 | 2568423.6535 | 1174672.9782 | 2568423.1317 | 1174675.42
134 | 2568423.1317 | 1174675.42 | 2568419.1845 | 1174693.8904 | 2568417.3923 | 1174697.9691
135 | 2568366.2617 | 1174705.4849 | 2568365.5231 | 1174705.3576 | 2568336.0831 | 1174707.2272
136 | 2568335.9651 | 1174707.2347 | 2568336.0831 | 1174707.2272
137 | 2568335.9651 | 1174707.2347 | 2568334.3952 | 1174707.3344 | 2568315.3615 | 1174709.2473 | 2568291.4125 | 1174709.0463
138 | 2568291.4125 | 1174709.0463 | 2568271.5227 | 1174708.8794 | 2568266.5037 | 1174708.0238
139 | 2568266.5037 | 1174708.0238 | 2568264.0753 | 1174707.6098
140 | 2568253.215 | 1174705.7583 | 2568264.0753 | 1174707.6098

## bus_geodata
| x | y | coords
0 | 2568563.1224 | 1174921.6278
1 | 2568530.7002 | 1174921.3541
2 | 2568624.1685 | 1174884.055
3 | 2568451.9341 | 1174903.1139
4 | 2568628.9211 | 1174880.6616
5 | 2568623.8314 | 1174924.6026
6 | 2568424.0651 | 1174892.9274
7 | 2568671.7219 | 1174861.1717
8 | 2568629.4005 | 1174930.9471
9 | 2568402.5153 | 1174883.4448
10 | 2568468.335 | 1175625.4459
11 | 2568816.0231 | 1175204.3214
12 | 2568692.8637 | 1174856.0473
13 | 2568677.1625 | 1174956.5119
14 | 2568830.7427 | 1174920.364
15 | 2568773.3109 | 1174891.2229
16 | 2568869.9676 | 1174940.2668
17 | 2568783.3469 | 1175055.9449
18 | 2568747.3489 | 1174876.5508
19 | 2569297.7308 | 1175015.0545
20 | 2568790.5733 | 1175076.2242
21 | 2568811.2765 | 1175107.2081
22 | 2569443.801 | 1175001.9174
23 | 2569413.0535 | 1175042.2517
24 | 2569440.4072 | 1175048.4818
25 | 2569346.4298 | 1174983.9625
26 | 2569440.4627 | 1175083.2662
27 | 2569308.5059 | 1174982.7563
28 | 2569309.3977 | 1174928.6227
29 | 2569321.2011 | 1174983.1601
30 | 2569325.6444 | 1174859.5491
31 | 2569353.3172 | 1174939.1151
32 | 2568818.6433 | 1175195.9595
33 | 2568828.4941 | 1175149.6197
34 | 2568678.3231 | 1174956.8722
35 | 2569088.7523 | 1174555.5776
36 | 2568540.4754 | 1174009.9316
37 | 2568542.9137 | 1174003.6812
38 | 2568416.0369 | 1174311.9378
39 | 2568413.3632 | 1174321.7556
40 | 2568400.2587 | 1174352.2282
41 | 2568949.4903 | 1174410.6179
42 | 2568971.3984 | 1174429.0084
43 | 2568981.6172 | 1174438.8727
44 | 2567857.1048 | 1174874.5517
45 | 2567873.6661 | 1174933.8525
46 | 2567857.0095 | 1174870.1089
47 | 2567918.8323 | 1174925.4502
48 | 2567915.6022 | 1174913.1286
49 | 2568008.4791 | 1174909.0284
50 | 2567918.4468 | 1174843.6209
51 | 2568044.5558 | 1174902.4209
52 | 2568002.1739 | 1174967.3668
53 | 2568096.5937 | 1174892.89
54 | 2568001.9307 | 1174982.4856
55 | 2568073.3485 | 1175165.8216
56 | 2568074.8435 | 1175166.7187
57 | 2568002.695 | 1175038.6483
58 | 2568141.385 | 1174881.9077
59 | 2568183.4153 | 1174864.3432
60 | 2568219.0534 | 1174859.6611
61 | 2568272.1579 | 1174860.2826
62 | 2568283.5859 | 1174860.4164
63 | 2568306.2261 | 1174862.1553
64 | 2568312.6551 | 1174863.0081
65 | 2568351.2626 | 1174859.4574
66 | 2568396.0959 | 1174746.3527
67 | 2568403.9941 | 1174728.4637
68 | 2568410.7237 | 1174713.1451
69 | 2568180.1422 | 1174584.254
70 | 2568214.7977 | 1174588.9668
71 | 2568168.2829 | 1174676.6302
72 | 2568217.0901 | 1174590.0071
73 | 2568346.8108 | 1174635.1498
74 | 2568363.4261 | 1174637.1999
75 | 2568400.9863 | 1174641.1047
76 | 2568427.313 | 1174637.7518
77 | 2568204.3031 | 1174322.894
78 | 2568216.2395 | 1174330.4414
79 | 2568151.7409 | 1174284.1623
80 | 2568220.1791 | 1174332.7991
81 | 2568112.0986 | 1174334.3883
82 | 2568244.3016 | 1174347.2352
83 | 2568272.5325 | 1174361.7052
84 | 2568276.6449 | 1174363.0213
85 | 2568267.4377 | 1174377.2324
86 | 2568298.6615 | 1174369.6599
87 | 2568257.3309 | 1174408.0345
88 | 2568305.1093 | 1174371.5528
89 | 2568249.9359 | 1174430.5718
90 | 2568308.0606 | 1174372.4193
91 | 2568247.8881 | 1174436.8127
92 | 2568240.2782 | 1174460.0051
93 | 2568378.2385 | 1174403.4784
94 | 2568385.8833 | 1174431.4699
95 | 2568382.3512 | 1174392.2498
96 | 2568386.7992 | 1174440.6636
97 | 2568390.0341 | 1174372.5677
98 | 2568372.0551 | 1174425.5003
99 | 2568388.5764 | 1174464.8973
100 | 2568396.1069 | 1174359.9817
101 | 2568241.711 | 1174464.9
102 | 2568252.5933 | 1174470.868
103 | 2568327.1231 | 1174429.6604
104 | 2568320.2191 | 1174451.9817
105 | 2568331.0849 | 1174416.8514
106 | 2568313.1543 | 1174474.823
107 | 2568332.5642 | 1174412.0689
108 | 2568308.6311 | 1174489.4468
109 | 2568292.8387 | 1174484.2166
110 | 2568328.0801 | 1174496.2315
111 | 2568285.612 | 1174509.0449
112 | 2568265.1642 | 1174475.0375
113 | 2568397.6571 | 1174520.5031
114 | 2568285.2051 | 1174510.4431
115 | 2568262.1155 | 1174474.0263
116 | 2568416.9716 | 1174558.6098
117 | 2568391.2448 | 1174497.7585
118 | 2568355.3328 | 1174463.476
119 | 2568355.6173 | 1174465.2047
120 | 2568354.1757 | 1174456.4442
121 | 2568364.3797 | 1174483.745
122 | 2568389.0053 | 1174473.8771
123 | 2568396.3303 | 1174359.5188
124 | 2568424.8337 | 1174585.1821
125 | 2568434.3193 | 1174543.1903
126 | 2568460.3669 | 1174518.8219
127 | 2568414.259 | 1174603.7586
128 | 2568426.4904 | 1174607.9184
129 | 2568477.271 | 1174609.1775
130 | 2568498.2193 | 1174609.6968
131 | 2568426.4863 | 1174648.2437
132 | 2568423.9332 | 1174670.5358
133 | 2568423.1317 | 1174675.42
134 | 2568417.3923 | 1174697.9691
135 | 2568366.2617 | 1174705.4849
136 | 2568336.0831 | 1174707.2272
137 | 2568335.9651 | 1174707.2347
138 | 2568291.4125 | 1174709.0463
139 | 2568266.5037 | 1174708.0238
140 | 2568264.0753 | 1174707.6098
141 | 2568253.215 | 1174705.7583
142 | 2568414.259 | 1174603.7586

## line_std_types
| c_nf_per_km | r_ohm_per_km | x_ohm_per_km | max_i_ka | type | q_mm2 | alpha | voltage_rating
NAYY 4x50 SE | 210 | 0.642 | 0.083 | 0.142 | cs | 50 | 0.00403 | LV
NAYY 4x120 SE | 264 | 0.225 | 0.08 | 0.242 | cs | 120 | 0.00403 | LV
NAYY 4x150 SE | 261 | 0.208 | 0.08 | 0.27 | cs | 150 | 0.00403 | LV
NA2XS2Y 1x95 RM/25 12/20 kV | 216 | 0.313 | 0.132 | 0.252 | cs | 95 | 0.00403 | MV
NA2XS2Y 1x185 RM/25 12/20 kV | 273 | 0.161 | 0.117 | 0.362 | cs | 185 | 0.00403 | MV
NA2XS2Y 1x240 RM/25 12/20 kV | 304 | 0.122 | 0.112 | 0.421 | cs | 240 | 0.00403 | MV
NA2XS2Y 1x95 RM/25 6/10 kV | 315 | 0.313 | 0.123 | 0.249 | cs | 95 | 0.00403 | MV
NA2XS2Y 1x185 RM/25 6/10 kV | 406 | 0.161 | 0.11 | 0.358 | cs | 185 | 0.00403 | MV
NA2XS2Y 1x240 RM/25 6/10 kV | 456 | 0.122 | 0.105 | 0.416 | cs | 240 | 0.00403 | MV
NA2XS2Y 1x150 RM/25 12/20 kV | 250 | 0.206 | 0.116 | 0.319 | cs | 150 | 0.00403 | MV
NA2XS2Y 1x120 RM/25 12/20 kV | 230 | 0.253 | 0.119 | 0.283 | cs | 120 | 0.00403 | MV
NA2XS2Y 1x70 RM/25 12/20 kV | 190 | 0.443 | 0.132 | 0.22 | cs | 70 | 0.00403 | MV
NA2XS2Y 1x150 RM/25 6/10 kV | 360 | 0.206 | 0.11 | 0.315 | cs | 150 | 0.00403 | MV
NA2XS2Y 1x120 RM/25 6/10 kV | 340 | 0.253 | 0.113 | 0.28 | cs | 120 | 0.00403 | MV
NA2XS2Y 1x70 RM/25 6/10 kV | 280 | 0.443 | 0.123 | 0.217 | cs | 70 | 0.00403 | MV
N2XS(FL)2Y 1x120 RM/35 64/110 kV | 112 | 0.153 | 0.166 | 0.366 | cs | 120 | 0.00393 | HV
N2XS(FL)2Y 1x185 RM/35 64/110 kV | 125 | 0.099 | 0.156 | 0.457 | cs | 185 | 0.00393 | HV
N2XS(FL)2Y 1x240 RM/35 64/110 kV | 135 | 0.075 | 0.149 | 0.526 | cs | 240 | 0.00393 | HV
N2XS(FL)2Y 1x300 RM/35 64/110 kV | 144 | 0.06 | 0.144 | 0.588 | cs | 300 | 0.00393 | HV
15-AL1/3-ST1A 0.4 | 11 | 1.8769 | 0.35 | 0.105 | ol | 16 | 0.00403 | LV
24-AL1/4-ST1A 0.4 | 11.25 | 1.2012 | 0.335 | 0.14 | ol | 24 | 0.00403 | LV
48-AL1/8-ST1A 0.4 | 12.2 | 0.5939 | 0.3 | 0.21 | ol | 48 | 0.00403 | LV
94-AL1/15-ST1A 0.4 | 13.2 | 0.306 | 0.29 | 0.35 | ol | 94 | 0.00403 | LV
34-AL1/6-ST1A 10.0 | 9.7 | 0.8342 | 0.36 | 0.17 | ol | 34 | 0.00403 | MV
48-AL1/8-ST1A 10.0 | 10.1 | 0.5939 | 0.35 | 0.21 | ol | 48 | 0.00403 | MV
70-AL1/11-ST1A 10.0 | 10.4 | 0.4132 | 0.339 | 0.29 | ol | 70 | 0.00403 | MV
94-AL1/15-ST1A 10.0 | 10.75 | 0.306 | 0.33 | 0.35 | ol | 94 | 0.00403 | MV
122-AL1/20-ST1A 10.0 | 11.1 | 0.2376 | 0.323 | 0.41 | ol | 122 | 0.00403 | MV
149-AL1/24-ST1A 10.0 | 11.25 | 0.194 | 0.315 | 0.47 | ol | 149 | 0.00403 | MV
34-AL1/6-ST1A 20.0 | 9.15 | 0.8342 | 0.382 | 0.17 | ol | 34 | 0.00403 | MV
48-AL1/8-ST1A 20.0 | 9.5 | 0.5939 | 0.372 | 0.21 | ol | 48 | 0.00403 | MV
70-AL1/11-ST1A 20.0 | 9.7 | 0.4132 | 0.36 | 0.29 | ol | 70 | 0.00403 | MV
94-AL1/15-ST1A 20.0 | 10 | 0.306 | 0.35 | 0.35 | ol | 94 | 0.00403 | MV
122-AL1/20-ST1A 20.0 | 10.3 | 0.2376 | 0.344 | 0.41 | ol | 122 | 0.00403 | MV
149-AL1/24-ST1A 20.0 | 10.5 | 0.194 | 0.337 | 0.47 | ol | 149 | 0.00403 | MV
184-AL1/30-ST1A 20.0 | 10.75 | 0.1571 | 0.33 | 0.535 | ol | 184 | 0.00403 | MV
243-AL1/39-ST1A 20.0 | 11 | 0.1188 | 0.32 | 0.645 | ol | 243 | 0.00403 | MV
48-AL1/8-ST1A 110.0 | 8 | 0.5939 | 0.46 | 0.21 | ol | 48 | 0.00403 | HV
70-AL1/11-ST1A 110.0 | 8.4 | 0.4132 | 0.45 | 0.29 | ol | 70 | 0.00403 | HV
94-AL1/15-ST1A 110.0 | 8.65 | 0.306 | 0.44 | 0.35 | ol | 94 | 0.00403 | HV
122-AL1/20-ST1A 110.0 | 8.5 | 0.2376 | 0.43 | 0.41 | ol | 122 | 0.00403 | HV
149-AL1/24-ST1A 110.0 | 8.75 | 0.194 | 0.41 | 0.47 | ol | 149 | 0.00403 | HV
184-AL1/30-ST1A 110.0 | 8.8 | 0.1571 | 0.4 | 0.535 | ol | 184 | 0.00403 | HV
243-AL1/39-ST1A 110.0 | 9 | 0.1188 | 0.39 | 0.645 | ol | 243 | 0.00403 | HV
305-AL1/39-ST1A 110.0 | 9.2 | 0.0949 | 0.38 | 0.74 | ol | 305 | 0.00403 | HV
490-AL1/64-ST1A 110.0 | 9.75 | 0.059 | 0.37 | 0.96 | ol | 490 | 0.00403 | HV
679-AL1/86-ST1A 110.0 | 9.95 | 0.042 | 0.36 | 1.15 | ol | 679 | 0.00403 | HV
490-AL1/64-ST1A 220.0 | 10 | 0.059 | 0.285 | 0.96 | ol | 490 | 0.00403 | HV
679-AL1/86-ST1A 220.0 | 11.7 | 0.042 | 0.275 | 1.15 | ol | 679 | 0.00403 | HV
490-AL1/64-ST1A 380.0 | 11 | 0.059 | 0.253 | 0.96 | ol | 490 | 0.00403 | HV
679-AL1/86-ST1A 380.0 | 14.6 | 0.042 | 0.25 | 1.15 | ol | 679 | 0.00403 | HV

## trafo_std_types
| i0_percent | pfe_kw | vkr_percent | sn_mva | vn_lv_kv | vn_hv_kv | vk_percent | shift_degree | vector_group | tap_side | tap_neutral | tap_min | tap_max | tap_step_degree | tap_step_percent | tap_phase_shifter
160 MVA 380/110 kV | 0.06 | 60 | 0.25 | 160 | 110 | 380 | 12.2 | 0 | Yy0 | hv | 0 | -9 | 9 | 0 | 1.5 | FALSE
100 MVA 220/110 kV | 0.06 | 55 | 0.26 | 100 | 110 | 220 | 12 | 0 | Yy0 | hv | 0 | -9 | 9 | 0 | 1.5 | FALSE
63 MVA 110/20 kV | 0.04 | 22 | 0.32 | 63 | 20 | 110 | 18 | 150 | YNd5 | hv | 0 | -9 | 9 | 0 | 1.5 | FALSE
40 MVA 110/20 kV | 0.05 | 18 | 0.34 | 40 | 20 | 110 | 16.2 | 150 | YNd5 | hv | 0 | -9 | 9 | 0 | 1.5 | FALSE
25 MVA 110/20 kV | 0.07 | 14 | 0.41 | 25 | 20 | 110 | 12 | 150 | YNd5 | hv | 0 | -9 | 9 | 0 | 1.5 | FALSE
63 MVA 110/10 kV | 0.04 | 22 | 0.32 | 63 | 10 | 110 | 18 | 150 | YNd5 | hv | 0 | -9 | 9 | 0 | 1.5 | FALSE
40 MVA 110/10 kV | 0.05 | 18 | 0.34 | 40 | 10 | 110 | 16.2 | 150 | YNd5 | hv | 0 | -9 | 9 | 0 | 1.5 | FALSE
25 MVA 110/10 kV | 0.07 | 14 | 0.41 | 25 | 10 | 110 | 12 | 150 | YNd5 | hv | 0 | -9 | 9 | 0 | 1.5 | FALSE
0.25 MVA 20/0.4 kV | 0.32 | 0.8 | 1.44 | 0.25 | 0.4 | 20 | 6 | 150 | Yzn5 | hv | 0 | -2 | 2 | 0 | 2.5 | FALSE
0.4 MVA 20/0.4 kV | 0.3375 | 1.35 | 1.425 | 0.4 | 0.4 | 20 | 6 | 150 | Dyn5 | hv | 0 | -2 | 2 | 0 | 2.5 | FALSE
0.63 MVA 20/0.4 kV | 0.2619 | 1.65 | 1.206 | 0.63 | 0.4 | 20 | 6 | 150 | Dyn5 | hv | 0 | -2 | 2 | 0 | 2.5 | FALSE
0.25 MVA 10/0.4 kV | 0.24 | 0.6 | 1.2 | 0.25 | 0.4 | 10 | 4 | 150 | Dyn5 | hv | 0 | -2 | 2 | 0 | 2.5 | FALSE
0.4 MVA 10/0.4 kV | 0.2375 | 0.95 | 1.325 | 0.4 | 0.4 | 10 | 4 | 150 | Dyn5 | hv | 0 | -2 | 2 | 0 | 2.5 | FALSE
0.63 MVA 10/0.4 kV | 0.1873 | 1.18 | 1.0794 | 0.63 | 0.4 | 10 | 4 | 150 | Dyn5 | hv | 0 | -2 | 2 | 0 | 2.5 | FALSE

## trafo3w_std_types
| sn_hv_mva | sn_mv_mva | sn_lv_mva | vn_hv_kv | vn_mv_kv | vn_lv_kv | vk_hv_percent | vk_mv_percent | vk_lv_percent | vkr_hv_percent | vkr_mv_percent | vkr_lv_percent | pfe_kw | i0_percent | shift_mv_degree | shift_lv_degree | vector_group | tap_side | tap_neutral | tap_min | tap_max | tap_step_percent
63/25/38 MVA 110/20/10 kV | 63 | 25 | 38 | 110 | 20 | 10 | 10.4 | 10.4 | 10.4 | 0.28 | 0.32 | 0.35 | 35 | 0.89 | 0 | 0 | YN0yn0yn0 | hv | 0 | -10 | 10 | 1.2
63/25/38 MVA 110/10/10 kV | 63 | 25 | 38 | 110 | 10 | 10 | 10.4 | 10.4 | 10.4 | 0.28 | 0.32 | 0.35 | 35 | 0.89 | 0 | 0 | YN0yn0yn0 | hv | 0 | -10 | 10 | 1.2

## fuse_std_types
| fuse_type | i_rated_a | t_avg | t_min | t_total | x_avg | x_min | x_total
HV 100A | HV 100A | 100 | 0 | [10.0, 3.64, 0.854, 0.281, 0.1, 0.0531, 0.022, 0.01] | [10.0, 4.267, 1.21, 0.403, 0.1, 0.058, 0.022, 0.01] | 0 | [300.0, 350.0, 450.0, 550.0, 700.0, 850.0, 1200.0, 1752.0] | [600.0, 700.0, 900.0, 1150.0, 1665.0, 2000.0, 3000.0, 4313.0]
HV 10A | HV 10A | 10 | 0 | [10.0, 1675.0, 0.344, 0.156, 0.1, 0.0417, 0.0171, 0.01] | [10.0, 1.3, 0.3, 0.155, 0.1, 0.0555, 0.023, 0.01] | 0 | [30.0, 32.0, 35.0, 37.0, 39.0, 50.0, 70.0, 88.0] | [60.0, 70.0, 80.0, 87.0, 94.0, 110.0, 150.0, 216.0]
HV 125A | HV 125A | 125 | 0 | [10.0, 1.82, 0.344, 0.1, 0.0467, 0.0269, 0.01] | [10.0, 2.478, 0.426, 0.1, 0.0427, 0.0211, 0.01] | 0 | [375.0, 500.0, 700.0, 925.0, 1200.0, 1500.0, 2341.0] | [750.0, 1000.0, 1500.0, 2200.0, 3000.0, 4000.0, 5765.0]
HV 160A | HV 160A | 160 | 0 | [10.0, 4.15, 1.03, 0.198, 0.1, 0.051, 0.0172, 0.01] | [10.0, 2.3, 0.734, 0.274, 0.1, 0.046, 0.0177, 0.01] | 0 | [480.0, 550.0, 700.0, 1000.0, 1260.0, 1600.0, 2500.0, 3227.0] | [960.0, 1300.0, 1700.0, 2200.0, 2996.0, 4000.0, 6000.0, 7946.0]
HV 16A | HV 16A | 16 | 0 | [10.0, 0.352, 0.164, 0.1, 0.0649, 0.0342, 0.01] | [10.0, 2.34, 0.722, 0.181, 0.1, 0.055, 0.0296, 0.01] | 0 | [48.0, 60.0, 65.0, 71.0, 80.0, 100.0, 162.0] | [96.0, 110.0, 125.0, 150.0, 168.0, 200.0, 250.0, 398.0]
HV 200A | HV 200A | 200 | 0 | [10.0, 4.267, 1.21, 0.403, 0.1, 0.058, 0.022, 0.01] | [10.0, 3.73, 1.654, 0.328, 0.1, 0.0531, 0.019, 0.01] | 0 | [600.0, 700.0, 900.0, 1150.0, 1665.0, 2000.0, 3000.0, 4313.0] | [1200.0, 1500.0, 1800.0, 2700.0, 3960.0, 5000.0, 7500.0, 10620.0]
HV 20A | HV 20A | 20 | 0 | [10.0, 1.3, 0.3, 0.155, 0.1, 0.0555, 0.023, 0.01] | [10.0, 1.3, 0.161, 0.1, 0.0611, 0.0399, 0.0141, 0.01] | 0 | [60.0, 70.0, 80.0, 87.0, 94.0, 110.0, 150.0, 216.0] | [120.0, 150.0, 200.0, 223.0, 260.0, 300.0, 450.0, 532.0]
HV 25A | HV 25A | 25 | 0 | [10.0, 2.512, 0.833, 0.299, 0.1, 0.0372, 0.0223, 0.01] | [10.0, 3.125, 0.597, 0.198, 0.1, 0.0378, 0.022, 0.01] | 0 | [75.0, 82.0, 90.0, 100.0, 124.0, 170.0, 200.0, 289.0] | [150.0, 170.0, 210.0, 250.0, 294.0, 400.0, 500.0, 711.0]
HV 31.5A | HV 31.5A | 31.5 | 0 | [10.0, 2.34, 0.722, 0.181, 0.1, 0.055, 0.0296, 0.01] | [10.0, 2.84, 0.368, 0.164, 0.1, 0.0621, 0.0378, 0.0195, 0.01] | 0 | [95.0, 110.0, 125.0, 150.0, 165.0, 200.0, 250.0, 390.0] | [189.0, 220.0, 300.0, 350.0, 393.0, 450.0, 530.0, 700.0, 960.0]
HV 40A | HV 40A | 40 | 0 | [10.0, 1.3, 0.161, 0.1, 0.0611, 0.0399, 0.0141, 0.01] | [10.0, 2.05, 0.369, 0.198, 0.1, 0.051, 0.0298, 0.01] | 0 | [120.0, 150.0, 200.0, 223.0, 260.0, 300.0, 450.0, 532.0] | [240.0, 300.0, 400.0, 450.0, 530.0, 650.0, 800.0, 1311.0]
HV 50A | HV 50A | 50 | 0 | [10.0, 3.215, 0.597, 0.198, 0.1, 0.0378, 0.022, 0.01] | [10.0, 3.64, 0.854, 0.281, 0.1, 0.0531, 0.022, 0.01] | 0 | [150.0, 170.0, 210.0, 250.0, 294.0, 400.0, 500.0, 711.0] | [300.0, 350.0, 450.0, 550.0, 700.0, 850.0, 1200.0, 1752.0]
HV 6.3A | HV 6.3A | 6.3 | 0 | [10.0, 1.39, 0.344, 0.168, 0.1, 0.056, 0.0263, 0.01] | [10.0, 1.711, 0.516, 0.198, 0.1, 0.0634, 0.0303, 0.01] | 0 | [19.0, 19.5, 20.4, 20.8, 22.0, 25.0, 32.0, 48.0] | [38.0, 40.0, 43.0, 48.0, 53.0, 60.0, 75.0, 118.0]
HV 63A | HV 63A | 63 | 0 | [10.0, 2.84, 0.368, 0.164, 0.1, 0.0621, 0.0378, 0.0195, 0.01] | [10.0, 1.82, 0.344, 0.1, 0.0467, 0.0269, 0.01] | 0 | [189.0, 220.0, 300.0, 350.0, 393.0, 450.0, 530.0, 700.0, 961.0] | [378.0, 500.0, 700.0, 934.0, 1200.0, 1500.0, 2366.0]
HV 80A | HV 80A | 80 | 0 | [10.0, 2.05, 0.369, 0.198, 0.1, 0.051, 0.0298, 0.01] | [10.0, 4.15, 1.03, 0.198, 0.1, 0.051, 0.0172, 0.01] | 0 | [240.0, 300.0, 400.0, 450.0, 530.0, 650.0, 800.0, 1311.0] | [480.0, 550.0, 700.0, 1000.0, 1260.0, 1600.0, 2500.0, 3227.0]
Siemens NH-1-100 | Siemens NH-1-100 | 100 | [5400.0, 2000.0, 400.0, 20.0, 1.0, 0.2, 0.012, 0.004] | 0 | 0 | [150.0, 190.0, 250.0, 430.0, 900.0, 1250.0, 2700.0, 3600.0] | 0 | 0
Siemens NH-1-125 | Siemens NH-1-125 | 125 | [4800.0, 120.0, 7.0, 0.1, 0.004] | 0 | 0 | [180.0, 400.0, 740.0, 2000.0, 4250.0] | 0 | 0
Siemens NH-1-16 | Siemens NH-1-16 | 16 | [4000.0, 400.0, 2.0, 0.1, 0.04, 0.01] | 0 | 0 | [26.0, 35.0, 75.0, 150.0, 200.0, 300.0] | 0 | 0
Siemens NH-1-160 | Siemens NH-1-160 | 160 | [4800.0, 120.0, 7.0, 0.1, 0.004] | 0 | 0 | [210.0, 500.0, 900.0, 2300.0, 5000.0] | 0 | 0
Siemens NH-1-25 | Siemens NH-1-25 | 25 | [4000.0, 1000.0, 10.0, 0.2, 0.02, 0.01] | 0 | 0 | [40.0, 50.0, 100.0, 210.0, 400.0, 500.0] | 0 | 0
Siemens NH-1-50 | Siemens NH-1-50 | 50 | [4000.0, 40.0, 4.0, 1.0, 0.02, 0.01] | 0 | 0 | [86.0, 200.0, 300.0, 400.0, 1000.0, 1280.0] | 0 | 0
Siemens NH-1-63 | Siemens NH-1-63 | 63 | [4000.0, 100.0, 10.0, 2.0, 0.04, 0.01] | 0 | 0 | [100.0, 200.0, 300.0, 400.0, 1000.0, 1500.0] | 0 | 0
Siemens NH-1-80 | Siemens NH-1-80 | 80 | [4800.0, 120.0, 7.0, 0.1, 0.01] | 0 | 0 | [150.58, 250.0, 450.0, 1150.0, 2470.0] | 0 | 0
Siemens NH-2-1000 | Siemens NH-2-1000 | 1000 | [4800.0, 120.0, 7.0, 0.1, 0.004] | 0 | 0 | [1900.0, 3500.0, 8400.0, 24000.0, 52000.0] | 0 | 0
Siemens NH-2-200 | Siemens NH-2-200 | 200 | [4800.0, 120.0, 7.0, 0.1, 0.004] | 0 | 0 | [280.0, 650.0, 1200.0, 3000.0, 7000.0] | 0 | 0
Siemens NH-2-224 | Siemens NH-2-224 | 224 | [4800.0, 120.0, 7.0, 0.2, 0.04, 0.004] | 0 | 0 | [400.0, 750.0, 1453.0, 3025.0, 4315.0, 7600.0] | 0 | 0
Siemens NH-2-250 | Siemens NH-2-250 | 250 | [4800.0, 120.0, 7.0, 0.1, 0.004] | 0 | 0 | [450.0, 800.0, 1650.0, 4000.0, 8500.0] | 0 | 0
Siemens NH-2-315 | Siemens NH-2-315 | 315 | [4800.0, 120.0, 7.0, 0.1, 0.004] | 0 | 0 | [550.0, 920.0, 1900.0, 5000.0, 11000.0] | 0 | 0
Siemens NH-2-355 | Siemens NH-2-355 | 355 | [4800.0, 120.0, 6.0, 0.1, 0.004] | 0 | 0 | [650.0, 1116.27, 2350.0, 5840.0, 12790.0] | 0 | 0
Siemens NH-2-400 | Siemens NH-2-400 | 400 | [4800.0, 120.0, 7.0, 0.1, 0.004] | 0 | 0 | [720.0, 1350.0, 2800.0, 6500.0, 15000.0] | 0 | 0
Siemens NH-2-425 | Siemens NH-2-425 | 425 | [4800.0, 120.0, 7.0, 0.1, 0.004] | 0 | 0 | [850.0, 1500.0, 3050.0, 7500.0, 16500.0] | 0 | 0
Siemens NH-2-630 | Siemens NH-2-630 | 630 | [4800.0, 120.0, 7.0, 0.1, 0.004] | 0 | 0 | [1200.0, 2000.0, 4800.0, 12000.0, 26000.0] | 0 | 0

## res_bus
| vm_pu | va_degree | p_mw | q_mvar
0 | 0.98537 | -0.28074 | 0.0018078 | 0.00045308
1 | 0.98607 | -0.26719 | 0 | 0
2 | 0.98392 | -0.30876 | 0 | 0
3 | 0.98782 | -0.23339 | 0.00086155 | 0.00021593
4 | 0.98382 | -0.31082 | 0.0001748 | 4.381e-05
5 | 0.98384 | -0.31035 | 0.0004297 | 0.00010769
6 | 0.98848 | -0.2206 | 0.0012557 | 0.0003147
7 | 0.98297 | -0.32727 | 0.00055536 | 0.00013919
8 | 0.98383 | -0.31057 | 0.00038714 | 9.7027e-05
9 | 0.98903 | -0.20994 | 0.00092171 | 0.000231
10 | 0.97888 | -0.40755 | 0.00087184 | 0.0002185
11 | 0.97932 | -0.39881 | 0.00012619 | 3.1627e-05
12 | 0.98259 | -0.33465 | 0 | 0
13 | 0.98378 | -0.31167 | 0.00012047 | 3.0193e-05
14 | 0.97992 | -0.38674 | 0.0013971 | 0.00035016
15 | 0.98105 | -0.36478 | 0 | 0
16 | 0.97932 | -0.39856 | 0 | 0
17 | 0.97958 | -0.39353 | 0.00024616 | 6.1693e-05
18 | 0.98157 | -0.35466 | 0 | 0
19 | 0.97334 | -0.51599 | 0.00020086 | 5.0341e-05
20 | 0.97954 | -0.39445 | 0.00024667 | 6.1822e-05
21 | 0.97946 | -0.3959 | 0.00039711 | 9.9526e-05
22 | 0.9724 | -0.53476 | 0.00172 | 0.00043106
23 | 0.97249 | -0.53285 | 0 | 0
24 | 0.97248 | -0.53308 | 0 | 0
25 | 0.97267 | -0.52929 | 0 | 0
26 | 0.97247 | -0.53338 | 0.00045436 | 0.00011387
27 | 0.97279 | -0.52694 | 0 | 0
28 | 0.97223 | -0.53797 | 0.0058763 | 0.0014727
29 | 0.97275 | -0.52777 | 0.00024658 | 6.1799e-05
30 | 0.97189 | -0.54475 | 0.0011332 | 0.00028401
31 | 0.97262 | -0.53027 | 0.001094 | 0.00027418
32 | 0.97932 | -0.39865 | 0.00050222 | 0.00012587
33 | 0.97939 | -0.39732 | 0.0001893 | 4.7442e-05
34 | 0.98377 | -0.31169 | 0.00098184 | 0.00024607
35 | 0.97044 | -0.57349 | 0.0019217 | 0.00048163
36 | 0.98771 | -0.23675 | 0.0020054 | 0.0005026
37 | 0.98768 | -0.23721 | 0.0038838 | 0.00097337
38 | 0.98947 | -0.20241 | 0.0018147 | 0.00045481
39 | 0.98954 | -0.20101 | 0.001593 | 0.00039925
40 | 0.98983 | -0.19545 | 0.0011347 | 0.00028438
41 | 0.97007 | -0.58099 | 0.0015176 | 0.00038035
42 | 0.97011 | -0.58017 | 0.00041176 | 0.0001032
43 | 0.97013 | -0.57967 | 0.00017242 | 4.3211e-05
44 | 0.98732 | -0.2437 | 0.00064956 | 0.00016279
45 | 0.98739 | -0.24232 | 0 | 0
46 | 0.98732 | -0.24374 | 0.00053691 | 0.00013456
47 | 0.98744 | -0.24134 | 0 | 0
48 | 0.98741 | -0.24184 | 0.00068404 | 0.00017144
49 | 0.98772 | -0.23585 | 0 | 0
50 | 0.98732 | -0.2437 | 0.001491 | 0.00037367
51 | 0.98794 | -0.23156 | 0.00025983 | 6.512e-05
52 | 0.98755 | -0.23919 | 0.00035727 | 8.9541e-05
53 | 0.98827 | -0.22512 | 0.00032862 | 8.2361e-05
54 | 0.98751 | -0.23996 | 0.00058257 | 0.00014601
55 | 0.98713 | -0.24736 | 0.00050874 | 0.0001275
56 | 0.98713 | -0.2474 | 0.0014668 | 0.00036762
57 | 0.9874 | -0.24221 | 0.0002608 | 6.5362e-05
58 | 0.98857 | -0.21921 | 0.00075605 | 0.00018948
59 | 0.9889 | -0.21279 | 0.00099891 | 0.00025035
60 | 0.9892 | -0.20704 | 0.000435 | 0.00010902
61 | 0.98965 | -0.19821 | 0.00013651 | 3.4212e-05
62 | 0.98975 | -0.19628 | 0.00067667 | 0.00016959
63 | 0.98996 | -0.19217 | 0.00027656 | 6.9314e-05
64 | 0.99003 | -0.19096 | 0.00095925 | 0.00024041
65 | 0.99044 | -0.18294 | 0 | 0
66 | 0.99467 | -0.10175 | 0.00085635 | 0.00021462
67 | 0.99502 | -0.095111 | 0.0011642 | 0.00029178
68 | 0.99532 | -0.08926 | 0 | 0
69 | 0.99021 | -0.18811 | 0.006461 | 0.0016193
70 | 0.99002 | -0.19177 | 0.0034254 | 0.00085849
71 | 0.99123 | -0.16829 | 0.00019591 | 4.91e-05
72 | 0.99002 | -0.19187 | 0.0020916 | 0.0005242
73 | 0.99756 | -0.04651 | 0.00093176 | 0.00023352
74 | 0.99758 | -0.046237 | 0.001298 | 0.0003253
75 | 0.99765 | -0.044761 | 0.0018409 | 0.00046137
76 | 0.99775 | -0.042864 | 0.0035213 | 0.00088251
77 | 0.98461 | -0.29665 | 0.0043223 | 0.0010833
78 | 0.98472 | -0.29444 | 0.001151 | 0.00028848
79 | 0.98435 | -0.30179 | 0 | 0
80 | 0.98476 | -0.29363 | 0.0018377 | 0.00046057
81 | 0.98409 | -0.30682 | 0.0043735 | 0.0010961
82 | 0.98507 | -0.28772 | 0.0017812 | 0.0004464
83 | 0.98546 | -0.28003 | 0 | 0
84 | 0.98543 | -0.28058 | 0.0018115 | 0.000454
85 | 0.98577 | -0.27398 | 0.0011952 | 0.00029955
86 | 0.98532 | -0.28277 | 0.001843 | 0.00046191
87 | 0.98642 | -0.26132 | 0.0028362 | 0.00071083
88 | 0.9853 | -0.28319 | 0.0024298 | 0.00060898
89 | 0.98696 | -0.25086 | 0.0018884 | 0.00047328
90 | 0.98529 | -0.28325 | 0.0010454 | 0.000262
91 | 0.98712 | -0.24774 | 0.001093 | 0.00027394
92 | 0.98774 | -0.23569 | 0.0011302 | 0.00028325
93 | 0.99084 | -0.1759 | 0 | 0
94 | 0.99149 | -0.16314 | 0.0015906 | 0.00039864
95 | 0.99057 | -0.18116 | 0.0020993 | 0.00052614
96 | 0.99172 | -0.15883 | 0 | 0
97 | 0.99013 | -0.18967 | 0.0059692 | 0.001496
98 | 0.99169 | -0.15938 | 0.0011522 | 0.00028877
99 | 0.99233 | -0.147 | 0.001284 | 0.0003218
100 | 0.98991 | -0.19381 | 0.0054189 | 0.0013581
101 | 0.98787 | -0.23307 | 0.0016991 | 0.00042582
102 | 0.98823 | -0.22621 | 0.0012623 | 0.00031635
103 | 0.98969 | -0.1978 | 0.00082476 | 0.00020671
104 | 0.98981 | -0.19563 | 0.0014729 | 0.00036915
105 | 0.98964 | -0.19884 | 0.001229 | 0.00030802
106 | 0.98995 | -0.1928 | 0.0010882 | 0.00027273
107 | 0.98963 | -0.19912 | 0.0031432 | 0.00078777
108 | 0.99006 | -0.19068 | 0 | 0
109 | 0.9895 | -0.20149 | 0 | 0
110 | 0.9909 | -0.17445 | 0.0038077 | 0.00095431
111 | 0.98942 | -0.2031 | 0.0020659 | 0.00051777
112 | 0.98861 | -0.21869 | 0.00092332 | 0.00023141
113 | 0.99416 | -0.11164 | 0 | 0
114 | 0.98942 | -0.20313 | 0.0014214 | 0.00035622
115 | 0.98852 | -0.22054 | 0.00048012 | 0.00012033
116 | 0.99755 | -0.046789 | 0 | 0
117 | 0.99333 | -0.12767 | 0 | 0
118 | 0.99318 | -0.13061 | 0.00041374 | 0.00010369
119 | 0.99318 | -0.13057 | 0.0014786 | 0.00037057
120 | 0.99317 | -0.13072 | 0.00089391 | 0.00022403
121 | 0.99323 | -0.12951 | 0.00063197 | 0.00015839
122 | 0.99257 | -0.14242 | 0.006 | 0.0015038
123 | 0.98991 | -0.19391 | 0.00081313 | 0.00020379
124 | 1 | 0 | -0.21517 | -0.054193
125 | 0.99732 | -0.051146 | 0.0031611 | 0.00079224
126 | 0.99708 | -0.055737 | 0.0068945 | 0.0017279
127 | 0.99993 | -0.0013156 | 0.0035108 | 0.00087989
128 | 0.99883 | -0.022287 | 0 | 0
129 | 0.99731 | -0.051615 | 0.030489 | 0.0076414
130 | 0.99726 | -0.052536 | 0.0025072 | 0.00062836
131 | 0.99741 | -0.049435 | 0.00053073 | 0.00013301
132 | 0.99668 | -0.063342 | 0.00097654 | 0.00024474
133 | 0.99652 | -0.066373 | 0.0037704 | 0.00094495
134 | 0.99581 | -0.079893 | 0.0016755 | 0.00041993
135 | 0.99431 | -0.10875 | 0.00069333 | 0.00017376
136 | 0.99365 | -0.12147 | 0.0033704 | 0.00084471
137 | 0.99365 | -0.12152 | 0.00064379 | 0.00016135
138 | 0.99284 | -0.13715 | 0.0014903 | 0.00037351
139 | 0.99242 | -0.14525 | 0.0012352 | 0.00030956
140 | 0.99238 | -0.146 | 0.00214 | 0.00053634
141 | 0.99223 | -0.14891 | 0.0027731 | 0.00069501
142 | 0.99998 | 149.9956 | 0 | 0

## res_line
| p_from_mw | q_from_mvar | p_to_mw | q_to_mvar | pl_mw | ql_mvar | i_from_ka | i_to_ka | i_ka | vm_from_pu | va_from_degree | vm_to_pu | va_to_degree | loading_percent
0 | -0.023398 | -0.005913 | 0.023413 | 0.0059224 | 1.5204e-05 | 9.3168e-06 | 0.035351 | 0.035351 | 0.035351 | 0.98537 | -0.28074 | 0.98607 | -0.26719 | 9.7118
1 | 0.02159 | 0.00546 | -0.021561 | -0.0054423 | 2.8986e-05 | 1.7627e-05 | 0.032621 | 0.032621 | 0.032621 | 0.98537 | -0.28074 | 0.98392 | -0.30876 | 8.9619
2 | -0.023413 | -0.0059224 | 0.023451 | 0.0059457 | 3.8038e-05 | 2.3307e-05 | 0.035351 | 0.035351 | 0.035351 | 0.98607 | -0.26719 | 0.98782 | -0.23339 | 9.7118
3 | 0.019642 | 0.0049626 | -0.01964 | -0.0049614 | 1.9342e-06 | 1.1637e-06 | 0.029719 | 0.029719 | 0.029719 | 0.98392 | -0.30876 | 0.98382 | -0.31082 | 8.1646
4 | 0.0019194 | 0.00047972 | -0.0019192 | -0.00048021 | 1.4468e-07 | -4.8908e-07 | 0.0029023 | 0.0029025 | 0.0029025 | 0.98392 | -0.30876 | 0.98384 | -0.31035 | 0.79738
5 | -0.024313 | -0.0061616 | 0.024328 | 0.0061708 | 1.4949e-05 | 9.187e-06 | 0.036648 | 0.036648 | 0.036648 | 0.98782 | -0.23339 | 0.98848 | -0.2206 | 10.0682
6 | 0.019465 | 0.0049176 | -0.01945 | -0.0049084 | 1.5335e-05 | 9.2165e-06 | 0.029455 | 0.029455 | 0.029455 | 0.98382 | -0.31082 | 0.98297 | -0.32727 | 8.092
7 | 0.0014895 | 0.00037252 | -0.0014895 | -0.00037262 | 1.6063e-08 | -9.6921e-08 | 0.0022526 | 0.0022526 | 0.0022526 | 0.98384 | -0.31035 | 0.98383 | -0.31057 | 0.61885
8 | -0.025583 | -0.0064855 | 0.025596 | 0.0064936 | 1.3113e-05 | 8.0902e-06 | 0.038538 | 0.038538 | 0.038538 | 0.98848 | -0.2206 | 0.98903 | -0.20994 | 10.5875
9 | 0.018894 | 0.0047692 | -0.018888 | -0.0047652 | 6.6794e-06 | 3.9992e-06 | 0.028614 | 0.028614 | 0.028614 | 0.98297 | -0.32727 | 0.98259 | -0.33465 | 7.8611
10 | 0.0011024 | 0.00027559 | -0.0011023 | -0.00027625 | 5.7236e-08 | -6.6063e-07 | 0.0016671 | 0.0016673 | 0.0016673 | 0.98383 | -0.31057 | 0.98378 | -0.31167 | 0.45805
11 | -0.026518 | -0.0067246 | 0.026553 | 0.0067459 | 3.4471e-05 | 2.132e-05 | 0.039925 | 0.039925 | 0.039925 | 0.98903 | -0.20994 | 0.99044 | -0.18294 | 10.9684
12 | -0.00087184 | -0.0002185 | 0.0008722 | 0.00021187 | 3.5904e-07 | -6.6384e-06 | 0.0013253 | 0.0013229 | 0.0013253 | 0.97888 | -0.40755 | 0.97932 | -0.39881 | 0.3641
13 | -0.00099839 | -0.00024349 | 0.0009984 | 0.00024339 | 7.5383e-09 | -1.0543e-07 | 0.0015146 | 0.0015146 | 0.0015146 | 0.97932 | -0.39881 | 0.97932 | -0.39865 | 0.41611
14 | 0.018888 | 0.0047652 | -0.01887 | -0.0047544 | 1.8074e-05 | 1.0823e-05 | 0.028614 | 0.028615 | 0.028615 | 0.98259 | -0.33465 | 0.98157 | -0.35466 | 7.8612
15 | 0.00098184 | 0.00024606 | -0.00098184 | -0.00024607 | 1.005e-09 | -1.4787e-08 | 0.0014851 | 0.0014851 | 0.0014851 | 0.98378 | -0.31167 | 0.98377 | -0.31169 | 0.40799
16 | -0.018841 | -0.0047371 | 0.01886 | 0.0047489 | 1.9775e-05 | 1.1844e-05 | 0.028615 | 0.028615 | 0.028615 | 0.97992 | -0.38674 | 0.98105 | -0.36478 | 7.8613
17 | 0.014862 | 0.0037501 | -0.014854 | -0.0037453 | 8.4082e-06 | 4.8275e-06 | 0.022578 | 0.022578 | 0.022578 | 0.97992 | -0.38674 | 0.97932 | -0.39856 | 6.2027
18 | 0.0025811 | 0.00063682 | -0.0025803 | -0.0006381 | 8.2603e-07 | -1.2801e-06 | 0.0039159 | 0.0039165 | 0.0039165 | 0.97992 | -0.38674 | 0.97958 | -0.39353 | 1.076
19 | -0.01886 | -0.0047489 | 0.01887 | 0.0047544 | 9.1372e-06 | 5.4719e-06 | 0.028615 | 0.028615 | 0.028615 | 0.98105 | -0.36478 | 0.98157 | -0.35466 | 7.8612
20 | 0.014854 | 0.0037453 | -0.014771 | -0.0036976 | 8.3019e-05 | 4.7702e-05 | 0.022578 | 0.02258 | 0.02258 | 0.97932 | -0.39856 | 0.97334 | -0.51599 | 6.2033
21 | 0.0023342 | 0.00057641 | -0.002334 | -0.00057661 | 1.0132e-07 | -2.0616e-07 | 0.0035426 | 0.0035427 | 0.0035427 | 0.97958 | -0.39353 | 0.97954 | -0.39445 | 0.97327
22 | 0.01457 | 0.0036473 | -0.014563 | -0.0036429 | 7.5919e-06 | 4.3519e-06 | 0.022273 | 0.022273 | 0.022273 | 0.97334 | -0.51599 | 0.97279 | -0.52694 | 6.119
23 | 0.0020874 | 0.00051479 | -0.0020872 | -0.00051517 | 1.4212e-07 | -3.8434e-07 | 0.003168 | 0.0031681 | 0.0031681 | 0.97954 | -0.39445 | 0.97946 | -0.3959 | 0.87037
24 | 0.0016901 | 0.00041565 | -0.00169 | -0.00041615 | 1.1328e-07 | -5.0535e-07 | 0.0025648 | 0.002565 | 0.002565 | 0.97946 | -0.3959 | 0.97939 | -0.39732 | 0.70468
25 | -0.00172 | -0.00043106 | 0.0017201 | 0.00043042 | 1.5658e-07 | -6.4767e-07 | 0.002632 | 0.0026317 | 0.002632 | 0.9724 | -0.53476 | 0.97249 | -0.53285 | 0.72307
26 | 0.00045438 | 0.00011309 | -0.00045437 | -0.00011343 | 5.0679e-09 | -3.4388e-07 | 0.00069496 | 0.00069508 | 0.00069508 | 0.97249 | -0.53285 | 0.97248 | -0.53308 | 0.19096
27 | -0.0021745 | -0.0005435 | 0.0021749 | 0.00054264 | 3.6733e-07 | -8.6346e-07 | 0.0033267 | 0.0033263 | 0.0033267 | 0.97249 | -0.53285 | 0.97267 | -0.52929 | 0.91392
28 | 0.00045437 | 0.00011343 | -0.00045436 | -0.00011387 | 6.543e-09 | -4.4377e-07 | 0.00069508 | 0.00069525 | 0.00069525 | 0.97248 | -0.53308 | 0.97247 | -0.53338 | 0.191
29 | 0.001094 | 0.0002736 | -0.001094 | -0.00027418 | 5.1097e-08 | -5.7111e-07 | 0.0016735 | 0.0016737 | 0.0016737 | 0.97267 | -0.52929 | 0.97262 | -0.53027 | 0.4598
30 | -0.0032689 | -0.00081624 | 0.0032691 | 0.00081608 | 2.3661e-07 | -1.6189e-07 | 0.0049997 | 0.0049996 | 0.0049997 | 0.97267 | -0.52929 | 0.97275 | -0.52777 | 1.3736
31 | 0.011047 | 0.0027651 | -0.011041 | -0.002762 | 5.7962e-06 | 3.0378e-06 | 0.016896 | 0.016896 | 0.016896 | 0.97279 | -0.52694 | 0.97223 | -0.53797 | 4.6419
32 | 0.0035158 | 0.00087781 | -0.0035157 | -0.00087788 | 1.377e-07 | -6.9556e-08 | 0.0053768 | 0.0053768 | 0.0053768 | 0.97279 | -0.52694 | 0.97275 | -0.52777 | 1.4771
33 | 0.0051646 | 0.0012893 | -0.005163 | -0.0012891 | 1.6619e-06 | 1.8399e-07 | 0.0079027 | 0.007903 | 0.007903 | 0.97223 | -0.53797 | 0.97189 | -0.54475 | 2.1712
34 | 0.0040298 | 0.0010051 | -0.0040243 | -0.0010064 | 5.4996e-06 | -1.2488e-06 | 0.006168 | 0.0061697 | 0.0061697 | 0.97189 | -0.54475 | 0.97044 | -0.57349 | 1.695
35 | -0.0015006 | -0.00036925 | 0.0015007 | 0.00036871 | 9.3268e-08 | -5.4364e-07 | 0.0022777 | 0.0022774 | 0.0022777 | 0.97932 | -0.39865 | 0.97939 | -0.39732 | 0.62573
36 | 0.0021025 | 0.00052473 | -0.0021019 | -0.00052629 | 6.1728e-07 | -1.5617e-06 | 0.0032231 | 0.0032238 | 0.0032238 | 0.97044 | -0.57349 | 0.97013 | -0.57967 | 0.88565
37 | 0.0038839 | 0.00097334 | -0.0038838 | -0.00097337 | 8.6138e-08 | -3.0739e-08 | 0.0058512 | 0.0058512 | 0.0058512 | 0.98771 | -0.23675 | 0.98768 | -0.23721 | 1.6075
38 | -0.0058893 | -0.0014759 | 0.0058989 | 0.0014779 | 9.6407e-06 | 1.9821e-06 | 0.0088724 | 0.0088709 | 0.0088724 | 0.98771 | -0.23675 | 0.98947 | -0.20241 | 2.4375
39 | -0.0077136 | -0.0019327 | 0.0077142 | 0.0019329 | 5.1345e-07 | 1.979e-07 | 0.0116 | 0.0116 | 0.0116 | 0.98947 | -0.20241 | 0.98954 | -0.20101 | 3.1868
40 | -0.0093072 | -0.0023322 | 0.0093097 | 0.0023333 | 2.4648e-06 | 1.1463e-06 | 0.013995 | 0.013995 | 0.013995 | 0.98954 | -0.20101 | 0.98983 | -0.19545 | 3.8449
41 | -0.010444 | -0.0026177 | 0.010445 | 0.0026181 | 7.6691e-07 | 3.8418e-07 | 0.015701 | 0.015701 | 0.015701 | 0.98983 | -0.19545 | 0.98991 | -0.19391 | 4.3135
42 | -0.0015176 | -0.00038035 | 0.0015177 | 0.00038003 | 5.8791e-08 | -3.1956e-07 | 0.0023279 | 0.0023278 | 0.0023279 | 0.97007 | -0.58099 | 0.97011 | -0.58017 | 0.63954
43 | -0.0019294 | -0.00048323 | 0.0019295 | 0.00048308 | 4.6645e-08 | -1.4551e-07 | 0.0029594 | 0.0029593 | 0.0029594 | 0.97011 | -0.58017 | 0.97013 | -0.57967 | 0.81302
44 | -0.0011865 | -0.0002973 | 0.0011866 | 0.00029652 | 7.7917e-08 | -7.8137e-07 | 0.0017881 | 0.0017879 | 0.0017881 | 0.98732 | -0.2437 | 0.98739 | -0.24232 | 0.49125
45 | 0.00053692 | 0.00013451 | -0.00053691 | -0.00013456 | 1.0911e-09 | -5.6132e-08 | 0.00080918 | 0.0008092 | 0.0008092 | 0.98732 | -0.2437 | 0.98732 | -0.24374 | 0.22231
46 | -0.0011866 | -0.00029652 | 0.0011866 | 0.00029597 | 5.491e-08 | -5.5088e-07 | 0.0017879 | 0.0017876 | 0.0017879 | 0.98739 | -0.24232 | 0.98744 | -0.24134 | 0.49117
47 | 0.0021752 | 0.00054417 | -0.0021751 | -0.0005443 | 5.1933e-08 | -1.3167e-07 | 0.0032775 | 0.0032776 | 0.0032776 | 0.98744 | -0.24134 | 0.98741 | -0.24184 | 0.90043
48 | -0.0033618 | -0.00084014 | 0.0033627 | 0.00083953 | 8.7677e-07 | -6.0503e-07 | 0.0050652 | 0.0050648 | 0.0050652 | 0.98744 | -0.24134 | 0.98772 | -0.23585 | 1.3915
49 | 0.0014911 | 0.00037286 | -0.001491 | -0.00037367 | 1.3173e-07 | -8.0564e-07 | 0.0022467 | 0.0022471 | 0.0022471 | 0.98741 | -0.24184 | 0.98732 | -0.2437 | 0.61732
50 | -0.0065402 | -0.0016329 | 0.0065415 | 0.0016333 | 1.3346e-06 | 3.8461e-07 | 0.0098507 | 0.0098505 | 0.0098507 | 0.98772 | -0.23585 | 0.98794 | -0.23156 | 2.7062
51 | 0.0031775 | 0.00079334 | -0.003177 | -0.00079377 | 5.044e-07 | -4.2862e-07 | 0.0047859 | 0.0047862 | 0.0047862 | 0.98772 | -0.23585 | 0.98755 | -0.23919 | 1.3149
52 | -0.0068014 | -0.0016984 | 0.0068035 | 0.001699 | 2.081e-06 | 6.5417e-07 | 0.010242 | 0.010242 | 0.010242 | 0.98794 | -0.23156 | 0.98827 | -0.22512 | 2.8137
53 | 0.0028198 | 0.00070423 | -0.0028197 | -0.00070436 | 1.0247e-07 | -1.2817e-07 | 0.0042479 | 0.004248 | 0.004248 | 0.98755 | -0.23919 | 0.98751 | -0.23996 | 1.167
54 | -0.0071321 | -0.0017814 | 0.0071341 | 0.0017821 | 2.0033e-06 | 6.8809e-07 | 0.010736 | 0.010736 | 0.010736 | 0.98827 | -0.22512 | 0.98857 | -0.21921 | 2.9496
55 | 0.0022371 | 0.00055835 | -0.0022369 | -0.00055892 | 2.3924e-07 | -5.6539e-07 | 0.0033701 | 0.0033704 | 0.0033704 | 0.98751 | -0.23996 | 0.9874 | -0.24221 | 0.92593
56 | 0.0014668 | 0.0003676 | -0.0014668 | -0.00036762 | 3.1965e-09 | -2.0243e-08 | 0.0022111 | 0.0022111 | 0.0022111 | 0.98713 | -0.24736 | 0.98713 | -0.2474 | 0.60745
57 | -0.0019756 | -0.00049511 | 0.0019761 | 0.00049356 | 4.8372e-07 | -1.5507e-06 | 0.002978 | 0.0029773 | 0.002978 | 0.98713 | -0.24736 | 0.9874 | -0.24221 | 0.81813
58 | -0.0078901 | -0.0019716 | 0.0078925 | 0.0019725 | 2.4087e-06 | 9.573e-07 | 0.011874 | 0.011874 | 0.011874 | 0.98857 | -0.21921 | 0.9889 | -0.21279 | 3.2622
59 | -0.0088914 | -0.0022229 | 0.0088939 | 0.002224 | 2.4303e-06 | 1.0906e-06 | 0.013377 | 0.013377 | 0.013377 | 0.9889 | -0.21279 | 0.9892 | -0.20704 | 3.675
60 | -0.0093289 | -0.002333 | 0.0093328 | 0.0023348 | 3.9209e-06 | 1.8273e-06 | 0.014031 | 0.014031 | 0.014031 | 0.9892 | -0.20704 | 0.98965 | -0.19821 | 3.8548
61 | -0.0094693 | -0.002369 | 0.0094702 | 0.0023694 | 8.6861e-07 | 4.0905e-07 | 0.014236 | 0.014236 | 0.014236 | 0.98965 | -0.19821 | 0.98975 | -0.19628 | 3.9111
62 | -0.010147 | -0.002539 | 0.010149 | 0.00254 | 1.9848e-06 | 9.7784e-07 | 0.015254 | 0.015253 | 0.015254 | 0.98975 | -0.19628 | 0.98996 | -0.19217 | 4.1905
63 | -0.010425 | -0.0026093 | 0.010426 | 0.0026096 | 5.9711e-07 | 2.9876e-07 | 0.015669 | 0.015669 | 0.015669 | 0.98996 | -0.19217 | 0.99003 | -0.19096 | 4.3047
64 | -0.011385 | -0.00285 | 0.01139 | 0.0028523 | 4.3513e-06 | 2.275e-06 | 0.017111 | 0.017111 | 0.017111 | 0.99003 | -0.19096 | 0.99044 | -0.18294 | 4.7008
65 | -0.037942 | -0.0095982 | 0.038091 | 0.0096916 | 0.00014842 | 9.3415e-05 | 0.057035 | 0.057035 | 0.057035 | 0.99044 | -0.18294 | 0.99467 | -0.10175 | 15.6691
66 | -0.038947 | -0.0099062 | 0.038959 | 0.0099137 | 1.2469e-05 | 7.4724e-06 | 0.058316 | 0.058316 | 0.058316 | 0.99467 | -0.10175 | 0.99502 | -0.095111 | 8.0104
67 | -0.040124 | -0.010205 | 0.040135 | 0.010212 | 1.1315e-05 | 6.807e-06 | 0.060057 | 0.060057 | 0.060057 | 0.99502 | -0.095111 | 0.99532 | -0.08926 | 8.2496
68 | 0.024606 | 0.0061952 | -0.024583 | -0.0061811 | 2.2907e-05 | 1.4075e-05 | 0.036796 | 0.036796 | 0.036796 | 0.99532 | -0.08926 | 0.99431 | -0.10875 | 10.1088
69 | -0.064741 | -0.016407 | 0.06477 | 0.016426 | 2.9155e-05 | 1.8228e-05 | 0.096852 | 0.096852 | 0.096852 | 0.99532 | -0.08926 | 0.99581 | -0.079893 | 13.3039
70 | 0.005518 | 0.0013828 | -0.005517 | -0.0013827 | 9.6312e-07 | 1.3599e-07 | 0.008292 | 0.0082921 | 0.0082921 | 0.99021 | -0.18811 | 0.99002 | -0.19177 | 2.2781
71 | -0.011979 | -0.0030021 | 0.01199 | 0.0030081 | 1.1317e-05 | 6.0435e-06 | 0.018001 | 0.018001 | 0.018001 | 0.99021 | -0.18811 | 0.99123 | -0.16829 | 4.9453
72 | 0.0020916 | 0.00052417 | -0.0020916 | -0.0005242 | 9.3295e-09 | -2.64e-08 | 0.0031437 | 0.0031437 | 0.0031437 | 0.99002 | -0.19177 | 0.99002 | -0.19187 | 0.86365
73 | -0.012186 | -0.0030572 | 0.012197 | 0.0030633 | 1.1269e-05 | 6.0537e-06 | 0.018295 | 0.018294 | 0.018295 | 0.99123 | -0.16829 | 0.99223 | -0.14891 | 5.026
74 | -0.00093176 | -0.00023352 | 0.00093177 | 0.00023331 | 1.2127e-08 | -2.1081e-07 | 0.0013899 | 0.0013898 | 0.0013899 | 0.99756 | -0.04651 | 0.99758 | -0.046237 | 0.38183
75 | -0.0022297 | -0.00055861 | 0.0022299 | 0.00055822 | 1.5667e-07 | -3.9292e-07 | 0.0033259 | 0.0033257 | 0.0033259 | 0.99758 | -0.046237 | 0.99765 | -0.044761 | 0.9137
76 | -0.0040708 | -0.0010196 | 0.0040711 | 0.0010195 | 3.6773e-07 | -1.1206e-07 | 0.0060714 | 0.0060713 | 0.0060714 | 0.99765 | -0.044761 | 0.99775 | -0.042864 | 1.668
77 | 0.071847 | 0.018246 | -0.071824 | -0.018232 | 2.2713e-05 | 1.4261e-05 | 0.10723 | 0.10723 | 0.10723 | 0.99775 | -0.042864 | 0.99741 | -0.049435 | 14.7301
78 | -0.079439 | -0.020148 | 0.079518 | 0.020198 | 7.8674e-05 | 4.9571e-05 | 0.11856 | 0.11856 | 0.11856 | 0.99775 | -0.042864 | 0.99883 | -0.022287 | 16.2854
79 | -0.008698 | -0.0021791 | 0.0086989 | 0.0021795 | 9.1559e-07 | 4.0623e-07 | 0.013145 | 0.013145 | 0.013145 | 0.98461 | -0.29665 | 0.98472 | -0.29444 | 3.6112
80 | 0.0043756 | 0.0010958 | -0.0043746 | -0.001096 | 1.0713e-06 | -1.4507e-07 | 0.0066125 | 0.0066128 | 0.0066128 | 0.98461 | -0.29665 | 0.98435 | -0.30179 | 1.8167
81 | -0.0098499 | -0.002468 | 0.0098503 | 0.0024682 | 3.8142e-07 | 1.857e-07 | 0.014884 | 0.014884 | 0.014884 | 0.98472 | -0.29444 | 0.98476 | -0.29363 | 4.089
82 | 0.0043746 | 0.001096 | -0.0043735 | -0.0010961 | 1.0483e-06 | -1.4146e-07 | 0.0066128 | 0.0066131 | 0.0066131 | 0.98435 | -0.30179 | 0.98409 | -0.30682 | 1.8168
83 | -0.011688 | -0.0029287 | 0.011691 | 0.0029305 | 3.2881e-06 | 1.7466e-06 | 0.017661 | 0.017661 | 0.017661 | 0.98476 | -0.29363 | 0.98507 | -0.28772 | 4.8519
84 | -0.013472 | -0.0033769 | 0.013477 | 0.0033796 | 4.9424e-06 | 2.7578e-06 | 0.020351 | 0.020351 | 0.020351 | 0.98507 | -0.28772 | 0.98546 | -0.28003 | 5.591
85 | 0.0071306 | 0.0017869 | -0.0071304 | -0.0017869 | 1.8771e-07 | 6.5122e-08 | 0.010767 | 0.010767 | 0.010767 | 0.98546 | -0.28003 | 0.98543 | -0.28058 | 2.9579
86 | -0.020608 | -0.0051666 | 0.020614 | 0.0051702 | 5.934e-06 | 3.5895e-06 | 0.031118 | 0.031118 | 0.031118 | 0.98546 | -0.28003 | 0.98577 | -0.27398 | 8.5489
87 | 0.0053189 | 0.0013329 | -0.0053183 | -0.0013328 | 5.563e-07 | 6.3086e-08 | 0.0080315 | 0.0080316 | 0.0080316 | 0.98543 | -0.28058 | 0.98532 | -0.28277 | 2.2065
88 | -0.021809 | -0.0054697 | 0.021822 | 0.0054777 | 1.3176e-05 | 8.0192e-06 | 0.032922 | 0.032922 | 0.032922 | 0.98577 | -0.27398 | 0.98642 | -0.26132 | 9.0445
89 | 0.0034753 | 0.0008709 | -0.0034752 | -0.00087094 | 6.9412e-08 | -4.1165e-08 | 0.0052483 | 0.0052483 | 0.0052483 | 0.98532 | -0.28277 | 0.9853 | -0.28319 | 1.4419
90 | -0.024658 | -0.0061885 | 0.024671 | 0.0061961 | 1.2309e-05 | 7.575e-06 | 0.0372 | 0.0372 | 0.0372 | 0.98642 | -0.26132 | 0.98696 | -0.25086 | 10.2199
91 | 0.0010454 | 0.00026196 | -0.0010454 | -0.000262 | 2.875e-09 | -3.7336e-08 | 0.0015787 | 0.0015788 | 0.0015788 | 0.9853 | -0.28319 | 0.98529 | -0.28325 | 0.43372
92 | -0.026559 | -0.0066694 | 0.026563 | 0.0066718 | 3.9503e-06 | 2.4442e-06 | 0.040047 | 0.040047 | 0.040047 | 0.98696 | -0.25086 | 0.98712 | -0.24774 | 11.002
93 | -0.027656 | -0.0069458 | 0.027672 | 0.0069557 | 1.5913e-05 | 9.872e-06 | 0.041695 | 0.041695 | 0.041695 | 0.98712 | -0.24774 | 0.98774 | -0.23569 | 11.4547
94 | -0.028802 | -0.0072389 | 0.028806 | 0.0072411 | 3.6021e-06 | 2.2401e-06 | 0.043397 | 0.043397 | 0.043397 | 0.98774 | -0.23569 | 0.98787 | -0.23307 | 11.9224
95 | -0.024764 | -0.0062135 | 0.024779 | 0.0062228 | 1.5071e-05 | 9.2712e-06 | 0.037193 | 0.037193 | 0.037193 | 0.99084 | -0.1759 | 0.99149 | -0.16314 | 10.2179
96 | 0.024764 | 0.0062135 | -0.024758 | -0.0062097 | 6.2033e-06 | 3.8161e-06 | 0.037193 | 0.037193 | 0.037193 | 0.99084 | -0.1759 | 0.99057 | -0.18116 | 10.2179
97 | -0.02637 | -0.0066214 | 0.026375 | 0.0066248 | 5.4277e-06 | 3.3546e-06 | 0.03958 | 0.03958 | 0.03958 | 0.99149 | -0.16314 | 0.99172 | -0.15883 | 10.8737
98 | 0.022659 | 0.0056836 | -0.02265 | -0.005678 | 9.188e-06 | 5.6083e-06 | 0.03404 | 0.03404 | 0.03404 | 0.99057 | -0.18116 | 0.99013 | -0.18967 | 9.3516
99 | 0.0011522 | 0.00028844 | -0.0011522 | -0.00028877 | 3.0264e-08 | -3.2902e-07 | 0.0017288 | 0.0017289 | 0.0017289 | 0.99172 | -0.15883 | 0.99169 | -0.15938 | 0.47497
100 | -0.027528 | -0.0069132 | 0.027543 | 0.0069229 | 1.5549e-05 | 9.6376e-06 | 0.041309 | 0.041309 | 0.041309 | 0.99172 | -0.15883 | 0.99233 | -0.147 | 11.3486
101 | 0.016681 | 0.004182 | -0.016677 | -0.00418 | 3.2934e-06 | 1.9281e-06 | 0.025069 | 0.025069 | 0.025069 | 0.99013 | -0.18967 | 0.98991 | -0.19381 | 6.8871
102 | -0.028827 | -0.0072447 | 0.028834 | 0.0072486 | 6.3019e-06 | 3.917e-06 | 0.043234 | 0.043234 | 0.043234 | 0.99233 | -0.147 | 0.99257 | -0.14242 | 11.8775
103 | 0.011258 | 0.0028219 | -0.011258 | -0.0028219 | 5.5202e-08 | 2.8721e-08 | 0.016923 | 0.016923 | 0.016923 | 0.98991 | -0.19381 | 0.98991 | -0.19391 | 4.6493
104 | -0.030505 | -0.007667 | 0.030515 | 0.0076732 | 9.9842e-06 | 6.2285e-06 | 0.045957 | 0.045957 | 0.045957 | 0.98787 | -0.23307 | 0.98823 | -0.22621 | 12.6255
105 | -0.031777 | -0.0079895 | 0.031786 | 0.0079949 | 8.6165e-06 | 5.386e-06 | 0.047857 | 0.047857 | 0.047857 | 0.98823 | -0.22621 | 0.98852 | -0.22054 | 13.1476
106 | -0.0051973 | -0.0013024 | 0.0051978 | 0.0013025 | 5.3499e-07 | 4.2116e-08 | 0.0078141 | 0.007814 | 0.0078141 | 0.98969 | -0.1978 | 0.98981 | -0.19563 | 2.1467
107 | 0.0043725 | 0.0010957 | -0.0043723 | -0.0010958 | 2.173e-07 | -3.3212e-08 | 0.0065741 | 0.0065741 | 0.0065741 | 0.98969 | -0.1978 | 0.98964 | -0.19884 | 1.8061
108 | -0.0066707 | -0.0016716 | 0.0066716 | 0.0016719 | 9.0166e-07 | 2.6971e-07 | 0.010028 | 0.010028 | 0.010028 | 0.98981 | -0.19563 | 0.98995 | -0.1928 | 2.755
109 | 0.0031433 | 0.00078773 | -0.0031432 | -0.00078777 | 4.1933e-08 | -3.7485e-08 | 0.0047262 | 0.0047262 | 0.0047262 | 0.98964 | -0.19884 | 0.98963 | -0.19912 | 1.2984
110 | -0.0077598 | -0.0019446 | 0.0077606 | 0.0019449 | 7.8094e-07 | 3.0297e-07 | 0.011664 | 0.011664 | 0.011664 | 0.98995 | -0.1928 | 0.99006 | -0.19068 | 3.2044
111 | 0.036726 | 0.0092513 | -0.036707 | -0.0092394 | 1.8969e-05 | 1.1927e-05 | 0.055214 | 0.055214 | 0.055214 | 0.99006 | -0.19068 | 0.9895 | -0.20149 | 15.1687
112 | -0.044486 | -0.011196 | 0.044521 | 0.011218 | 3.4549e-05 | 2.1846e-05 | 0.066878 | 0.066878 | 0.066878 | 0.99006 | -0.19068 | 0.9909 | -0.17445 | 18.373
113 | 0.0034875 | 0.00087381 | -0.0034873 | -0.00087398 | 2.6672e-07 | -1.6143e-07 | 0.0052445 | 0.0052446 | 0.0052446 | 0.9895 | -0.20149 | 0.98942 | -0.2031 | 1.4408
114 | 0.033219 | 0.0083655 | -0.033192 | -0.0083484 | 2.7302e-05 | 1.7099e-05 | 0.04997 | 0.04997 | 0.04997 | 0.9895 | -0.20149 | 0.98861 | -0.21869 | 13.7279
115 | -0.048329 | -0.012172 | 0.048474 | 0.012265 | 0.00014563 | 9.2252e-05 | 0.072596 | 0.072595 | 0.072596 | 0.9909 | -0.17445 | 0.99416 | -0.11164 | 19.9439
116 | 0.0014214 | 0.00035621 | -0.0014214 | -0.00035622 | 2.4953e-09 | -1.7105e-08 | 0.0021376 | 0.0021376 | 0.0021376 | 0.98942 | -0.2031 | 0.98942 | -0.20313 | 0.58726
117 | 0.032269 | 0.008117 | -0.032266 | -0.0081153 | 2.8427e-06 | 1.7781e-06 | 0.04858 | 0.04858 | 0.04858 | 0.98861 | -0.21869 | 0.98852 | -0.22054 | 13.3461
118 | -0.086781 | -0.021907 | 0.087051 | 0.02208 | 0.0002705 | 0.00017257 | 0.12995 | 0.12995 | 0.12995 | 0.99416 | -0.11164 | 0.99755 | -0.046789 | 35.6992
119 | 0.038306 | 0.0096424 | -0.038277 | -0.0096239 | 2.9324e-05 | 1.8459e-05 | 0.05735 | 0.05735 | 0.05735 | 0.99416 | -0.11164 | 0.99333 | -0.12767 | 15.7555
120 | -0.09711 | -0.024601 | 0.097329 | 0.024741 | 0.00021879 | 0.00013966 | 0.14495 | 0.14495 | 0.14495 | 0.99755 | -0.046789 | 1 | 0 | 39.8215
121 | 0.010059 | 0.0025216 | -0.010057 | -0.0025206 | 2.0876e-06 | 1.0134e-06 | 0.015005 | 0.015005 | 0.015005 | 0.99755 | -0.046789 | 0.99732 | -0.051146 | 4.1223
122 | 0.034858 | 0.0087678 | -0.034834 | -0.0087523 | 2.4551e-05 | 1.5402e-05 | 0.052229 | 0.052229 | 0.052229 | 0.99333 | -0.12767 | 0.99257 | -0.14242 | 14.3487
123 | 0.0034187 | 0.00085619 | -0.0034184 | -0.00085639 | 3.0047e-07 | -2.0316e-07 | 0.005121 | 0.0051211 | 0.0051211 | 0.99333 | -0.12767 | 0.99323 | -0.12951 | 1.4069
124 | -0.0013077 | -0.00032764 | 0.0013077 | 0.00032762 | 2.5217e-09 | -2.1058e-08 | 0.0019591 | 0.0019591 | 0.0019591 | 0.99318 | -0.13061 | 0.99318 | -0.13057 | 0.53823
125 | 0.00089391 | 0.00022395 | -0.00089391 | -0.00022403 | 4.7934e-09 | -8.9153e-08 | 0.0013393 | 0.0013393 | 0.0013393 | 0.99318 | -0.13061 | 0.99317 | -0.13072 | 0.36794
126 | -0.0027863 | -0.00069819 | 0.0027864 | 0.000698 | 1.3963e-07 | -1.8717e-07 | 0.0041744 | 0.0041743 | 0.0041744 | 0.99318 | -0.13057 | 0.99323 | -0.12951 | 1.1468
127 | 0.003511 | 0.00087975 | -0.0035108 | -0.00087989 | 2.2002e-07 | -1.4118e-07 | 0.0052244 | 0.0052245 | 0.0052245 | 1 | 0 | 0.99993 | -0.0013156 | 1.4353
128 | 0.11268 | 0.028572 | -0.11256 | -0.028496 | 0.00012058 | 7.657e-05 | 0.16779 | 0.16779 | 0.16779 | 1 | 0 | 0.99883 | -0.022287 | 23.0479
129 | 0.006896 | 0.0017284 | -0.0068945 | -0.0017279 | 1.5084e-06 | 4.6968e-07 | 0.010289 | 0.010289 | 0.010289 | 0.99732 | -0.051146 | 0.99708 | -0.055737 | 2.8267
130 | 0.033043 | 0.0082984 | -0.032997 | -0.0082695 | 4.617e-05 | 2.8885e-05 | 0.049232 | 0.049232 | 0.049232 | 0.99883 | -0.022287 | 0.99731 | -0.051615 | 13.5253
131 | 0.0025073 | 0.00062816 | -0.0025072 | -0.00062836 | 1.0997e-07 | -2.0304e-07 | 0.0037409 | 0.003741 | 0.003741 | 0.99731 | -0.051615 | 0.99726 | -0.052536 | 1.0277
132 | 0.071293 | 0.018099 | -0.071246 | -0.018069 | 4.7667e-05 | 2.9922e-05 | 0.10644 | 0.10644 | 0.10644 | 0.99741 | -0.049435 | 0.99668 | -0.063342 | 14.6213
133 | 0.070269 | 0.017824 | -0.070259 | -0.017818 | 1.0241e-05 | 6.4249e-06 | 0.10499 | 0.10499 | 0.10499 | 0.99668 | -0.063342 | 0.99652 | -0.066373 | 14.4211
134 | 0.066489 | 0.016873 | -0.066445 | -0.016846 | 4.3205e-05 | 2.7043e-05 | 0.099356 | 0.099356 | 0.099356 | 0.99652 | -0.066373 | 0.99581 | -0.079893 | 13.6478
135 | 0.023889 | 0.0060073 | -0.023875 | -0.0059984 | 1.4504e-05 | 8.8906e-06 | 0.035758 | 0.035758 | 0.035758 | 0.99431 | -0.10875 | 0.99365 | -0.12147 | 9.8238
136 | 0.020505 | 0.0051537 | -0.020504 | -0.0051537 | 4.1832e-08 | 2.5239e-08 | 0.030711 | 0.030711 | 0.030711 | 0.99365 | -0.12147 | 0.99365 | -0.12152 | 8.4371
137 | 0.019861 | 0.0049924 | -0.019846 | -0.0049835 | 1.4817e-05 | 8.9051e-06 | 0.029747 | 0.029747 | 0.029747 | 0.99365 | -0.12152 | 0.99284 | -0.13715 | 8.1723
138 | 0.018356 | 0.0046099 | -0.018348 | -0.0046057 | 7.0918e-06 | 4.2158e-06 | 0.027514 | 0.027514 | 0.027514 | 0.99284 | -0.13715 | 0.99242 | -0.14525 | 7.5587
139 | 0.017113 | 0.0042962 | -0.017113 | -0.0042958 | 6.0835e-07 | 3.5752e-07 | 0.025662 | 0.025662 | 0.025662 | 0.99242 | -0.14525 | 0.99238 | -0.146 | 7.05
140 | 0.014973 | 0.0037595 | -0.014971 | -0.0037583 | 2.0828e-06 | 1.1907e-06 | 0.022453 | 0.022453 | 0.022453 | 0.99238 | -0.146 | 0.99223 | -0.14891 | 6.1684

## res_trafo
| p_hv_mw | q_hv_mvar | p_lv_mw | q_lv_mvar | pl_mw | ql_mvar | i_hv_ka | i_lv_ka | vm_hv_pu | va_hv_degree | vm_lv_pu | va_lv_degree | loading_percent
0 | -1.2729e-15 | -1.3162e-15 | 0.00165 | 1.2699e-07 | 0.00165 | 1.2699e-07 | 5.2857e-17 | 0.0023815 | 0.99998 | 149.9956 | 1 | 0 | 0.2619

## res_ext_grid
| p_mw | q_mvar
0 | 0.21517 | 0.054193

## res_load
| p_mw | q_mvar
0 | 0.0018078 | 0.00045308
1 | 0.00086155 | 0.00021593
2 | 0.0001748 | 4.381e-05
3 | 0.0004297 | 0.00010769
4 | 0.0012557 | 0.0003147
5 | 0.00055536 | 0.00013919
6 | 0.00038714 | 9.7027e-05
7 | 0.00092171 | 0.000231
8 | 0.00087184 | 0.0002185
9 | 0.00012619 | 3.1627e-05
10 | 0.00012047 | 3.0193e-05
11 | 0.0013971 | 0.00035016
12 | 0.00024616 | 6.1693e-05
13 | 0.00020086 | 5.0341e-05
14 | 0.00024667 | 6.1822e-05
15 | 0.00039711 | 9.9526e-05
16 | 0.00172 | 0.00043106
17 | 0.00045436 | 0.00011387
18 | 0.0058763 | 0.0014727
19 | 0.00024658 | 6.1799e-05
20 | 0.0011332 | 0.00028401
21 | 0.001094 | 0.00027418
22 | 0.00050222 | 0.00012587
23 | 0.0001893 | 4.7442e-05
24 | 0.00098184 | 0.00024607
25 | 0.0019217 | 0.00048163
26 | 0.0020054 | 0.0005026
27 | 0.0038838 | 0.00097337
28 | 0.0018147 | 0.00045481
29 | 0.001593 | 0.00039925
30 | 0.0011347 | 0.00028438
31 | 0.0015176 | 0.00038035
32 | 0.00041176 | 0.0001032
33 | 0.00017242 | 4.3211e-05
34 | 0.00064956 | 0.00016279
35 | 0.00053691 | 0.00013456
36 | 0.00068404 | 0.00017144
37 | 0.001491 | 0.00037367
38 | 0.00025983 | 6.512e-05
39 | 0.00035727 | 8.9541e-05
40 | 0.00032862 | 8.2361e-05
41 | 0.00058257 | 0.00014601
42 | 0.00050874 | 0.0001275
43 | 0.0014668 | 0.00036762
44 | 0.0002608 | 6.5362e-05
45 | 0.00075605 | 0.00018948
46 | 0.00099891 | 0.00025035
47 | 0.000435 | 0.00010902
48 | 0.00013651 | 3.4212e-05
49 | 0.00067667 | 0.00016959
50 | 0.00027656 | 6.9314e-05
51 | 0.00095925 | 0.00024041
52 | 0.00085635 | 0.00021462
53 | 0.0011642 | 0.00029178
54 | 0.006461 | 0.0016193
55 | 0.0034254 | 0.00085849
56 | 0.00019591 | 4.91e-05
57 | 0.0020916 | 0.0005242
58 | 0.00093176 | 0.00023352
59 | 0.001298 | 0.0003253
60 | 0.0018409 | 0.00046137
61 | 0.0035213 | 0.00088251
62 | 0.0043223 | 0.0010833
63 | 0.001151 | 0.00028848
64 | 0.0018377 | 0.00046057
65 | 0.0043735 | 0.0010961
66 | 0.0017812 | 0.0004464
67 | 0.0018115 | 0.000454
68 | 0.0011952 | 0.00029955
69 | 0.001843 | 0.00046191
70 | 0.0028362 | 0.00071083
71 | 0.0024298 | 0.00060898
72 | 0.0018884 | 0.00047328
73 | 0.0010454 | 0.000262
74 | 0.001093 | 0.00027394
75 | 0.0011302 | 0.00028325
76 | 0.0015906 | 0.00039864
77 | 0.0020993 | 0.00052614
78 | 0.0059692 | 0.001496
79 | 0.0011522 | 0.00028877
80 | 0.001284 | 0.0003218
81 | 0.0054189 | 0.0013581
82 | 0.0016991 | 0.00042582
83 | 0.0012623 | 0.00031635
84 | 0.00082476 | 0.00020671
85 | 0.0014729 | 0.00036915
86 | 0.001229 | 0.00030802
87 | 0.0010882 | 0.00027273
88 | 0.0031432 | 0.00078777
89 | 0.0038077 | 0.00095431
90 | 0.0020659 | 0.00051777
91 | 0.00092332 | 0.00023141
92 | 0.0014214 | 0.00035622
93 | 0.00048012 | 0.00012033
94 | 0.00041374 | 0.00010369
95 | 0.0014786 | 0.00037057
96 | 0.00089391 | 0.00022403
97 | 0.00063197 | 0.00015839
98 | 0.006 | 0.0015038
99 | 0.00081313 | 0.00020379
100 | 0.0031611 | 0.00079224
101 | 0.0068945 | 0.0017279
102 | 0.0035108 | 0.00087989
103 | 0.030489 | 0.0076414
104 | 0.0025072 | 0.00062836
105 | 0.00053073 | 0.00013301
106 | 0.00097654 | 0.00024474
107 | 0.0037704 | 0.00094495
108 | 0.0016755 | 0.00041993
109 | 0.00069333 | 0.00017376
110 | 0.0033704 | 0.00084471
111 | 0.00064379 | 0.00016135
112 | 0.0014903 | 0.00037351
113 | 0.0012352 | 0.00030956
114 | 0.00214 | 0.00053634
115 | 0.0027731 | 0.00069501

## dtypes
| element | column | dtype
0 | bus | name | object
1 | bus | vn_kv | float64
2 | bus | type | object
3 | bus | zone | object
4 | bus | in_service | bool
5 | load | name | object
6 | load | bus | uint32
7 | load | p_mw | float64
8 | load | q_mvar | float64
9 | load | const_z_percent | float64
10 | load | const_i_percent | float64
11 | load | sn_mva | float64
12 | load | scaling | float64
13 | load | in_service | bool
14 | load | type | object
15 | ext_grid | name | object
16 | ext_grid | bus | uint32
17 | ext_grid | vm_pu | float64
18 | ext_grid | va_degree | float64
19 | ext_grid | slack_weight | float64
20 | ext_grid | in_service | bool
21 | line | name | object
22 | line | std_type | object
23 | line | from_bus | uint32
24 | line | to_bus | uint32
25 | line | length_km | float64
26 | line | r_ohm_per_km | float64
27 | line | x_ohm_per_km | float64
28 | line | c_nf_per_km | float64
29 | line | g_us_per_km | float64
30 | line | max_i_ka | float64
31 | line | df | float64
32 | line | parallel | uint32
33 | line | type | object
34 | line | in_service | bool
35 | trafo | name | object
36 | trafo | std_type | object
37 | trafo | hv_bus | uint32
38 | trafo | lv_bus | uint32
39 | trafo | sn_mva | float64
40 | trafo | vn_hv_kv | float64
41 | trafo | vn_lv_kv | float64
42 | trafo | vk_percent | float64
43 | trafo | vkr_percent | float64
44 | trafo | pfe_kw | float64
45 | trafo | i0_percent | float64
46 | trafo | shift_degree | float64
47 | trafo | tap_side | object
48 | trafo | tap_neutral | int32
49 | trafo | tap_min | int32
50 | trafo | tap_max | int32
51 | trafo | tap_step_percent | float64
52 | trafo | tap_step_degree | float64
53 | trafo | tap_pos | int32
54 | trafo | tap_phase_shifter | bool
55 | trafo | parallel | uint32
56 | trafo | df | float64
57 | trafo | in_service | bool
58 | line_geodata | coords | object
59 | bus_geodata | x | float64
60 | bus_geodata | y | float64
61 | bus_geodata | coords | object
62 | res_bus | vm_pu | float64
63 | res_bus | va_degree | float64
64 | res_bus | p_mw | float64
65 | res_bus | q_mvar | float64
66 | res_line | p_from_mw | float64
67 | res_line | q_from_mvar | float64
68 | res_line | p_to_mw | float64
69 | res_line | q_to_mvar | float64
70 | res_line | pl_mw | float64
71 | res_line | ql_mvar | float64
72 | res_line | i_from_ka | float64
73 | res_line | i_to_ka | float64
74 | res_line | i_ka | float64
75 | res_line | vm_from_pu | float64
76 | res_line | va_from_degree | float64
77 | res_line | vm_to_pu | float64
78 | res_line | va_to_degree | float64
79 | res_line | loading_percent | float64
80 | res_trafo | p_hv_mw | float64
81 | res_trafo | q_hv_mvar | float64
82 | res_trafo | p_lv_mw | float64
83 | res_trafo | q_lv_mvar | float64
84 | res_trafo | pl_mw | float64
85 | res_trafo | ql_mvar | float64
86 | res_trafo | i_hv_ka | float64
87 | res_trafo | i_lv_ka | float64
88 | res_trafo | vm_hv_pu | float64
89 | res_trafo | va_hv_degree | float64
90 | res_trafo | vm_lv_pu | float64
91 | res_trafo | va_lv_degree | float64
92 | res_trafo | loading_percent | float64
93 | res_ext_grid | p_mw | float64
94 | res_ext_grid | q_mvar | float64
95 | res_load | p_mw | float64
96 | res_load | q_mvar | float64

## parameters
| version | format_version | converged | OPF_converged | name | f_hz | sn_mva
0 | 2.14.6 | 2.14.0 | TRUE | FALSE |  | 50 | 1