## bus
| name | vn_kv | type | zone | in_service
0 | bus_LV_2236-4_0_6_node_0 | 0.4 | n |  | TRUE
1 | bus_LV_2236-4_0_6_node_1 | 0.4 | n |  | TRUE
2 | bus_LV_2236-4_0_6_node_2 | 0.4 | n |  | TRUE
3 | bus_LV_2236-4_0_6_node_3 | 0.4 | n |  | TRUE
4 | bus_LV_2236-4_0_6_node_4 | 0.4 | n |  | TRUE
5 | bus_LV_2236-4_0_6_node_5 | 0.4 | n |  | TRUE
6 | bus_LV_2236-4_0_6_node_26 | 0.4 | n |  | TRUE
7 | bus_LV_2236-4_0_6_node_96 | 0.4 | n |  | TRUE
8 | bus_LV_2236-4_0_6_node_101 | 0.4 | n |  | TRUE
9 | bus_LV_2236-4_0_6_node_99 | 0.4 | n |  | TRUE
10 | bus_LV_2236-4_0_6_node_95 | 0.4 | n |  | TRUE
11 | bus_LV_2236-4_0_6_node_88 | 0.4 | n |  | TRUE
12 | bus_LV_2236-4_0_6_node_49 | 0.4 | n |  | TRUE
13 | bus_LV_2236-4_0_6_node_50 | 0.4 | n |  | TRUE
14 | bus_LV_2236-4_0_6_node_6 | 0.4 | n |  | TRUE
15 | bus_LV_2236-4_0_6_node_56 | 0.4 | n |  | TRUE
16 | bus_LV_2236-4_0_6_node_67 | 0.4 | n |  | TRUE
17 | bus_LV_2236-4_0_6_node_47 | 0.4 | n |  | TRUE
18 | bus_LV_2236-4_0_6_node_7 | 0.4 | n |  | TRUE
19 | bus_LV_2236-4_0_6_node_8 | 0.4 | n |  | TRUE
20 | bus_LV_2236-4_0_6_node_9 | 0.4 | n |  | TRUE
21 | bus_LV_2236-4_0_6_node_10 | 0.4 | n |  | TRUE
22 | bus_LV_2236-4_0_6_node_11 | 0.4 | n |  | TRUE
23 | bus_LV_2236-4_0_6_node_16 | 0.4 | n |  | TRUE
24 | bus_LV_2236-4_0_6_node_15 | 0.4 | n |  | TRUE
25 | bus_LV_2236-4_0_6_node_12 | 0.4 | n |  | TRUE
26 | bus_LV_2236-4_0_6_node_17 | 0.4 | n |  | TRUE
27 | bus_LV_2236-4_0_6_node_24 | 0.4 | n |  | TRUE
28 | bus_LV_2236-4_0_6_node_105 | 0.4 | n |  | TRUE
29 | bus_LV_2236-4_0_6_node_13 | 0.4 | n |  | TRUE
30 | bus_LV_2236-4_0_6_node_14 | 0.4 | n |  | TRUE
31 | bus_LV_2236-4_0_6_node_19 | 0.4 | n |  | TRUE
32 | bus_LV_2236-4_0_6_node_22 | 0.4 | n |  | TRUE
33 | bus_LV_2236-4_0_6_node_79 | 0.4 | n |  | TRUE
34 | bus_LV_2236-4_0_6_node_106 | 0.4 | n |  | TRUE
35 | bus_LV_2236-4_0_6_node_54 | 0.4 | n |  | TRUE
36 | bus_LV_2236-4_0_6_node_80 | 0.4 | n |  | TRUE
37 | bus_LV_2236-4_0_6_node_55 | 0.4 | n |  | TRUE
38 | bus_LV_2236-4_0_6_node_18 | 0.4 | n |  | TRUE
39 | bus_LV_2236-4_0_6_node_70 | 0.4 | n |  | TRUE
40 | bus_LV_2236-4_0_6_node_92 | 0.4 | n |  | TRUE
41 | bus_LV_2236-4_0_6_node_84 | 0.4 | n |  | TRUE
42 | bus_LV_2236-4_0_6_node_41 | 0.4 | n |  | TRUE
43 | bus_LV_2236-4_0_6_node_25 | 0.4 | n |  | TRUE
44 | bus_LV_2236-4_0_6_node_20 | 0.4 | n |  | TRUE
45 | bus_LV_2236-4_0_6_node_21 | 0.4 | n |  | TRUE
46 | bus_LV_2236-4_0_6_node_23 | 0.4 | n |  | TRUE
47 | bus_LV_2236-4_0_6_node_43 | 0.4 | n |  | TRUE
48 | bus_LV_2236-4_0_6_node_77 | 0.4 | n |  | TRUE
49 | bus_LV_2236-4_0_6_node_42 | 0.4 | n |  | TRUE
50 | bus_LV_2236-4_0_6_node_69 | 0.4 | n |  | TRUE
51 | bus_LV_2236-4_0_6_node_83 | 0.4 | n |  | TRUE
52 | bus_LV_2236-4_0_6_node_73 | 0.4 | n |  | TRUE
53 | bus_LV_2236-4_0_6_node_72 | 0.4 | n |  | TRUE
54 | bus_LV_2236-4_0_6_node_27 | 0.4 | n |  | TRUE
55 | bus_LV_2236-4_0_6_node_28 | 0.4 | n |  | TRUE
56 | bus_LV_2236-4_0_6_node_29 | 0.4 | n |  | TRUE
57 | bus_LV_2236-4_0_6_node_30 | 0.4 | n |  | TRUE
58 | bus_LV_2236-4_0_6_node_59 | 0.4 | n |  | TRUE
59 | bus_LV_2236-4_0_6_node_93 | 0.4 | n |  | TRUE
60 | bus_LV_2236-4_0_6_node_89 | 0.4 | n |  | TRUE
61 | bus_LV_2236-4_0_6_node_58 | 0.4 | n |  | TRUE
62 | bus_LV_2236-4_0_6_node_94 | 0.4 | n |  | TRUE
63 | bus_LV_2236-4_0_6_node_31 | 0.4 | n |  | TRUE
64 | bus_LV_2236-4_0_6_node_32 | 0.4 | n |  | TRUE
65 | bus_LV_2236-4_0_6_node_33 | 0.4 | n |  | TRUE
66 | bus_LV_2236-4_0_6_node_34 | 0.4 | n |  | TRUE
67 | bus_LV_2236-4_0_6_node_35 | 0.4 | n |  | TRUE
68 | bus_LV_2236-4_0_6_node_48 | 0.4 | n |  | TRUE
69 | bus_LV_2236-4_0_6_node_46 | 0.4 | n |  | TRUE
70 | bus_LV_2236-4_0_6_node_36 | 0.4 | n |  | TRUE
71 | bus_LV_2236-4_0_6_node_37 | 0.4 | n |  | TRUE
72 | bus_LV_2236-4_0_6_node_107 | 0.4 | n |  | TRUE
73 | bus_LV_2236-4_0_6_node_39 | 0.4 | n |  | TRUE
74 | bus_LV_2236-4_0_6_node_71 | 0.4 | n |  | TRUE
75 | bus_LV_2236-4_0_6_node_38 | 0.4 | n |  | TRUE
76 | bus_LV_2236-4_0_6_node_40 | 0.4 | n |  | TRUE
77 | bus_LV_2236-4_0_6_node_100 | 0.4 | n |  | TRUE
78 | bus_LV_2236-4_0_6_node_75 | 0.4 | n |  | TRUE
79 | bus_LV_2236-4_0_6_node_44 | 0.4 | n |  | TRUE
80 | bus_LV_2236-4_0_6_node_45 | 0.4 | n |  | TRUE
81 | bus_LV_2236-4_0_6_node_51 | 0.4 | n |  | TRUE
82 | bus_LV_2236-4_0_6_node_52 | 0.4 | n |  | TRUE
83 | bus_LV_2236-4_0_6_node_53 | 0.4 | n |  | TRUE
84 | bus_LV_2236-4_0_6_node_78 | 0.4 | n |  | TRUE
85 | bus_LV_2236-4_0_6_node_91 | 0.4 | n |  | TRUE
86 | bus_LV_2236-4_0_6_node_90 | 0.4 | n |  | TRUE
87 | bus_LV_2236-4_0_6_node_68 | 0.4 | n |  | TRUE
88 | bus_LV_2236-4_0_6_node_57 | 0.4 | n |  | TRUE
89 | bus_LV_2236-4_0_6_node_61 | 0.4 | n |  | TRUE
90 | bus_LV_2236-4_0_6_node_147 | 0.4 | n |  | TRUE
91 | bus_LV_2236-4_0_6_node_60 | 0.4 | n |  | TRUE
92 | bus_LV_2236-4_0_6_node_146 | 0.4 | n |  | TRUE
93 | bus_LV_2236-4_0_6_node_103 | 0.4 | n |  | TRUE
94 | bus_LV_2236-4_0_6_node_87 | 0.4 | n |  | TRUE
95 | bus_LV_2236-4_0_6_node_62 | 0.4 | n |  | TRUE
96 | bus_LV_2236-4_0_6_node_63 | 0.4 | n |  | TRUE
97 | bus_LV_2236-4_0_6_node_64 | 0.4 | n |  | TRUE
98 | bus_LV_2236-4_0_6_node_65 | 0.4 | n |  | TRUE
99 | bus_LV_2236-4_0_6_node_66 | 0.4 | n |  | TRUE
100 | bus_LV_2236-4_0_6_node_74 | 0.4 | n |  | TRUE
101 | bus_LV_2236-4_0_6_node_76 | 0.4 | n |  | TRUE
102 | bus_LV_2236-4_0_6_node_136 | 0.4 | n |  | TRUE
103 | bus_LV_2236-4_0_6_node_149 | 0.4 | n |  | TRUE
104 | bus_LV_2236-4_0_6_node_137 | 0.4 | n |  | TRUE
105 | bus_LV_2236-4_0_6_node_132 | 0.4 | n |  | TRUE
106 | bus_LV_2236-4_0_6_node_97 | 0.4 | n |  | TRUE
107 | bus_LV_2236-4_0_6_node_81 | 0.4 | n |  | TRUE
108 | bus_LV_2236-4_0_6_node_82 | 0.4 | n |  | TRUE
109 | bus_LV_2236-4_0_6_node_109 | 0.4 | n |  | TRUE
110 | bus_LV_2236-4_0_6_node_108 | 0.4 | n |  | TRUE
111 | bus_LV_2236-4_0_6_node_123 | 0.4 | n |  | TRUE
112 | bus_LV_2236-4_0_6_node_131 | 0.4 | n |  | TRUE
113 | bus_LV_2236-4_0_6_node_85 | 0.4 | n |  | TRUE
114 | bus_LV_2236-4_0_6_node_86 | 0.4 | n |  | TRUE
115 | bus_LV_2236-4_0_6_node_102 | 0.4 | n |  | TRUE
116 | bus_LV_2236-4_0_6_node_98 | 0.4 | n |  | TRUE
117 | bus_LV_2236-4_0_6_node_144 | 0.4 | n |  | TRUE
118 | bus_LV_2236-4_0_6_node_145 | 0.4 | n |  | TRUE
119 | bus_LV_2236-4_0_6_node_104 | 0.4 | n |  | TRUE
120 | bus_LV_2236-4_0_6_node_134 | 0.4 | n |  | TRUE
121 | bus_LV_2236-4_0_6_node_122 | 0.4 | n |  | TRUE
122 | bus_LV_2236-4_0_6_node_133 | 0.4 | n |  | TRUE
123 | bus_LV_2236-4_0_6_node_148 | 0.4 | n |  | TRUE
124 | bus_LV_2236-4_0_6_node_135 | 0.4 | n |  | TRUE
125 | bus_LV_2236-4_0_6_node_130 | 0.4 | n |  | TRUE
126 | bus_LV_2236-4_0_6_node_110 | 0.4 | n |  | TRUE
127 | bus_LV_2236-4_0_6_node_111 | 0.4 | n |  | TRUE
128 | bus_LV_2236-4_0_6_node_112 | 0.4 | n |  | TRUE
129 | bus_LV_2236-4_0_6_node_113 | 0.4 | n |  | TRUE
130 | bus_LV_2236-4_0_6_node_114 | 0.4 | n |  | TRUE
131 | bus_LV_2236-4_0_6_node_115 | 0.4 | n |  | TRUE
132 | bus_LV_2236-4_0_6_node_116 | 0.4 | n |  | TRUE
133 | bus_LV_2236-4_0_6_node_119 | 0.4 | n |  | TRUE
134 | bus_LV_2236-4_0_6_node_127 | 0.4 | n |  | TRUE
135 | bus_LV_2236-4_0_6_node_128 | 0.4 | n |  | TRUE
136 | bus_LV_2236-4_0_6_node_138 | 0.4 | n |  | TRUE
137 | bus_LV_2236-4_0_6_node_121 | 0.4 | n |  | TRUE
138 | bus_LV_2236-4_0_6_node_117 | 0.4 | n |  | TRUE
139 | bus_LV_2236-4_0_6_node_139 | 0.4 | n |  | TRUE
140 | bus_LV_2236-4_0_6_node_118 | 0.4 | n |  | TRUE
141 | bus_LV_2236-4_0_6_node_120 | 0.4 | n |  | TRUE
142 | bus_LV_2236-4_0_6_node_126 | 0.4 | n |  | TRUE
143 | bus_LV_2236-4_0_6_node_124 | 0.4 | n |  | TRUE
144 | bus_LV_2236-4_0_6_node_125 | 0.4 | n |  | TRUE
145 | bus_LV_2236-4_0_6_node_129 | 0.4 | n |  | TRUE
146 | bus_LV_2236-4_0_6_node_143 | 0.4 | n |  | TRUE
147 | bus_LV_2236-4_0_6_node_142 | 0.4 | n |  | TRUE
148 | bus_LV_2236-4_0_6_node_140 | 0.4 | n |  | TRUE
149 | bus_LV_2236-4_0_6_node_141 | 0.4 | n |  | TRUE
150 | bus_MV_27_1_node_203 | 20 | n |  | TRUE

## load
| name | bus | p_mw | q_mvar | const_z_percent | const_i_percent | sn_mva | scaling | in_service | type
0 | LV_2236-4_0_6_load_0 | 0 | 0.013287 | 0.00333 | 0 | 0 |  | 1 | TRUE | wye
1 | LV_2236-4_0_6_load_1 | 1 | 0.0038542 | 0.00096597 | 0 | 0 |  | 1 | TRUE | wye
2 | LV_2236-4_0_6_load_3 | 3 | 0.0073005 | 0.0018297 | 0 | 0 |  | 1 | TRUE | wye
3 | LV_2236-4_0_6_load_5 | 5 | 0.0042319 | 0.0010606 | 0 | 0 |  | 1 | TRUE | wye
4 | LV_2236-4_0_6_load_96 | 7 | 0.03261 | 0.0081729 | 0 | 0 |  | 1 | TRUE | wye
5 | LV_2236-4_0_6_load_101 | 8 | 0.016931 | 0.0042434 | 0 | 0 |  | 1 | TRUE | wye
6 | LV_2236-4_0_6_load_99 | 9 | 0.014851 | 0.0037221 | 0 | 0 |  | 1 | TRUE | wye
7 | LV_2236-4_0_6_load_95 | 10 | 0.0087031 | 0.0021812 | 0 | 0 |  | 1 | TRUE | wye
8 | LV_2236-4_0_6_load_49 | 12 | 0.003047 | 0.00076365 | 0 | 0 |  | 1 | TRUE | wye
9 | LV_2236-4_0_6_load_50 | 13 | 0.0026214 | 0.00065697 | 0 | 0 |  | 1 | TRUE | wye
10 | LV_2236-4_0_6_load_6 | 14 | 0.00050526 | 0.00012663 | 0 | 0 |  | 1 | TRUE | wye
11 | LV_2236-4_0_6_load_56 | 15 | 0.00061636 | 0.00015448 | 0 | 0 |  | 1 | TRUE | wye
12 | LV_2236-4_0_6_load_67 | 16 | 0.00078448 | 0.00019661 | 0 | 0 |  | 1 | TRUE | wye
13 | LV_2236-4_0_6_load_47 | 17 | 0.00038814 | 9.7277e-05 | 0 | 0 |  | 1 | TRUE | wye
14 | LV_2236-4_0_6_load_7 | 18 | 0.012166 | 0.003049 | 0 | 0 |  | 1 | TRUE | wye
15 | LV_2236-4_0_6_load_8 | 19 | 0.0034764 | 0.00087127 | 0 | 0 |  | 1 | TRUE | wye
16 | LV_2236-4_0_6_load_9 | 20 | 0.0029783 | 0.00074643 | 0 | 0 |  | 1 | TRUE | wye
17 | LV_2236-4_0_6_load_16 | 23 | 0.0032886 | 0.0008242 | 0 | 0 |  | 1 | TRUE | wye
18 | LV_2236-4_0_6_load_12 | 25 | 0.0045232 | 0.0011336 | 0 | 0 |  | 1 | TRUE | wye
19 | LV_2236-4_0_6_load_17 | 26 | 0.0039083 | 0.00097951 | 0 | 0 |  | 1 | TRUE | wye
20 | LV_2236-4_0_6_load_24 | 27 | 0.0025278 | 0.00063352 | 0 | 0 |  | 1 | TRUE | wye
21 | LV_2236-4_0_6_load_13 | 29 | 0.0011134 | 0.00027905 | 0 | 0 |  | 1 | TRUE | wye
22 | LV_2236-4_0_6_load_14 | 30 | 0.0041964 | 0.0010517 | 0 | 0 |  | 1 | TRUE | wye
23 | LV_2236-4_0_6_load_19 | 31 | 0.0020051 | 0.00050253 | 0 | 0 |  | 1 | TRUE | wye
24 | LV_2236-4_0_6_load_106 | 34 | 0.0025892 | 0.00064891 | 0 | 0 |  | 1 | TRUE | wye
25 | LV_2236-4_0_6_load_80 | 36 | 0.0021274 | 0.00053318 | 0 | 0 |  | 1 | TRUE | wye
26 | LV_2236-4_0_6_load_55 | 37 | 0.00087965 | 0.00022046 | 0 | 0 |  | 1 | TRUE | wye
27 | LV_2236-4_0_6_load_18 | 38 | 0.0027742 | 0.00069528 | 0 | 0 |  | 1 | TRUE | wye
28 | LV_2236-4_0_6_load_70 | 39 | 0.0010739 | 0.00026913 | 0 | 0 |  | 1 | TRUE | wye
29 | LV_2236-4_0_6_load_92 | 40 | 0.0032388 | 0.00081173 | 0 | 0 |  | 1 | TRUE | wye
30 | LV_2236-4_0_6_load_84 | 41 | 0.0041038 | 0.0010285 | 0 | 0 |  | 1 | TRUE | wye
31 | LV_2236-4_0_6_load_25 | 43 | 0.0020354 | 0.00051012 | 0 | 0 |  | 1 | TRUE | wye
32 | LV_2236-4_0_6_load_20 | 44 | 0.0019025 | 0.00047682 | 0 | 0 |  | 1 | TRUE | wye
33 | LV_2236-4_0_6_load_23 | 46 | 0.0011402 | 0.00028576 | 0 | 0 |  | 1 | TRUE | wye
34 | LV_2236-4_0_6_load_43 | 47 | 0.00080797 | 0.0002025 | 0 | 0 |  | 1 | TRUE | wye
35 | LV_2236-4_0_6_load_42 | 49 | 0.0014666 | 0.00036756 | 0 | 0 |  | 1 | TRUE | wye
36 | LV_2236-4_0_6_load_69 | 50 | 0.0010841 | 0.00027169 | 0 | 0 |  | 1 | TRUE | wye
37 | LV_2236-4_0_6_load_72 | 53 | 0.0054126 | 0.0013565 | 0 | 0 |  | 1 | TRUE | wye
38 | LV_2236-4_0_6_load_27 | 54 | 0.010646 | 0.0026682 | 0 | 0 |  | 1 | TRUE | wye
39 | LV_2236-4_0_6_load_29 | 56 | 0.0065134 | 0.0016324 | 0 | 0 |  | 1 | TRUE | wye
40 | LV_2236-4_0_6_load_93 | 59 | 0.00035353 | 8.8604e-05 | 0 | 0 |  | 1 | TRUE | wye
41 | LV_2236-4_0_6_load_58 | 61 | 0.013816 | 0.0034626 | 0 | 0 |  | 1 | TRUE | wye
42 | LV_2236-4_0_6_load_94 | 62 | 0.020144 | 0.0050486 | 0 | 0 |  | 1 | TRUE | wye
43 | LV_2236-4_0_6_load_31 | 63 | 0.0011263 | 0.00028227 | 0 | 0 |  | 1 | TRUE | wye
44 | LV_2236-4_0_6_load_32 | 64 | 0.00055431 | 0.00013892 | 0 | 0 |  | 1 | TRUE | wye
45 | LV_2236-4_0_6_load_33 | 65 | 0.001068 | 0.00026767 | 0 | 0 |  | 1 | TRUE | wye
46 | LV_2236-4_0_6_load_34 | 66 | 0.00041899 | 0.00010501 | 0 | 0 |  | 1 | TRUE | wye
47 | LV_2236-4_0_6_load_35 | 67 | 0.000842 | 0.00021103 | 0 | 0 |  | 1 | TRUE | wye
48 | LV_2236-4_0_6_load_48 | 68 | 0.00044203 | 0.00011078 | 0 | 0 |  | 1 | TRUE | wye
49 | LV_2236-4_0_6_load_46 | 69 | 0.0004581 | 0.00011481 | 0 | 0 |  | 1 | TRUE | wye
50 | LV_2236-4_0_6_load_36 | 70 | 0.0039071 | 0.0009792 | 0 | 0 |  | 1 | TRUE | wye
51 | LV_2236-4_0_6_load_107 | 72 | 0.0096726 | 0.0024242 | 0 | 0 |  | 1 | TRUE | wye
52 | LV_2236-4_0_6_load_39 | 73 | 0.0039568 | 0.00099167 | 0 | 0 |  | 1 | TRUE | wye
53 | LV_2236-4_0_6_load_71 | 74 | 0.0011003 | 0.00027575 | 0 | 0 |  | 1 | TRUE | wye
54 | LV_2236-4_0_6_load_40 | 76 | 0.0053152 | 0.0013321 | 0 | 0 |  | 1 | TRUE | wye
55 | LV_2236-4_0_6_load_100 | 77 | 0.0021967 | 0.00055055 | 0 | 0 |  | 1 | TRUE | wye
56 | LV_2236-4_0_6_load_75 | 78 | 0.0014292 | 0.00035818 | 0 | 0 |  | 1 | TRUE | wye
57 | LV_2236-4_0_6_load_44 | 79 | 0.00049517 | 0.0001241 | 0 | 0 |  | 1 | TRUE | wye
58 | LV_2236-4_0_6_load_45 | 80 | 0.00052766 | 0.00013225 | 0 | 0 |  | 1 | TRUE | wye
59 | LV_2236-4_0_6_load_51 | 81 | 0.0044211 | 0.001108 | 0 | 0 |  | 1 | TRUE | wye
60 | LV_2236-4_0_6_load_52 | 82 | 0.00041103 | 0.00010301 | 0 | 0 |  | 1 | TRUE | wye
61 | LV_2236-4_0_6_load_53 | 83 | 0.0026437 | 0.00066258 | 0 | 0 |  | 1 | TRUE | wye
62 | LV_2236-4_0_6_load_91 | 85 | 0.0016523 | 0.0004141 | 0 | 0 |  | 1 | TRUE | wye
63 | LV_2236-4_0_6_load_90 | 86 | 0.0003995 | 0.00010012 | 0 | 0 |  | 1 | TRUE | wye
64 | LV_2236-4_0_6_load_68 | 87 | 0.002143 | 0.00053709 | 0 | 0 |  | 1 | TRUE | wye
65 | LV_2236-4_0_6_load_57 | 88 | 0.0070703 | 0.001772 | 0 | 0 |  | 1 | TRUE | wye
66 | LV_2236-4_0_6_load_61 | 89 | 0.002209 | 0.00055363 | 0 | 0 |  | 1 | TRUE | wye
67 | LV_2236-4_0_6_load_147 | 90 | 0.011906 | 0.0029838 | 0 | 0 |  | 1 | TRUE | wye
68 | LV_2236-4_0_6_load_60 | 91 | 0.00062032 | 0.00015547 | 0 | 0 |  | 1 | TRUE | wye
69 | LV_2236-4_0_6_load_146 | 92 | 0.0035374 | 0.00088657 | 0 | 0 |  | 1 | TRUE | wye
70 | LV_2236-4_0_6_load_87 | 94 | 0.012685 | 0.0031791 | 0 | 0 |  | 1 | TRUE | wye
71 | LV_2236-4_0_6_load_62 | 95 | 0.0017583 | 0.00044067 | 0 | 0 |  | 1 | TRUE | wye
72 | LV_2236-4_0_6_load_63 | 96 | 0.0024276 | 0.00060841 | 0 | 0 |  | 1 | TRUE | wye
73 | LV_2236-4_0_6_load_64 | 97 | 0.0013736 | 0.00034425 | 0 | 0 |  | 1 | TRUE | wye
74 | LV_2236-4_0_6_load_65 | 98 | 0.011801 | 0.0029576 | 0 | 0 |  | 1 | TRUE | wye
75 | LV_2236-4_0_6_load_66 | 99 | 0.00091234 | 0.00022866 | 0 | 0 |  | 1 | TRUE | wye
76 | LV_2236-4_0_6_load_76 | 101 | 0.013553 | 0.0033968 | 0 | 0 |  | 1 | TRUE | wye
77 | LV_2236-4_0_6_load_137 | 104 | 0.0038046 | 0.00095351 | 0 | 0 |  | 1 | TRUE | wye
78 | LV_2236-4_0_6_load_81 | 107 | 0.0031309 | 0.00078468 | 0 | 0 |  | 1 | TRUE | wye
79 | LV_2236-4_0_6_load_82 | 108 | 0.011538 | 0.0028916 | 0 | 0 |  | 1 | TRUE | wye
80 | LV_2236-4_0_6_load_123 | 111 | 0.0035859 | 0.00089871 | 0 | 0 |  | 1 | TRUE | wye
81 | LV_2236-4_0_6_load_131 | 112 | 0.0016705 | 0.00041868 | 0 | 0 |  | 1 | TRUE | wye
82 | LV_2236-4_0_6_load_85 | 113 | 0.0040769 | 0.0010218 | 0 | 0 |  | 1 | TRUE | wye
83 | LV_2236-4_0_6_load_86 | 114 | 0.033086 | 0.0082922 | 0 | 0 |  | 1 | TRUE | wye
84 | LV_2236-4_0_6_load_102 | 115 | 0.01096 | 0.0027468 | 0 | 0 |  | 1 | TRUE | wye
85 | LV_2236-4_0_6_load_98 | 116 | 0.0052608 | 0.0013185 | 0 | 0 |  | 1 | TRUE | wye
86 | LV_2236-4_0_6_load_144 | 117 | 0.0052037 | 0.0013042 | 0 | 0 |  | 1 | TRUE | wye
87 | LV_2236-4_0_6_load_145 | 118 | 0.0052116 | 0.0013061 | 0 | 0 |  | 1 | TRUE | wye
88 | LV_2236-4_0_6_load_104 | 119 | 0.0044598 | 0.0011177 | 0 | 0 |  | 1 | TRUE | wye
89 | LV_2236-4_0_6_load_134 | 120 | 0.011032 | 0.002765 | 0 | 0 |  | 1 | TRUE | wye
90 | LV_2236-4_0_6_load_122 | 121 | 0.0015527 | 0.00038913 | 0 | 0 |  | 1 | TRUE | wye
91 | LV_2236-4_0_6_load_148 | 123 | 0.0032967 | 0.00082624 | 0 | 0 |  | 1 | TRUE | wye
92 | LV_2236-4_0_6_load_135 | 124 | 0.010615 | 0.0026604 | 0 | 0 |  | 1 | TRUE | wye
93 | LV_2236-4_0_6_load_130 | 125 | 0.0018188 | 0.00045582 | 0 | 0 |  | 1 | TRUE | wye
94 | LV_2236-4_0_6_load_110 | 126 | 0.0042086 | 0.0010548 | 0 | 0 |  | 1 | TRUE | wye
95 | LV_2236-4_0_6_load_111 | 127 | 0.0069721 | 0.0017474 | 0 | 0 |  | 1 | TRUE | wye
96 | LV_2236-4_0_6_load_114 | 130 | 0.00038446 | 9.6355e-05 | 0 | 0 |  | 1 | TRUE | wye
97 | LV_2236-4_0_6_load_115 | 131 | 0.0047346 | 0.0011866 | 0 | 0 |  | 1 | TRUE | wye
98 | LV_2236-4_0_6_load_116 | 132 | 0.00026677 | 6.6858e-05 | 0 | 0 |  | 1 | TRUE | wye
99 | LV_2236-4_0_6_load_127 | 134 | 0.015691 | 0.0039326 | 0 | 0 |  | 1 | TRUE | wye
100 | LV_2236-4_0_6_load_128 | 135 | 0.0014758 | 0.00036987 | 0 | 0 |  | 1 | TRUE | wye
101 | LV_2236-4_0_6_load_117 | 138 | 0.0026833 | 0.00067251 | 0 | 0 |  | 1 | TRUE | wye
102 | LV_2236-4_0_6_load_139 | 139 | 0.0026119 | 0.00065459 | 0 | 0 |  | 1 | TRUE | wye
103 | LV_2236-4_0_6_load_118 | 140 | 0.00067329 | 0.00016874 | 0 | 0 |  | 1 | TRUE | wye
104 | LV_2236-4_0_6_load_120 | 141 | 0.0026828 | 0.00067238 | 0 | 0 |  | 1 | TRUE | wye
105 | LV_2236-4_0_6_load_126 | 142 | 0.0047819 | 0.0011985 | 0 | 0 |  | 1 | TRUE | wye
106 | LV_2236-4_0_6_load_124 | 143 | 0.014285 | 0.0035802 | 0 | 0 |  | 1 | TRUE | wye
107 | LV_2236-4_0_6_load_125 | 144 | 0.0094364 | 0.002365 | 0 | 0 |  | 1 | TRUE | wye
108 | LV_2236-4_0_6_load_129 | 145 | 0.002238 | 0.00056088 | 0 | 0 |  | 1 | TRUE | wye
109 | LV_2236-4_0_6_load_143 | 146 | 0.0038319 | 0.00096036 | 0 | 0 |  | 1 | TRUE | wye
110 | LV_2236-4_0_6_load_141 | 149 | 0.01178 | 0.0029523 | 0 | 0 |  | 1 | TRUE | wye

## ext_grid
| name | bus | vm_pu | va_degree | slack_weight | in_service
0 |  | 4 | 1 | 0 | 1 | TRUE

## line
| name | std_type | from_bus | to_bus | length_km | r_ohm_per_km | x_ohm_per_km | c_nf_per_km | g_us_per_km | max_i_ka | df | parallel | type | in_service
0 | LV_2236-4_0_6_line_0 |  | 0 | 1 | 0.012986 | 0.125 | 0.08 | 261 | 0 | 0.364 | 1 | 2 | cs | TRUE
1 | LV_2236-4_0_6_line_1 |  | 0 | 2 | 0.037165 | 0.125 | 0.08 | 261 | 0 | 0.364 | 1 | 2 | cs | TRUE
2 | LV_2236-4_0_6_line_2 |  | 1 | 3 | 0.01917 | 0.125 | 0.08 | 261 | 0 | 0.364 | 1 | 2 | cs | TRUE
3 | LV_2236-4_0_6_line_3 |  | 2 | 4 | 0.012961 | 0.125 | 0.08 | 261 | 0 | 0.364 | 1 | 2 | cs | TRUE
4 | LV_2236-4_0_6_line_4 |  | 2 | 5 | 0.0078516 | 0.125 | 0.08 | 261 | 0 | 0.364 | 1 | 1 | cs | TRUE
5 | LV_2236-4_0_6_line_5 |  | 3 | 6 | 0.0069207 | 0.125 | 0.08 | 261 | 0 | 0.364 | 1 | 2 | cs | TRUE
6 | LV_2236-4_0_6_line_6 |  | 4 | 7 | 0.020356 | 0.125 | 0.08 | 261 | 0 | 0.364 | 1 | 2 | cs | TRUE
7 | LV_2236-4_0_6_line_7 |  | 4 | 8 | 0.054337 | 0.125 | 0.08 | 261 | 0 | 0.364 | 1 | 2 | cs | TRUE
8 | LV_2236-4_0_6_line_8 |  | 6 | 9 | 0.024223 | 0.125 | 0.08 | 261 | 0 | 0.364 | 1 | 2 | cs | TRUE
9 | LV_2236-4_0_6_line_9 |  | 7 | 10 | 0.077932 | 0.125 | 0.08 | 261 | 0 | 0.364 | 1 | 2 | cs | TRUE
10 | LV_2236-4_0_6_line_10 |  | 8 | 11 | 0.01861 | 0.125 | 0.08 | 261 | 0 | 0.364 | 1 | 2 | cs | TRUE
11 | LV_2236-4_0_6_line_11 |  | 9 | 51 | 0.010707 | 0.125 | 0.08 | 261 | 0 | 0.364 | 1 | 2 | cs | TRUE
12 | LV_2236-4_0_6_line_12 |  | 10 | 106 | 0.054174 | 0.125 | 0.08 | 261 | 0 | 0.364 | 1 | 1 | cs | TRUE
13 | LV_2236-4_0_6_line_13 |  | 11 | 114 | 0.029649 | 0.125 | 0.08 | 261 | 0 | 0.364 | 1 | 2 | cs | TRUE
14 | LV_2236-4_0_6_line_14 |  | 12 | 13 | 0.020858 | 0.125 | 0.08 | 261 | 0 | 0.364 | 1 | 1 | cs | TRUE
15 | LV_2236-4_0_6_line_15 |  | 13 | 52 | 0.024841 | 0.125 | 0.08 | 261 | 0 | 0.364 | 1 | 1 | cs | TRUE
16 | LV_2236-4_0_6_line_16 |  | 14 | 15 | 0.23782 | 0.125 | 0.08 | 261 | 0 | 0.364 | 1 | 1 | cs | TRUE
17 | LV_2236-4_0_6_line_17 |  | 15 | 16 | 0.041864 | 0.125 | 0.08 | 261 | 0 | 0.364 | 1 | 1 | cs | TRUE
18 | LV_2236-4_0_6_line_18 |  | 15 | 17 | 0.021175 | 0.125 | 0.08 | 261 | 0 | 0.364 | 1 | 1 | cs | TRUE
19 | LV_2236-4_0_6_line_19 |  | 16 | 87 | 0.01998 | 0.125 | 0.08 | 261 | 0 | 0.364 | 1 | 1 | cs | TRUE
20 | LV_2236-4_0_6_line_20 |  | 17 | 80 | 0.0053235 | 0.125 | 0.08 | 261 | 0 | 0.364 | 1 | 1 | cs | TRUE
21 | LV_2236-4_0_6_line_21 |  | 18 | 19 | 0.029595 | 0.125 | 0.08 | 261 | 0 | 0.364 | 1 | 1 | cs | TRUE
22 | LV_2236-4_0_6_line_22 |  | 18 | 20 | 0.067841 | 0.125 | 0.08 | 261 | 0 | 0.364 | 1 | 1 | cs | TRUE
23 | LV_2236-4_0_6_line_23 |  | 19 | 21 | 0.020272 | 0.125 | 0.08 | 261 | 0 | 0.364 | 1 | 1 | cs | TRUE
24 | LV_2236-4_0_6_line_24 |  | 20 | 22 | 0.030894 | 0.125 | 0.08 | 261 | 0 | 0.364 | 1 | 1 | cs | TRUE
25 | LV_2236-4_0_6_line_25 |  | 21 | 23 | 0.023022 | 0.125 | 0.08 | 261 | 0 | 0.364 | 1 | 1 | cs | TRUE
26 | LV_2236-4_0_6_line_26 |  | 22 | 24 | 0.030333 | 0.125 | 0.08 | 261 | 0 | 0.364 | 1 | 1 | cs | TRUE
27 | LV_2236-4_0_6_line_27 |  | 22 | 25 | 0.022908 | 0.125 | 0.08 | 261 | 0 | 0.364 | 1 | 1 | cs | TRUE
28 | LV_2236-4_0_6_line_28 |  | 23 | 26 | 0.036473 | 0.125 | 0.08 | 261 | 0 | 0.364 | 1 | 1 | cs | TRUE
29 | LV_2236-4_0_6_line_29 |  | 24 | 27 | 0.022504 | 0.125 | 0.08 | 261 | 0 | 0.364 | 1 | 1 | cs | TRUE
30 | LV_2236-4_0_6_line_30 |  | 24 | 28 | 0.031366 | 0.125 | 0.08 | 261 | 0 | 0.364 | 1 | 1 | cs | TRUE
31 | LV_2236-4_0_6_line_31 |  | 25 | 29 | 0.03092 | 0.125 | 0.08 | 261 | 0 | 0.364 | 1 | 1 | cs | TRUE
32 | LV_2236-4_0_6_line_32 |  | 26 | 38 | 0.067184 | 0.125 | 0.08 | 261 | 0 | 0.364 | 1 | 1 | cs | TRUE
33 | LV_2236-4_0_6_line_33 |  | 28 | 34 | 0.0094108 | 0.125 | 0.08 | 261 | 0 | 0.364 | 1 | 1 | cs | TRUE
34 | LV_2236-4_0_6_line_34 |  | 29 | 30 | 0.035096 | 0.125 | 0.08 | 261 | 0 | 0.364 | 1 | 1 | cs | TRUE
35 | LV_2236-4_0_6_line_35 |  | 30 | 31 | 0.015066 | 0.125 | 0.08 | 261 | 0 | 0.364 | 1 | 1 | cs | TRUE
36 | LV_2236-4_0_6_line_36 |  | 31 | 32 | 0.028958 | 0.125 | 0.08 | 261 | 0 | 0.364 | 1 | 1 | cs | TRUE
37 | LV_2236-4_0_6_line_37 |  | 32 | 43 | 0.028052 | 0.125 | 0.08 | 261 | 0 | 0.364 | 1 | 1 | cs | TRUE
38 | LV_2236-4_0_6_line_38 |  | 32 | 44 | 0.01946 | 0.125 | 0.08 | 261 | 0 | 0.364 | 1 | 1 | cs | TRUE
39 | LV_2236-4_0_6_line_39 |  | 33 | 34 | 0.0070415 | 0.125 | 0.08 | 261 | 0 | 0.364 | 1 | 1 | cs | TRUE
40 | LV_2236-4_0_6_line_40 |  | 33 | 35 | 0.030044 | 0.125 | 0.08 | 261 | 0 | 0.364 | 1 | 1 | cs | TRUE
41 | LV_2236-4_0_6_line_41 |  | 35 | 84 | 0.007581 | 0.125 | 0.08 | 261 | 0 | 0.364 | 1 | 1 | cs | TRUE
42 | LV_2236-4_0_6_line_42 |  | 35 | 82 | 0.022493 | 0.125 | 0.08 | 261 | 0 | 0.364 | 1 | 1 | cs | TRUE
43 | LV_2236-4_0_6_line_43 |  | 36 | 37 | 0.011369 | 0.125 | 0.08 | 261 | 0 | 0.364 | 1 | 1 | cs | TRUE
44 | LV_2236-4_0_6_line_44 |  | 37 | 83 | 0.018082 | 0.125 | 0.08 | 261 | 0 | 0.364 | 1 | 1 | cs | TRUE
45 | LV_2236-4_0_6_line_45 |  | 39 | 40 | 0.12578 | 0.125 | 0.08 | 261 | 0 | 0.364 | 1 | 1 | cs | TRUE
46 | LV_2236-4_0_6_line_46 |  | 40 | 41 | 0.10888 | 0.125 | 0.08 | 261 | 0 | 0.364 | 1 | 1 | cs | TRUE
47 | LV_2236-4_0_6_line_47 |  | 41 | 42 | 0.038151 | 0.125 | 0.08 | 261 | 0 | 0.364 | 1 | 1 | cs | TRUE
48 | LV_2236-4_0_6_line_48 |  | 42 | 74 | 0.015299 | 0.125 | 0.08 | 261 | 0 | 0.364 | 1 | 1 | cs | TRUE
49 | LV_2236-4_0_6_line_49 |  | 42 | 71 | 0.072116 | 0.125 | 0.08 | 261 | 0 | 0.364 | 1 | 1 | cs | TRUE
50 | LV_2236-4_0_6_line_50 |  | 43 | 48 | 0.0061469 | 0.125 | 0.08 | 261 | 0 | 0.364 | 1 | 1 | cs | TRUE
51 | LV_2236-4_0_6_line_51 |  | 44 | 45 | 0.0023986 | 0.125 | 0.08 | 261 | 0 | 0.364 | 1 | 1 | cs | TRUE
52 | LV_2236-4_0_6_line_52 |  | 45 | 46 | 0.024454 | 0.125 | 0.08 | 261 | 0 | 0.364 | 1 | 1 | cs | TRUE
53 | LV_2236-4_0_6_line_53 |  | 46 | 47 | 0.01141 | 0.125 | 0.08 | 261 | 0 | 0.364 | 1 | 1 | cs | TRUE
54 | LV_2236-4_0_6_line_54 |  | 47 | 49 | 0.017725 | 0.125 | 0.08 | 261 | 0 | 0.364 | 1 | 1 | cs | TRUE
55 | LV_2236-4_0_6_line_55 |  | 48 | 50 | 0.0064055 | 0.125 | 0.08 | 261 | 0 | 0.364 | 1 | 1 | cs | TRUE
56 | LV_2236-4_0_6_line_56 |  | 49 | 67 | 0.004666 | 0.125 | 0.08 | 261 | 0 | 0.364 | 1 | 1 | cs | TRUE
57 | LV_2236-4_0_6_line_57 |  | 51 | 109 | 0.035596 | 0.125 | 0.08 | 261 | 0 | 0.364 | 1 | 2 | cs | TRUE
58 | LV_2236-4_0_6_line_58 |  | 51 | 108 | 0.026913 | 0.125 | 0.08 | 261 | 0 | 0.364 | 1 | 1 | cs | TRUE
59 | LV_2236-4_0_6_line_59 |  | 52 | 53 | 0.008815 | 0.125 | 0.08 | 261 | 0 | 0.364 | 1 | 1 | cs | TRUE
60 | LV_2236-4_0_6_line_60 |  | 53 | 100 | 0.014135 | 0.125 | 0.08 | 261 | 0 | 0.364 | 1 | 1 | cs | TRUE
61 | LV_2236-4_0_6_line_61 |  | 54 | 55 | 0.031036 | 0.125 | 0.08 | 261 | 0 | 0.364 | 1 | 1 | cs | TRUE
62 | LV_2236-4_0_6_line_62 |  | 55 | 56 | 0.03442 | 0.125 | 0.08 | 261 | 0 | 0.364 | 1 | 1 | cs | TRUE
63 | LV_2236-4_0_6_line_63 |  | 55 | 57 | 0.014404 | 0.125 | 0.08 | 261 | 0 | 0.364 | 1 | 1 | cs | TRUE
64 | LV_2236-4_0_6_line_64 |  | 57 | 58 | 0.046914 | 0.125 | 0.08 | 261 | 0 | 0.364 | 1 | 1 | cs | TRUE
65 | LV_2236-4_0_6_line_65 |  | 57 | 59 | 0.048044 | 0.125 | 0.08 | 261 | 0 | 0.364 | 1 | 1 | cs | TRUE
66 | LV_2236-4_0_6_line_66 |  | 58 | 60 | 0.00639 | 0.125 | 0.08 | 261 | 0 | 0.364 | 1 | 1 | cs | TRUE
67 | LV_2236-4_0_6_line_67 |  | 58 | 61 | 0.04322 | 0.125 | 0.08 | 261 | 0 | 0.364 | 1 | 1 | cs | TRUE
68 | LV_2236-4_0_6_line_68 |  | 59 | 62 | 0.043945 | 0.125 | 0.08 | 261 | 0 | 0.364 | 1 | 1 | cs | TRUE
69 | LV_2236-4_0_6_line_69 |  | 60 | 93 | 0.058423 | 0.125 | 0.08 | 261 | 0 | 0.364 | 1 | 1 | cs | TRUE
70 | LV_2236-4_0_6_line_70 |  | 60 | 94 | 0.012075 | 0.125 | 0.08 | 261 | 0 | 0.364 | 1 | 1 | cs | TRUE
71 | LV_2236-4_0_6_line_71 |  | 63 | 64 | 0.036644 | 0.125 | 0.08 | 261 | 0 | 0.364 | 1 | 1 | cs | TRUE
72 | LV_2236-4_0_6_line_72 |  | 63 | 65 | 0.0011957 | 0.125 | 0.08 | 261 | 0 | 0.364 | 1 | 1 | cs | TRUE
73 | LV_2236-4_0_6_line_73 |  | 64 | 66 | 0.0063002 | 0.125 | 0.08 | 261 | 0 | 0.364 | 1 | 1 | cs | TRUE
74 | LV_2236-4_0_6_line_74 |  | 65 | 67 | 0.032328 | 0.125 | 0.08 | 261 | 0 | 0.364 | 1 | 1 | cs | TRUE
75 | LV_2236-4_0_6_line_75 |  | 66 | 68 | 0.0055174 | 0.125 | 0.08 | 261 | 0 | 0.364 | 1 | 1 | cs | TRUE
76 | LV_2236-4_0_6_line_76 |  | 68 | 69 | 0.012952 | 0.125 | 0.08 | 261 | 0 | 0.364 | 1 | 1 | cs | TRUE
77 | LV_2236-4_0_6_line_77 |  | 69 | 79 | 0.004147 | 0.125 | 0.08 | 261 | 0 | 0.364 | 1 | 1 | cs | TRUE
78 | LV_2236-4_0_6_line_78 |  | 70 | 71 | 0.015004 | 0.125 | 0.08 | 261 | 0 | 0.364 | 1 | 1 | cs | TRUE
79 | LV_2236-4_0_6_line_79 |  | 70 | 72 | 0.08623 | 0.125 | 0.08 | 261 | 0 | 0.364 | 1 | 1 | cs | TRUE
80 | LV_2236-4_0_6_line_80 |  | 72 | 73 | 0.065472 | 0.125 | 0.08 | 261 | 0 | 0.364 | 1 | 1 | cs | TRUE
81 | LV_2236-4_0_6_line_81 |  | 73 | 75 | 0.006062 | 0.125 | 0.08 | 261 | 0 | 0.364 | 1 | 1 | cs | TRUE
82 | LV_2236-4_0_6_line_82 |  | 75 | 76 | 0.03708 | 0.125 | 0.08 | 261 | 0 | 0.364 | 1 | 1 | cs | TRUE
83 | LV_2236-4_0_6_line_83 |  | 76 | 77 | 0.033899 | 0.125 | 0.08 | 261 | 0 | 0.364 | 1 | 1 | cs | TRUE
84 | LV_2236-4_0_6_line_84 |  | 77 | 78 | 0.0082276 | 0.125 | 0.08 | 261 | 0 | 0.364 | 1 | 2 | cs | TRUE
85 | LV_2236-4_0_6_line_85 |  | 78 | 100 | 0.024897 | 0.125 | 0.08 | 261 | 0 | 0.364 | 1 | 2 | cs | TRUE
86 | LV_2236-4_0_6_line_86 |  | 79 | 80 | 0.025012 | 0.125 | 0.08 | 261 | 0 | 0.364 | 1 | 1 | cs | TRUE
87 | LV_2236-4_0_6_line_87 |  | 81 | 82 | 0.013105 | 0.125 | 0.08 | 261 | 0 | 0.364 | 1 | 1 | cs | TRUE
88 | LV_2236-4_0_6_line_88 |  | 81 | 83 | 0.0049325 | 0.125 | 0.08 | 261 | 0 | 0.364 | 1 | 1 | cs | TRUE
89 | LV_2236-4_0_6_line_89 |  | 84 | 85 | 0.026735 | 0.125 | 0.08 | 261 | 0 | 0.364 | 1 | 1 | cs | TRUE
90 | LV_2236-4_0_6_line_90 |  | 84 | 86 | 0.01591 | 0.125 | 0.08 | 261 | 0 | 0.364 | 1 | 1 | cs | TRUE
91 | LV_2236-4_0_6_line_91 |  | 85 | 106 | 0.028654 | 0.125 | 0.08 | 261 | 0 | 0.364 | 1 | 1 | cs | TRUE
92 | LV_2236-4_0_6_line_92 |  | 86 | 99 | 0.0035143 | 0.125 | 0.08 | 261 | 0 | 0.364 | 1 | 1 | cs | TRUE
93 | LV_2236-4_0_6_line_93 |  | 88 | 89 | 0.099224 | 0.125 | 0.08 | 261 | 0 | 0.364 | 1 | 1 | cs | TRUE
94 | LV_2236-4_0_6_line_94 |  | 88 | 90 | 0.18374 | 0.125 | 0.08 | 261 | 0 | 0.364 | 1 | 1 | cs | TRUE
95 | LV_2236-4_0_6_line_95 |  | 89 | 91 | 0.0065937 | 0.125 | 0.08 | 261 | 0 | 0.364 | 1 | 1 | cs | TRUE
96 | LV_2236-4_0_6_line_96 |  | 90 | 92 | 0.1119 | 0.125 | 0.08 | 261 | 0 | 0.364 | 1 | 1 | cs | TRUE
97 | LV_2236-4_0_6_line_97 |  | 92 | 119 | 0.1 | 0.125 | 0.08 | 261 | 0 | 0.364 | 1 | 1 | cs | TRUE
98 | LV_2236-4_0_6_line_98 |  | 93 | 115 | 0.033726 | 0.125 | 0.08 | 261 | 0 | 0.364 | 1 | 1 | cs | TRUE
99 | LV_2236-4_0_6_line_99 |  | 94 | 113 | 0.013292 | 0.125 | 0.08 | 261 | 0 | 0.364 | 1 | 1 | cs | TRUE
100 | LV_2236-4_0_6_line_100 |  | 95 | 96 | 0.0096276 | 0.125 | 0.08 | 261 | 0 | 0.364 | 1 | 1 | cs | TRUE
101 | LV_2236-4_0_6_line_101 |  | 95 | 97 | 0.0012373 | 0.125 | 0.08 | 261 | 0 | 0.364 | 1 | 1 | cs | TRUE
102 | LV_2236-4_0_6_line_102 |  | 96 | 98 | 0.013659 | 0.125 | 0.08 | 261 | 0 | 0.364 | 1 | 1 | cs | TRUE
103 | LV_2236-4_0_6_line_103 |  | 97 | 99 | 0.01691 | 0.125 | 0.08 | 261 | 0 | 0.364 | 1 | 1 | cs | TRUE
104 | LV_2236-4_0_6_line_104 |  | 100 | 101 | 0.040162 | 0.125 | 0.08 | 261 | 0 | 0.364 | 1 | 2 | cs | TRUE
105 | LV_2236-4_0_6_line_105 |  | 101 | 102 | 0.022563 | 0.125 | 0.08 | 261 | 0 | 0.364 | 1 | 1 | cs | TRUE
106 | LV_2236-4_0_6_line_106 |  | 101 | 103 | 0.012184 | 0.125 | 0.08 | 261 | 0 | 0.364 | 1 | 2 | cs | TRUE
107 | LV_2236-4_0_6_line_107 |  | 102 | 104 | 0.0021018 | 0.125 | 0.08 | 261 | 0 | 0.364 | 1 | 1 | cs | TRUE
108 | LV_2236-4_0_6_line_108 |  | 103 | 105 | 0.018305 | 0.125 | 0.08 | 261 | 0 | 0.364 | 1 | 2 | cs | TRUE
109 | LV_2236-4_0_6_line_109 |  | 105 | 122 | 0.018026 | 0.125 | 0.08 | 261 | 0 | 0.364 | 1 | 2 | cs | TRUE
110 | LV_2236-4_0_6_line_110 |  | 105 | 123 | 0.035328 | 0.125 | 0.08 | 261 | 0 | 0.364 | 1 | 1 | cs | TRUE
111 | LV_2236-4_0_6_line_111 |  | 106 | 116 | 0.024211 | 0.125 | 0.08 | 261 | 0 | 0.364 | 1 | 1 | cs | TRUE
112 | LV_2236-4_0_6_line_112 |  | 107 | 108 | 0.012676 | 0.125 | 0.08 | 261 | 0 | 0.364 | 1 | 1 | cs | TRUE
113 | LV_2236-4_0_6_line_113 |  | 109 | 112 | 0.032513 | 0.125 | 0.08 | 261 | 0 | 0.364 | 1 | 1 | cs | TRUE
114 | LV_2236-4_0_6_line_114 |  | 109 | 110 | 0.020247 | 0.125 | 0.08 | 261 | 0 | 0.364 | 1 | 2 | cs | TRUE
115 | LV_2236-4_0_6_line_115 |  | 110 | 111 | 0.006261 | 0.125 | 0.08 | 261 | 0 | 0.364 | 1 | 2 | cs | TRUE
116 | LV_2236-4_0_6_line_116 |  | 111 | 120 | 0.039678 | 0.125 | 0.08 | 261 | 0 | 0.364 | 1 | 2 | cs | TRUE
117 | LV_2236-4_0_6_line_117 |  | 111 | 121 | 0.03132 | 0.125 | 0.08 | 261 | 0 | 0.364 | 1 | 2 | cs | TRUE
118 | LV_2236-4_0_6_line_118 |  | 112 | 125 | 0.036773 | 0.125 | 0.08 | 261 | 0 | 0.364 | 1 | 1 | cs | TRUE
119 | LV_2236-4_0_6_line_119 |  | 113 | 114 | 0.0042303 | 0.125 | 0.08 | 261 | 0 | 0.364 | 1 | 1 | cs | TRUE
120 | LV_2236-4_0_6_line_120 |  | 115 | 119 | 0.037941 | 0.125 | 0.08 | 261 | 0 | 0.364 | 1 | 1 | cs | TRUE
121 | LV_2236-4_0_6_line_121 |  | 116 | 117 | 0.038093 | 0.125 | 0.08 | 261 | 0 | 0.364 | 1 | 1 | cs | TRUE
122 | LV_2236-4_0_6_line_122 |  | 117 | 118 | 0.037968 | 0.125 | 0.08 | 261 | 0 | 0.364 | 1 | 1 | cs | TRUE
123 | LV_2236-4_0_6_line_123 |  | 120 | 122 | 0.020281 | 0.125 | 0.08 | 261 | 0 | 0.364 | 1 | 2 | cs | TRUE
124 | LV_2236-4_0_6_line_124 |  | 121 | 141 | 0.020015 | 0.125 | 0.08 | 261 | 0 | 0.364 | 1 | 2 | cs | TRUE
125 | LV_2236-4_0_6_line_125 |  | 122 | 124 | 0.019647 | 0.125 | 0.08 | 261 | 0 | 0.364 | 1 | 1 | cs | TRUE
126 | LV_2236-4_0_6_line_126 |  | 125 | 145 | 0.040554 | 0.125 | 0.08 | 261 | 0 | 0.364 | 1 | 1 | cs | TRUE
127 | LV_2236-4_0_6_line_127 |  | 126 | 127 | 0.016843 | 0.125 | 0.08 | 261 | 0 | 0.364 | 1 | 1 | cs | TRUE
128 | LV_2236-4_0_6_line_128 |  | 126 | 128 | 0.021915 | 0.125 | 0.08 | 261 | 0 | 0.364 | 1 | 1 | cs | TRUE
129 | LV_2236-4_0_6_line_129 |  | 127 | 129 | 0.056125 | 0.125 | 0.08 | 261 | 0 | 0.364 | 1 | 1 | cs | TRUE
130 | LV_2236-4_0_6_line_130 |  | 128 | 130 | 0.016731 | 0.125 | 0.08 | 261 | 0 | 0.364 | 1 | 1 | cs | TRUE
131 | LV_2236-4_0_6_line_131 |  | 128 | 131 | 0.026022 | 0.125 | 0.08 | 261 | 0 | 0.364 | 1 | 1 | cs | TRUE
132 | LV_2236-4_0_6_line_132 |  | 128 | 132 | 0.037326 | 0.125 | 0.08 | 261 | 0 | 0.364 | 1 | 1 | cs | TRUE
133 | LV_2236-4_0_6_line_133 |  | 129 | 133 | 0.021326 | 0.125 | 0.08 | 261 | 0 | 0.364 | 1 | 1 | cs | TRUE
134 | LV_2236-4_0_6_line_134 |  | 129 | 134 | 0.13261 | 0.125 | 0.08 | 261 | 0 | 0.364 | 1 | 1 | cs | TRUE
135 | LV_2236-4_0_6_line_135 |  | 131 | 135 | 0.00044122 | 0.125 | 0.08 | 261 | 0 | 0.364 | 1 | 1 | cs | TRUE
136 | LV_2236-4_0_6_line_136 |  | 132 | 136 | 0.031026 | 0.125 | 0.08 | 261 | 0 | 0.364 | 1 | 1 | cs | TRUE
137 | LV_2236-4_0_6_line_137 |  | 133 | 137 | 0.006705 | 0.125 | 0.08 | 261 | 0 | 0.364 | 1 | 1 | cs | TRUE
138 | LV_2236-4_0_6_line_138 |  | 133 | 138 | 0.0081359 | 0.125 | 0.08 | 261 | 0 | 0.364 | 1 | 1 | cs | TRUE
139 | LV_2236-4_0_6_line_139 |  | 136 | 139 | 0.022745 | 0.125 | 0.08 | 261 | 0 | 0.364 | 1 | 1 | cs | TRUE
140 | LV_2236-4_0_6_line_140 |  | 137 | 142 | 0.050431 | 0.125 | 0.08 | 261 | 0 | 0.364 | 1 | 1 | cs | TRUE
141 | LV_2236-4_0_6_line_141 |  | 137 | 143 | 0.028526 | 0.125 | 0.08 | 261 | 0 | 0.364 | 1 | 1 | cs | TRUE
142 | LV_2236-4_0_6_line_142 |  | 138 | 140 | 0.0061478 | 0.125 | 0.08 | 261 | 0 | 0.364 | 1 | 1 | cs | TRUE
143 | LV_2236-4_0_6_line_143 |  | 139 | 148 | 0.046504 | 0.125 | 0.08 | 261 | 0 | 0.364 | 1 | 1 | cs | TRUE
144 | LV_2236-4_0_6_line_144 |  | 140 | 141 | 0.017797 | 0.125 | 0.08 | 261 | 0 | 0.364 | 1 | 1 | cs | TRUE
145 | LV_2236-4_0_6_line_145 |  | 143 | 144 | 0.042437 | 0.125 | 0.08 | 261 | 0 | 0.364 | 1 | 1 | cs | TRUE
146 | LV_2236-4_0_6_line_146 |  | 146 | 147 | 0.009566 | 0.125 | 0.08 | 261 | 0 | 0.364 | 1 | 1 | cs | TRUE
147 | LV_2236-4_0_6_line_147 |  | 147 | 148 | 0.007065 | 0.125 | 0.08 | 261 | 0 | 0.364 | 1 | 1 | cs | TRUE
148 | LV_2236-4_0_6_line_148 |  | 148 | 149 | 0.020055 | 0.125 | 0.08 | 261 | 0 | 0.364 | 1 | 1 | cs | TRUE

## trafo
| name | std_type | hv_bus | lv_bus | sn_mva | vn_hv_kv | vn_lv_kv | vk_percent | vkr_percent | pfe_kw | i0_percent | shift_degree | tap_side | tap_neutral | tap_min | tap_max | tap_step_percent | tap_step_degree | tap_pos | tap_phase_shifter | parallel | df | in_service
0 | LV_2236-4_0_6_trafo_4 | 0.63 MVA 20/0.4 kV | 150 | 4 | 0.63 | 20 | 0.4 | 6 | 1.206 | 1.65 | 0.2619 | 150 | hv | 0 | -2 | 2 | 2.5 | 0 | 0 | FALSE | 1 | 1 | TRUE

## line_geodata
| x0 | y0 | x1 | y1 | x2 | y2 | x3 | y3 | x4 | y4 | x5 | y5 | x6 | y6
0 | 2570527.2758 | 1173047.3553 | 2570515.4931 | 1173041.8947
1 | 2570556.7549 | 1173069.5287 | 2570535.7884 | 1173051.3003 | 2570527.2758 | 1173047.3553
2 | 2570515.4931 | 1173041.8947 | 2570498.0998 | 1173033.834
3 | 2570556.7549 | 1173069.5287 | 2570560.6393 | 1173081.8938
4 | 2570556.7549 | 1173069.5287 | 2570555.1526 | 1173061.8424
5 | 2570493.7544 | 1173028.5402 | 2570497.5033 | 1173033.5576 | 2570498.0998 | 1173033.834
6 | 2570560.6393 | 1173081.8938 | 2570566.5822 | 1173093.0036 | 2570571.899 | 1173098.651
7 | 2570560.6393 | 1173081.8938 | 2570548.1022 | 1173087.4027 | 2570527.5794 | 1173109.5485 | 2570521.6491 | 1173118.1527
8 | 2570493.7544 | 1173028.5402 | 2570489.3882 | 1173030.1625 | 2570470.3961 | 1173025.464
9 | 2570639.9827 | 1173131.37 | 2570628.5328 | 1173130.6519 | 2570611.7357 | 1173126.699 | 2570594.7957 | 1173118.5558 | 2570580.2718 | 1173107.2547 | 2570573.4162 | 1173100.2626 | 2570571.899 | 1173098.651
10 | 2570511.0879 | 1173133.4754 | 2570521.6491 | 1173118.1527
11 | 2570460.0024 | 1173022.8927 | 2570470.3961 | 1173025.464
12 | 2570694.1146 | 1173130.786 | 2570651.3816 | 1173132.085 | 2570639.9827 | 1173131.37
13 | 2570511.0879 | 1173133.4754 | 2570500.75 | 1173155.3599 | 2570499.4748 | 1173160.6546
14 | 2570541.5481 | 1173010.5732 | 2570538.1968 | 1173006.1875 | 2570527.1125 | 1172995.5859
15 | 2570509.161 | 1172978.4162 | 2570527.1125 | 1172995.5859
16 | 2570816.3516 | 1173351.5244 | 2570990.2979 | 1173513.6979
17 | 2570847.4254 | 1173323.4712 | 2570816.3516 | 1173351.5244 | 2570816.3516 | 1173351.5244
18 | 2570797.3799 | 1173347.0271 | 2570805.6604 | 1173352.8773 | 2570811.8792 | 1173353.2805 | 2570816.3516 | 1173351.5244
19 | 2570847.4254 | 1173323.4712 | 2570849.9033 | 1173321.2342 | 2570853.3369 | 1173313.4357 | 2570859.7863 | 1173308.5004
20 | 2570793.032 | 1173343.9553 | 2570797.3799 | 1173347.0271
21 | 2570917.7756 | 1173090.3421 | 2570934.4412 | 1173092.016 | 2570945.158 | 1173099.0975
22 | 2570917.7756 | 1173090.3421 | 2570901.5043 | 1173088.7077 | 2570879.1231 | 1173095.3645 | 2570857.6876 | 1173103.0839 | 2570853.94 | 1173106.9089
23 | 2570961.1446 | 1173091.9752 | 2570955.1128 | 1173098.619 | 2570948.7873 | 1173101.4957 | 2570945.158 | 1173099.0975
24 | 2570832.3185 | 1173128.9764 | 2570853.94 | 1173106.9089
25 | 2570961.1446 | 1173091.9752 | 2570968.6788 | 1173079.7324 | 2570971.4165 | 1173071.5311
26 | 2570832.3185 | 1173128.9764 | 2570812.0572 | 1173151.598
27 | 2570832.3185 | 1173128.9764 | 2570850.3956 | 1173143.048
28 | 2570961.5844 | 1173041.7739 | 2570971.4332 | 1173046.9466 | 2570973.9657 | 1173053.5266 | 2570973.0053 | 1173066.7714 | 2570971.4165 | 1173071.5311
29 | 2570812.0572 | 1173151.598 | 2570824.6939 | 1173170.2187
30 | 2570800.2039 | 1173126.454 | 2570802.9017 | 1173129.2534 | 2570804.0898 | 1173132.9606 | 2570803.5197 | 1173136.8098 | 2570801.3177 | 1173140.0111 | 2570810.9796 | 1173150.1692 | 2570812.0572 | 1173151.598
31 | 2570850.3956 | 1173143.048 | 2570858.6171 | 1173149.4477 | 2570859.6295 | 1173154.7678 | 2570857.6657 | 1173167.6395 | 2570858.0754 | 1173169.664
32 | 2570961.5844 | 1173041.7739 | 2570948.9927 | 1173035.1605 | 2570899.6408 | 1173015.9427
33 | 2570800.2039 | 1173126.454 | 2570798.0807 | 1173125.4416 | 2570795.7618 | 1173125.0527 | 2570793.4229 | 1173125.2976 | 2570791.2325 | 1173126.1643
34 | 2570871.8953 | 1173201.7256 | 2570859.4366 | 1173176.3909 | 2570858.0754 | 1173169.664
35 | 2570871.8953 | 1173201.7256 | 2570877.1234 | 1173212.3567 | 2570876.6728 | 1173215.5435
36 | 2570855.834 | 1173232.693 | 2570869.0128 | 1173227.0815 | 2570875.9406 | 1173220.7223 | 2570876.6728 | 1173215.5435
37 | 2570855.834 | 1173232.693 | 2570867.2117 | 1173258.3341
38 | 2570855.834 | 1173232.693 | 2570847.2731 | 1173215.2172
39 | 2570787.0839 | 1173131.6318 | 2570787.9373 | 1173129.4487 | 2570789.3582 | 1173127.5742 | 2570791.2325 | 1173126.1643
40 | 2570787.0839 | 1173131.6318 | 2570757.0787 | 1173128.8881
41 | 2570749.4787 | 1173129.1142 | 2570757.0787 | 1173128.8881
42 | 2570757.0787 | 1173128.8881 | 2570756.4626 | 1173135.8169 | 2570750.5105 | 1173147.7632 | 2570749.3424 | 1173149.6149
43 | 2570765.4071 | 1173163.6496 | 2570770.237 | 1173161.2738 | 2570776.2226 | 1173161.1822
44 | 2570748.052 | 1173165.7623 | 2570748.052 | 1173165.7623 | 2570755.8433 | 1173167.1027 | 2570764.3935 | 1173164.1483 | 2570765.4071 | 1173163.6496
45 | 2570893.8823 | 1172833.0243 | 2570904.9004 | 1172707.7305
46 | 2570794.6988 | 1172877.9507 | 2570893.8823 | 1172833.0243
47 | 2570756.5491 | 1172878.2505 | 2570782.7331 | 1172878.1225 | 2570794.6988 | 1172877.9507
48 | 2570756.5491 | 1172878.2505 | 2570758.4676 | 1172870.2259 | 2570763.0444 | 1172864.8657
49 | 2570685.7867 | 1172885.8006 | 2570704.734 | 1172888.3314 | 2570722.1596 | 1172887.7791 | 2570737.9743 | 1172884.6446 | 2570756.5491 | 1172878.2505
50 | 2570869.7048 | 1173263.9527 | 2570867.2117 | 1173258.3341
51 | 2570846.2178 | 1173213.0631 | 2570847.2731 | 1173215.2172
52 | 2570846.2178 | 1173213.0631 | 2570829.8055 | 1173231.1918
53 | 2570822.1478 | 1173239.6503 | 2570829.8055 | 1173231.1918
54 | 2570810.252 | 1173252.79 | 2570822.1478 | 1173239.6503
55 | 2570869.7048 | 1173263.9527 | 2570866.2211 | 1173269.328
56 | 2570810.252 | 1173252.79 | 2570807.1205 | 1173256.249
57 | 2570427.0731 | 1173016.6076 | 2570427.2247 | 1173014.7837 | 2570460.0024 | 1173022.8927
58 | 2570460.0024 | 1173022.8927 | 2570454.5518 | 1173049.2483
59 | 2570509.161 | 1172978.4162 | 2570502.4563 | 1172972.6933
60 | 2570491.7053 | 1172963.5168 | 2570502.4563 | 1172972.6933
61 | 2570446.3841 | 1173235.1804 | 2570451.8806 | 1173242.5904 | 2570470.685 | 1173253.6383
62 | 2570446.3841 | 1173235.1804 | 2570422.6657 | 1173260.1242
63 | 2570456.3194 | 1173224.7259 | 2570446.3841 | 1173235.1804
64 | 2570493.0578 | 1173195.7964 | 2570466.8785 | 1173213.6237 | 2570456.3194 | 1173224.7259
65 | 2570456.3194 | 1173224.7259 | 2570443.7892 | 1173222.2754 | 2570408.7594 | 1173218.1132
66 | 2570492.5446 | 1173189.429 | 2570493.0578 | 1173195.7964
67 | 2570493.0578 | 1173195.7964 | 2570496.4073 | 1173237.6681 | 2570496.3941 | 1173238.8828
68 | 2570377.2234 | 1173191.5666 | 2570396.6334 | 1173216.6723 | 2570408.7594 | 1173218.1132
69 | 2570492.5446 | 1173189.429 | 2570543.7283 | 1173197.6811 | 2570549.1012 | 1173201.7456
70 | 2570492.5446 | 1173189.429 | 2570495.3719 | 1173177.69
71 | 2570784.6213 | 1173281.101 | 2570760.0281 | 1173308.266 | 2570760.0281 | 1173308.266
72 | 2570784.6213 | 1173281.101 | 2570785.4238 | 1173280.2146
73 | 2570760.0281 | 1173308.266 | 2570757.8854 | 1173314.1907 | 2570757.8854 | 1173314.1907
74 | 2570785.4238 | 1173280.2146 | 2570807.1205 | 1173256.249
75 | 2570758.6386 | 1173319.6565 | 2570758.6386 | 1173319.6565 | 2570757.8854 | 1173314.1907
76 | 2570758.6386 | 1173319.6565 | 2570769.2172 | 1173327.1302
77 | 2570772.6042 | 1173329.5231 | 2570769.2172 | 1173327.1302
78 | 2570685.7867 | 1172885.8006 | 2570671.1008 | 1172882.7255
79 | 2570592.7025 | 1172846.8175 | 2570671.1008 | 1172882.7255
80 | 2570536.9851 | 1172864.2203 | 2570537.6501 | 1172856.4019 | 2570542.2304 | 1172851.6436 | 2570553.348 | 1172848.1871 | 2570592.7025 | 1172846.8175
81 | 2570536.9851 | 1172864.2203 | 2570536.4718 | 1172870.2593
82 | 2570536.4718 | 1172870.2593 | 2570524.6425 | 1172886.0034 | 2570517.8641 | 1172902.0153
83 | 2570506.6325 | 1172933.9947 | 2570516.9319 | 1172904.2175 | 2570517.8641 | 1172902.0153
84 | 2570506.6325 | 1172933.9947 | 2570506.6325 | 1172933.9947 | 2570503.2442 | 1172941.4922
85 | 2570491.7053 | 1172963.5168 | 2570498.7879 | 1172951.3534 | 2570503.2442 | 1172941.4922
86 | 2570772.6042 | 1173329.5231 | 2570793.032 | 1173343.9553
87 | 2570745.485 | 1173161.5504 | 2570745.485 | 1173161.5504 | 2570745.305 | 1173156.0151 | 2570749.3424 | 1173149.6149
88 | 2570745.485 | 1173161.5504 | 2570748.052 | 1173165.7623
89 | 2570749.4787 | 1173129.1142 | 2570725.004 | 1173129.8454 | 2570722.7557 | 1173129.9139
90 | 2570749.4787 | 1173129.1142 | 2570749.7282 | 1173113.2058
91 | 2570694.1146 | 1173130.786 | 2570722.7557 | 1173129.9139
92 | 2570749.7282 | 1173113.2058 | 2570749.7833 | 1173109.6919
93 | 2570372.6224 | 1173346.7035 | 2570453.5274 | 1173404.1465
94 | 2570453.5274 | 1173404.1465 | 2570629.5008 | 1173457.0042
95 | 2570376.4235 | 1173341.3156 | 2570372.6224 | 1173346.7035
96 | 2570589.9877 | 1173352.3088 | 2570629.5008 | 1173457.0042
97 | 2570594.1996 | 1173252.3943 | 2570589.9877 | 1173352.3088
98 | 2570549.1012 | 1173201.7456 | 2570575.9941 | 1173222.0972
99 | 2570498.4843 | 1173164.7673 | 2570495.3719 | 1173177.69
100 | 2570749.4326 | 1173091.5507 | 2570746.5385 | 1173083.016 | 2570746.2194 | 1173082.4895
101 | 2570749.4326 | 1173091.5507 | 2570749.4326 | 1173091.5507 | 2570749.466 | 1173092.7875
102 | 2570737.3332 | 1173072.4444 | 2570742.468 | 1173076.2991 | 2570746.2194 | 1173082.4895
103 | 2570749.466 | 1173092.7875 | 2570749.8343 | 1173106.4452 | 2570749.7833 | 1173109.6919
104 | 2570491.7053 | 1172963.5168 | 2570485.1461 | 1172957.7462 | 2570461.4822 | 1172936.9744
105 | 2570444.0366 | 1172922.6087 | 2570461.4822 | 1172936.9744
106 | 2570454.0586 | 1172946.6494 | 2570461.4822 | 1172936.9744
107 | 2570444.0366 | 1172922.6087 | 2570442.4142 | 1172921.2725
108 | 2570454.0586 | 1172946.6494 | 2570442.8965 | 1172961.1787
109 | 2570430.1554 | 1172965.655 | 2570439.4308 | 1172968.5996 | 2570441.1337 | 1172963.4775 | 2570442.8965 | 1172961.1787
110 | 2570442.8965 | 1172961.1787 | 2570445.9842 | 1172962.364 | 2570475.737 | 1172974.201
111 | 2570694.1146 | 1173130.786 | 2570691.7614 | 1173118.7469 | 2570687.5349 | 1173116.0995 | 2570680.6449 | 1173117.0602
112 | 2570451.9846 | 1173061.6616 | 2570454.5518 | 1173049.2483
113 | 2570427.0731 | 1173016.6076 | 2570425.2091 | 1173038.6393 | 2570414.8414 | 1173039.4912
114 | 2570408.6788 | 1173009.8729 | 2570414.6528 | 1173014.8014 | 2570427.0731 | 1173016.6076
115 | 2570408.6788 | 1173009.8729 | 2570402.4099 | 1173010.2263
116 | 2570402.4099 | 1173010.2263 | 2570402.8596 | 1172997.5731 | 2570418.0332 | 1172994.7855 | 2570420.2791 | 1172992.7511 | 2570423.2103 | 1172984.7094
117 | 2570402.4099 | 1173010.2263 | 2570388.7619 | 1173009.1377 | 2570371.3325 | 1173006.4978
118 | 2570393.1639 | 1173059.553 | 2570400.3325 | 1173054.0369 | 2570401.4858 | 1173041.3802 | 2570407.8958 | 1173041.7265 | 2570407.9335 | 1173040.0588 | 2570414.8414 | 1173039.4912
119 | 2570498.4843 | 1173164.7673 | 2570499.4748 | 1173160.6546
120 | 2570594.1996 | 1173252.3943 | 2570590.7409 | 1173233.257 | 2570575.9941 | 1173222.0972
121 | 2570680.6449 | 1173117.0602 | 2570669.355 | 1173118.6344 | 2570642.9955 | 1173114.4252
122 | 2570642.9955 | 1173114.4252 | 2570630.6534 | 1173112.4543 | 2570607.752 | 1173101.3095
123 | 2570430.1554 | 1172965.655 | 2570423.2103 | 1172984.7094
124 | 2570351.5434 | 1173003.5004 | 2570371.3325 | 1173006.4978
125 | 2570430.1554 | 1172965.655 | 2570436.1852 | 1172946.9561
126 | 2570393.1639 | 1173059.553 | 2570393.1639 | 1173059.553 | 2570402.7928 | 1173098.9478
127 | 2570304.2707 | 1172923.7653 | 2570302.9595 | 1172930.4668 | 2570301.0333 | 1172940.2942
128 | 2570308.4785 | 1172902.2582 | 2570304.2707 | 1172923.7653
129 | 2570298.6788 | 1172995.4882 | 2570294.8674 | 1172979.4767 | 2570300.737 | 1172941.8059 | 2570301.0333 | 1172940.2942
130 | 2570308.4785 | 1172902.2582 | 2570291.836 | 1172900.5425
131 | 2570308.4785 | 1172902.2582 | 2570333.9845 | 1172907.4163
132 | 2570308.4785 | 1172902.2582 | 2570310.3248 | 1172889.0423 | 2570311.6339 | 1172867.7692 | 2570311.9547 | 1172865.1203
133 | 2570319.824 | 1172998.6961 | 2570303.7221 | 1172996.2525 | 2570298.6788 | 1172995.4882
134 | 2570298.6788 | 1172995.4882 | 2570173.4422 | 1173039.0797
135 | 2570334.417 | 1172907.5038 | 2570333.9845 | 1172907.4163
136 | 2570320.6745 | 1172835.6857 | 2570313.5586 | 1172851.8737 | 2570311.9547 | 1172865.1203
137 | 2570320.5633 | 1172992.0334 | 2570319.824 | 1172998.6961
138 | 2570319.824 | 1172998.6961 | 2570327.8681 | 1172999.9145
139 | 2570320.6745 | 1172835.6857 | 2570339.952 | 1172847.7563
140 | 2570320.5633 | 1172992.0334 | 2570323.7412 | 1172963.6141 | 2570326.4936 | 1172957.3306 | 2570333.1257 | 1172953.0955 | 2570340.2092 | 1172953.6575
141 | 2570320.5633 | 1172992.0334 | 2570349.0757 | 1172992.906
142 | 2570327.8681 | 1172999.9145 | 2570333.9466 | 1173000.8351
143 | 2570379.367 | 1172872.436 | 2570339.952 | 1172847.7563
144 | 2570351.5434 | 1173003.5004 | 2570333.9466 | 1173000.8351
145 | 2570382.81 | 1172982.42 | 2570379.6471 | 1172993.8416 | 2570349.0757 | 1172992.906
146 | 2570386.3904 | 1172871.5008 | 2570393.4275 | 1172877.9804
147 | 2570379.367 | 1172872.436 | 2570386.3904 | 1172871.5008
148 | 2570370.7833 | 1172890.2877 | 2570378.6027 | 1172877.1422 | 2570379.367 | 1172872.436

## bus_geodata
| x | y | coords
0 | 2570527.2758 | 1173047.3553
1 | 2570515.4931 | 1173041.8947
2 | 2570556.7549 | 1173069.5287
3 | 2570498.0998 | 1173033.834
4 | 2570560.6393 | 1173081.8938
5 | 2570555.1526 | 1173061.8424
6 | 2570493.7544 | 1173028.5402
7 | 2570571.899 | 1173098.651
8 | 2570521.6491 | 1173118.1527
9 | 2570470.3961 | 1173025.464
10 | 2570639.9827 | 1173131.37
11 | 2570511.0879 | 1173133.4754
12 | 2570541.5481 | 1173010.5732
13 | 2570527.1125 | 1172995.5859
14 | 2570990.2979 | 1173513.6979
15 | 2570816.3516 | 1173351.5244
16 | 2570847.4254 | 1173323.4712
17 | 2570797.3799 | 1173347.0271
18 | 2570917.7756 | 1173090.3421
19 | 2570945.158 | 1173099.0975
20 | 2570853.94 | 1173106.9089
21 | 2570961.1446 | 1173091.9752
22 | 2570832.3185 | 1173128.9764
23 | 2570971.4165 | 1173071.5311
24 | 2570812.0572 | 1173151.598
25 | 2570850.3956 | 1173143.048
26 | 2570961.5844 | 1173041.7739
27 | 2570824.6939 | 1173170.2187
28 | 2570800.2039 | 1173126.454
29 | 2570858.0754 | 1173169.664
30 | 2570871.8953 | 1173201.7255
31 | 2570876.6728 | 1173215.5435
32 | 2570855.834 | 1173232.693
33 | 2570787.0839 | 1173131.6318
34 | 2570791.2325 | 1173126.1643
35 | 2570757.0787 | 1173128.8881
36 | 2570776.2226 | 1173161.1822
37 | 2570765.4071 | 1173163.6496
38 | 2570899.6408 | 1173015.9427
39 | 2570904.9004 | 1172707.7305
40 | 2570893.8823 | 1172833.0243
41 | 2570794.6988 | 1172877.9507
42 | 2570756.5491 | 1172878.2505
43 | 2570867.2117 | 1173258.3341
44 | 2570847.2731 | 1173215.2172
45 | 2570846.2178 | 1173213.0631
46 | 2570829.8055 | 1173231.1918
47 | 2570822.1478 | 1173239.6503
48 | 2570869.7048 | 1173263.9527
49 | 2570810.252 | 1173252.79
50 | 2570866.2211 | 1173269.328
51 | 2570460.0024 | 1173022.8927
52 | 2570509.161 | 1172978.4162
53 | 2570502.4563 | 1172972.6933
54 | 2570470.685 | 1173253.6383
55 | 2570446.3841 | 1173235.1804
56 | 2570422.6657 | 1173260.1242
57 | 2570456.3194 | 1173224.7259
58 | 2570493.0578 | 1173195.7964
59 | 2570408.7594 | 1173218.1132
60 | 2570492.5446 | 1173189.429
61 | 2570496.3941 | 1173238.8828
62 | 2570377.2234 | 1173191.5666
63 | 2570784.6213 | 1173281.101
64 | 2570760.0281 | 1173308.266
65 | 2570785.4238 | 1173280.2146
66 | 2570757.8854 | 1173314.1907
67 | 2570807.1205 | 1173256.249
68 | 2570758.6386 | 1173319.6565
69 | 2570769.2172 | 1173327.1302
70 | 2570671.1008 | 1172882.7255
71 | 2570685.7867 | 1172885.8006
72 | 2570592.7025 | 1172846.8175
73 | 2570536.9851 | 1172864.2203
74 | 2570763.0444 | 1172864.8657
75 | 2570536.4718 | 1172870.2593
76 | 2570517.8641 | 1172902.0153
77 | 2570506.6325 | 1172933.9947
78 | 2570503.2442 | 1172941.4922
79 | 2570772.6042 | 1173329.5231
80 | 2570793.032 | 1173343.9553
81 | 2570745.485 | 1173161.5504
82 | 2570749.3424 | 1173149.6149
83 | 2570748.052 | 1173165.7623
84 | 2570749.4787 | 1173129.1142
85 | 2570722.7557 | 1173129.9139
86 | 2570749.7282 | 1173113.2058
87 | 2570859.7863 | 1173308.5004
88 | 2570453.5274 | 1173404.1465
89 | 2570372.6224 | 1173346.7035
90 | 2570629.5008 | 1173457.0042
91 | 2570376.4235 | 1173341.3156
92 | 2570589.9877 | 1173352.3088
93 | 2570549.1012 | 1173201.7456
94 | 2570495.3719 | 1173177.69
95 | 2570749.4326 | 1173091.5507
96 | 2570746.2194 | 1173082.4895
97 | 2570749.466 | 1173092.7875
98 | 2570737.3332 | 1173072.4444
99 | 2570749.7833 | 1173109.6919
100 | 2570491.7053 | 1172963.5168
101 | 2570461.4822 | 1172936.9744
102 | 2570444.0366 | 1172922.6087
103 | 2570454.0586 | 1172946.6494
104 | 2570442.4142 | 1172921.2725
105 | 2570442.8965 | 1172961.1787
106 | 2570694.1146 | 1173130.786
107 | 2570451.9846 | 1173061.6616
108 | 2570454.5518 | 1173049.2483
109 | 2570427.0731 | 1173016.6076
110 | 2570408.6788 | 1173009.8729
111 | 2570402.4099 | 1173010.2263
112 | 2570414.8414 | 1173039.4912
113 | 2570498.4843 | 1173164.7673
114 | 2570499.4748 | 1173160.6546
115 | 2570575.9941 | 1173222.0972
116 | 2570680.6449 | 1173117.0602
117 | 2570642.9955 | 1173114.4252
118 | 2570607.752 | 1173101.3095
119 | 2570594.1996 | 1173252.3944
120 | 2570423.2103 | 1172984.7094
121 | 2570371.3325 | 1173006.4978
122 | 2570430.1554 | 1172965.655
123 | 2570475.737 | 1172974.201
124 | 2570436.1852 | 1172946.9561
125 | 2570393.1639 | 1173059.553
126 | 2570304.2707 | 1172923.7653
127 | 2570301.0333 | 1172940.2942
128 | 2570308.4785 | 1172902.2582
129 | 2570298.6788 | 1172995.4882
130 | 2570291.836 | 1172900.5425
131 | 2570333.9845 | 1172907.4163
132 | 2570311.9547 | 1172865.1203
133 | 2570319.824 | 1172998.6961
134 | 2570173.4422 | 1173039.0797
135 | 2570334.417 | 1172907.5038
136 | 2570320.6745 | 1172835.6857
137 | 2570320.5633 | 1172992.0334
138 | 2570327.8681 | 1172999.9145
139 | 2570339.952 | 1172847.7563
140 | 2570333.9466 | 1173000.8351
141 | 2570351.5434 | 1173003.5004
142 | 2570340.2092 | 1172953.6575
143 | 2570349.0757 | 1172992.906
144 | 2570382.81 | 1172982.42
145 | 2570402.7928 | 1173098.9478
146 | 2570393.4275 | 1172877.9804
147 | 2570386.3904 | 1172871.5008
148 | 2570379.367 | 1172872.436
149 | 2570370.7833 | 1172890.2877
150 | 2570556.7549 | 1173069.5287

## line_std_types
| c_nf_per_km | r_ohm_per_km | x_ohm_per_km | max_i_ka | type | q_mm2 | alpha | voltage_rating
NAYY 4x50 SE | 210 | 0.642 | 0.083 | 0.142 | cs | 50 | 0.00403 | LV
NAYY 4x120 SE | 264 | 0.225 | 0.08 | 0.242 | cs | 120 | 0.00403 | LV
NAYY 4x150 SE | 261 | 0.208 | 0.08 | 0.27 | cs | 150 | 0.00403 | LV
NA2XS2Y 1x95 RM/25 12/20 kV | 216 | 0.313 | 0.132 | 0.252 | cs | 95 | 0.00403 | MV
NA2XS2Y 1x185 RM/25 12/20 kV | 273 | 0.161 | 0.117 | 0.362 | cs | 185 | 0.00403 | MV
NA2XS2Y 1x240 RM/25 12/20 kV | 304 | 0.122 | 0.112 | 0.421 | cs | 240 | 0.00403 | MV
NA2XS2Y 1x95 RM/25 6/10 kV | 315 | 0.313 | 0.123 | 0.249 | cs | 95 | 0.00403 | MV
NA2XS2Y 1x185 RM/25 6/10 kV | 406 | 0.161 | 0.11 | 0.358 | cs | 185 | 0.00403 | MV
NA2XS2Y 1x240 RM/25 6/10 kV | 456 | 0.122 | 0.105 | 0.416 | cs | 240 | 0.00403 | MV
NA2XS2Y 1x150 RM/25 12/20 kV | 250 | 0.206 | 0.116 | 0.319 | cs | 150 | 0.00403 | MV
NA2XS2Y 1x120 RM/25 12/20 kV | 230 | 0.253 | 0.119 | 0.283 | cs | 120 | 0.00403 | MV
NA2XS2Y 1x70 RM/25 12/20 kV | 190 | 0.443 | 0.132 | 0.22 | cs | 70 | 0.00403 | MV
NA2XS2Y 1x150 RM/25 6/10 kV | 360 | 0.206 | 0.11 | 0.315 | cs | 150 | 0.00403 | MV
NA2XS2Y 1x120 RM/25 6/10 kV | 340 | 0.253 | 0.113 | 0.28 | cs | 120 | 0.00403 | MV
NA2XS2Y 1x70 RM/25 6/10 kV | 280 | 0.443 | 0.123 | 0.217 | cs | 70 | 0.00403 | MV
N2XS(FL)2Y 1x120 RM/35 64/110 kV | 112 | 0.153 | 0.166 | 0.366 | cs | 120 | 0.00393 | HV
N2XS(FL)2Y 1x185 RM/35 64/110 kV | 125 | 0.099 | 0.156 | 0.457 | cs | 185 | 0.00393 | HV
N2XS(FL)2Y 1x240 RM/35 64/110 kV | 135 | 0.075 | 0.149 | 0.526 | cs | 240 | 0.00393 | HV
N2XS(FL)2Y 1x300 RM/35 64/110 kV | 144 | 0.06 | 0.144 | 0.588 | cs | 300 | 0.00393 | HV
15-AL1/3-ST1A 0.4 | 11 | 1.8769 | 0.35 | 0.105 | ol | 16 | 0.00403 | LV
24-AL1/4-ST1A 0.4 | 11.25 | 1.2012 | 0.335 | 0.14 | ol | 24 | 0.00403 | LV
48-AL1/8-ST1A 0.4 | 12.2 | 0.5939 | 0.3 | 0.21 | ol | 48 | 0.00403 | LV
94-AL1/15-ST1A 0.4 | 13.2 | 0.306 | 0.29 | 0.35 | ol | 94 | 0.00403 | LV
34-AL1/6-ST1A 10.0 | 9.7 | 0.8342 | 0.36 | 0.17 | ol | 34 | 0.00403 | MV
48-AL1/8-ST1A 10.0 | 10.1 | 0.5939 | 0.35 | 0.21 | ol | 48 | 0.00403 | MV
70-AL1/11-ST1A 10.0 | 10.4 | 0.4132 | 0.339 | 0.29 | ol | 70 | 0.00403 | MV
94-AL1/15-ST1A 10.0 | 10.75 | 0.306 | 0.33 | 0.35 | ol | 94 | 0.00403 | MV
122-AL1/20-ST1A 10.0 | 11.1 | 0.2376 | 0.323 | 0.41 | ol | 122 | 0.00403 | MV
149-AL1/24-ST1A 10.0 | 11.25 | 0.194 | 0.315 | 0.47 | ol | 149 | 0.00403 | MV
34-AL1/6-ST1A 20.0 | 9.15 | 0.8342 | 0.382 | 0.17 | ol | 34 | 0.00403 | MV
48-AL1/8-ST1A 20.0 | 9.5 | 0.5939 | 0.372 | 0.21 | ol | 48 | 0.00403 | MV
70-AL1/11-ST1A 20.0 | 9.7 | 0.4132 | 0.36 | 0.29 | ol | 70 | 0.00403 | MV
94-AL1/15-ST1A 20.0 | 10 | 0.306 | 0.35 | 0.35 | ol | 94 | 0.00403 | MV
122-AL1/20-ST1A 20.0 | 10.3 | 0.2376 | 0.344 | 0.41 | ol | 122 | 0.00403 | MV
149-AL1/24-ST1A 20.0 | 10.5 | 0.194 | 0.337 | 0.47 | ol | 149 | 0.00403 | MV
184-AL1/30-ST1A 20.0 | 10.75 | 0.1571 | 0.33 | 0.535 | ol | 184 | 0.00403 | MV
243-AL1/39-ST1A 20.0 | 11 | 0.1188 | 0.32 | 0.645 | ol | 243 | 0.00403 | MV
48-AL1/8-ST1A 110.0 | 8 | 0.5939 | 0.46 | 0.21 | ol | 48 | 0.00403 | HV
70-AL1/11-ST1A 110.0 | 8.4 | 0.4132 | 0.45 | 0.29 | ol | 70 | 0.00403 | HV
94-AL1/15-ST1A 110.0 | 8.65 | 0.306 | 0.44 | 0.35 | ol | 94 | 0.00403 | HV
122-AL1/20-ST1A 110.0 | 8.5 | 0.2376 | 0.43 | 0.41 | ol | 122 | 0.00403 | HV
149-AL1/24-ST1A 110.0 | 8.75 | 0.194 | 0.41 | 0.47 | ol | 149 | 0.00403 | HV
184-AL1/30-ST1A 110.0 | 8.8 | 0.1571 | 0.4 | 0.535 | ol | 184 | 0.00403 | HV
243-AL1/39-ST1A 110.0 | 9 | 0.1188 | 0.39 | 0.645 | ol | 243 | 0.00403 | HV
305-AL1/39-ST1A 110.0 | 9.2 | 0.0949 | 0.38 | 0.74 | ol | 305 | 0.00403 | HV
490-AL1/64-ST1A 110.0 | 9.75 | 0.059 | 0.37 | 0.96 | ol | 490 | 0.00403 | HV
679-AL1/86-ST1A 110.0 | 9.95 | 0.042 | 0.36 | 1.15 | ol | 679 | 0.00403 | HV
490-AL1/64-ST1A 220.0 | 10 | 0.059 | 0.285 | 0.96 | ol | 490 | 0.00403 | HV
679-AL1/86-ST1A 220.0 | 11.7 | 0.042 | 0.275 | 1.15 | ol | 679 | 0.00403 | HV
490-AL1/64-ST1A 380.0 | 11 | 0.059 | 0.253 | 0.96 | ol | 490 | 0.00403 | HV
679-AL1/86-ST1A 380.0 | 14.6 | 0.042 | 0.25 | 1.15 | ol | 679 | 0.00403 | HV

## trafo_std_types
| i0_percent | pfe_kw | vkr_percent | sn_mva | vn_lv_kv | vn_hv_kv | vk_percent | shift_degree | vector_group | tap_side | tap_neutral | tap_min | tap_max | tap_step_degree | tap_step_percent | tap_phase_shifter
160 MVA 380/110 kV | 0.06 | 60 | 0.25 | 160 | 110 | 380 | 12.2 | 0 | Yy0 | hv | 0 | -9 | 9 | 0 | 1.5 | FALSE
100 MVA 220/110 kV | 0.06 | 55 | 0.26 | 100 | 110 | 220 | 12 | 0 | Yy0 | hv | 0 | -9 | 9 | 0 | 1.5 | FALSE
63 MVA 110/20 kV | 0.04 | 22 | 0.32 | 63 | 20 | 110 | 18 | 150 | YNd5 | hv | 0 | -9 | 9 | 0 | 1.5 | FALSE
40 MVA 110/20 kV | 0.05 | 18 | 0.34 | 40 | 20 | 110 | 16.2 | 150 | YNd5 | hv | 0 | -9 | 9 | 0 | 1.5 | FALSE
25 MVA 110/20 kV | 0.07 | 14 | 0.41 | 25 | 20 | 110 | 12 | 150 | YNd5 | hv | 0 | -9 | 9 | 0 | 1.5 | FALSE
63 MVA 110/10 kV | 0.04 | 22 | 0.32 | 63 | 10 | 110 | 18 | 150 | YNd5 | hv | 0 | -9 | 9 | 0 | 1.5 | FALSE
40 MVA 110/10 kV | 0.05 | 18 | 0.34 | 40 | 10 | 110 | 16.2 | 150 | YNd5 | hv | 0 | -9 | 9 | 0 | 1.5 | FALSE
25 MVA 110/10 kV | 0.07 | 14 | 0.41 | 25 | 10 | 110 | 12 | 150 | YNd5 | hv | 0 | -9 | 9 | 0 | 1.5 | FALSE
0.25 MVA 20/0.4 kV | 0.32 | 0.8 | 1.44 | 0.25 | 0.4 | 20 | 6 | 150 | Yzn5 | hv | 0 | -2 | 2 | 0 | 2.5 | FALSE
0.4 MVA 20/0.4 kV | 0.3375 | 1.35 | 1.425 | 0.4 | 0.4 | 20 | 6 | 150 | Dyn5 | hv | 0 | -2 | 2 | 0 | 2.5 | FALSE
0.63 MVA 20/0.4 kV | 0.2619 | 1.65 | 1.206 | 0.63 | 0.4 | 20 | 6 | 150 | Dyn5 | hv | 0 | -2 | 2 | 0 | 2.5 | FALSE
0.25 MVA 10/0.4 kV | 0.24 | 0.6 | 1.2 | 0.25 | 0.4 | 10 | 4 | 150 | Dyn5 | hv | 0 | -2 | 2 | 0 | 2.5 | FALSE
0.4 MVA 10/0.4 kV | 0.2375 | 0.95 | 1.325 | 0.4 | 0.4 | 10 | 4 | 150 | Dyn5 | hv | 0 | -2 | 2 | 0 | 2.5 | FALSE
0.63 MVA 10/0.4 kV | 0.1873 | 1.18 | 1.0794 | 0.63 | 0.4 | 10 | 4 | 150 | Dyn5 | hv | 0 | -2 | 2 | 0 | 2.5 | FALSE

## trafo3w_std_types
| sn_hv_mva | sn_mv_mva | sn_lv_mva | vn_hv_kv | vn_mv_kv | vn_lv_kv | vk_hv_percent | vk_mv_percent | vk_lv_percent | vkr_hv_percent | vkr_mv_percent | vkr_lv_percent | pfe_kw | i0_percent | shift_mv_degree | shift_lv_degree | vector_group | tap_side | tap_neutral | tap_min | tap_max | tap_step_percent
63/25/38 MVA 110/20/10 kV | 63 | 25 | 38 | 110 | 20 | 10 | 10.4 | 10.4 | 10.4 | 0.28 | 0.32 | 0.35 | 35 | 0.89 | 0 | 0 | YN0yn0yn0 | hv | 0 | -10 | 10 | 1.2
63/25/38 MVA 110/10/10 kV | 63 | 25 | 38 | 110 | 10 | 10 | 10.4 | 10.4 | 10.4 | 0.28 | 0.32 | 0.35 | 35 | 0.89 | 0 | 0 | YN0yn0yn0 | hv | 0 | -10 | 10 | 1.2

## fuse_std_types
| fuse_type | i_rated_a | t_avg | t_min | t_total | x_avg | x_min | x_total
HV 100A | HV 100A | 100 | 0 | [10.0, 3.64, 0.854, 0.281, 0.1, 0.0531, 0.022, 0.01] | [10.0, 4.267, 1.21, 0.403, 0.1, 0.058, 0.022, 0.01] | 0 | [300.0, 350.0, 450.0, 550.0, 700.0, 850.0, 1200.0, 1752.0] | [600.0, 700.0, 900.0, 1150.0, 1665.0, 2000.0, 3000.0, 4313.0]
HV 10A | HV 10A | 10 | 0 | [10.0, 1675.0, 0.344, 0.156, 0.1, 0.0417, 0.0171, 0.01] | [10.0, 1.3, 0.3, 0.155, 0.1, 0.0555, 0.023, 0.01] | 0 | [30.0, 32.0, 35.0, 37.0, 39.0, 50.0, 70.0, 88.0] | [60.0, 70.0, 80.0, 87.0, 94.0, 110.0, 150.0, 216.0]
HV 125A | HV 125A | 125 | 0 | [10.0, 1.82, 0.344, 0.1, 0.0467, 0.0269, 0.01] | [10.0, 2.478, 0.426, 0.1, 0.0427, 0.0211, 0.01] | 0 | [375.0, 500.0, 700.0, 925.0, 1200.0, 1500.0, 2341.0] | [750.0, 1000.0, 1500.0, 2200.0, 3000.0, 4000.0, 5765.0]
HV 160A | HV 160A | 160 | 0 | [10.0, 4.15, 1.03, 0.198, 0.1, 0.051, 0.0172, 0.01] | [10.0, 2.3, 0.734, 0.274, 0.1, 0.046, 0.0177, 0.01] | 0 | [480.0, 550.0, 700.0, 1000.0, 1260.0, 1600.0, 2500.0, 3227.0] | [960.0, 1300.0, 1700.0, 2200.0, 2996.0, 4000.0, 6000.0, 7946.0]
HV 16A | HV 16A | 16 | 0 | [10.0, 0.352, 0.164, 0.1, 0.0649, 0.0342, 0.01] | [10.0, 2.34, 0.722, 0.181, 0.1, 0.055, 0.0296, 0.01] | 0 | [48.0, 60.0, 65.0, 71.0, 80.0, 100.0, 162.0] | [96.0, 110.0, 125.0, 150.0, 168.0, 200.0, 250.0, 398.0]
HV 200A | HV 200A | 200 | 0 | [10.0, 4.267, 1.21, 0.403, 0.1, 0.058, 0.022, 0.01] | [10.0, 3.73, 1.654, 0.328, 0.1, 0.0531, 0.019, 0.01] | 0 | [600.0, 700.0, 900.0, 1150.0, 1665.0, 2000.0, 3000.0, 4313.0] | [1200.0, 1500.0, 1800.0, 2700.0, 3960.0, 5000.0, 7500.0, 10620.0]
HV 20A | HV 20A | 20 | 0 | [10.0, 1.3, 0.3, 0.155, 0.1, 0.0555, 0.023, 0.01] | [10.0, 1.3, 0.161, 0.1, 0.0611, 0.0399, 0.0141, 0.01] | 0 | [60.0, 70.0, 80.0, 87.0, 94.0, 110.0, 150.0, 216.0] | [120.0, 150.0, 200.0, 223.0, 260.0, 300.0, 450.0, 532.0]
HV 25A | HV 25A | 25 | 0 | [10.0, 2.512, 0.833, 0.299, 0.1, 0.0372, 0.0223, 0.01] | [10.0, 3.125, 0.597, 0.198, 0.1, 0.0378, 0.022, 0.01] | 0 | [75.0, 82.0, 90.0, 100.0, 124.0, 170.0, 200.0, 289.0] | [150.0, 170.0, 210.0, 250.0, 294.0, 400.0, 500.0, 711.0]
HV 31.5A | HV 31.5A | 31.5 | 0 | [10.0, 2.34, 0.722, 0.181, 0.1, 0.055, 0.0296, 0.01] | [10.0, 2.84, 0.368, 0.164, 0.1, 0.0621, 0.0378, 0.0195, 0.01] | 0 | [95.0, 110.0, 125.0, 150.0, 165.0, 200.0, 250.0, 390.0] | [189.0, 220.0, 300.0, 350.0, 393.0, 450.0, 530.0, 700.0, 960.0]
HV 40A | HV 40A | 40 | 0 | [10.0, 1.3, 0.161, 0.1, 0.0611, 0.0399, 0.0141, 0.01] | [10.0, 2.05, 0.369, 0.198, 0.1, 0.051, 0.0298, 0.01] | 0 | [120.0, 150.0, 200.0, 223.0, 260.0, 300.0, 450.0, 532.0] | [240.0, 300.0, 400.0, 450.0, 530.0, 650.0, 800.0, 1311.0]
HV 50A | HV 50A | 50 | 0 | [10.0, 3.215, 0.597, 0.198, 0.1, 0.0378, 0.022, 0.01] | [10.0, 3.64, 0.854, 0.281, 0.1, 0.0531, 0.022, 0.01] | 0 | [150.0, 170.0, 210.0, 250.0, 294.0, 400.0, 500.0, 711.0] | [300.0, 350.0, 450.0, 550.0, 700.0, 850.0, 1200.0, 1752.0]
HV 6.3A | HV 6.3A | 6.3 | 0 | [10.0, 1.39, 0.344, 0.168, 0.1, 0.056, 0.0263, 0.01] | [10.0, 1.711, 0.516, 0.198, 0.1, 0.0634, 0.0303, 0.01] | 0 | [19.0, 19.5, 20.4, 20.8, 22.0, 25.0, 32.0, 48.0] | [38.0, 40.0, 43.0, 48.0, 53.0, 60.0, 75.0, 118.0]
HV 63A | HV 63A | 63 | 0 | [10.0, 2.84, 0.368, 0.164, 0.1, 0.0621, 0.0378, 0.0195, 0.01] | [10.0, 1.82, 0.344, 0.1, 0.0467, 0.0269, 0.01] | 0 | [189.0, 220.0, 300.0, 350.0, 393.0, 450.0, 530.0, 700.0, 961.0] | [378.0, 500.0, 700.0, 934.0, 1200.0, 1500.0, 2366.0]
HV 80A | HV 80A | 80 | 0 | [10.0, 2.05, 0.369, 0.198, 0.1, 0.051, 0.0298, 0.01] | [10.0, 4.15, 1.03, 0.198, 0.1, 0.051, 0.0172, 0.01] | 0 | [240.0, 300.0, 400.0, 450.0, 530.0, 650.0, 800.0, 1311.0] | [480.0, 550.0, 700.0, 1000.0, 1260.0, 1600.0, 2500.0, 3227.0]
Siemens NH-1-100 | Siemens NH-1-100 | 100 | [5400.0, 2000.0, 400.0, 20.0, 1.0, 0.2, 0.012, 0.004] | 0 | 0 | [150.0, 190.0, 250.0, 430.0, 900.0, 1250.0, 2700.0, 3600.0] | 0 | 0
Siemens NH-1-125 | Siemens NH-1-125 | 125 | [4800.0, 120.0, 7.0, 0.1, 0.004] | 0 | 0 | [180.0, 400.0, 740.0, 2000.0, 4250.0] | 0 | 0
Siemens NH-1-16 | Siemens NH-1-16 | 16 | [4000.0, 400.0, 2.0, 0.1, 0.04, 0.01] | 0 | 0 | [26.0, 35.0, 75.0, 150.0, 200.0, 300.0] | 0 | 0
Siemens NH-1-160 | Siemens NH-1-160 | 160 | [4800.0, 120.0, 7.0, 0.1, 0.004] | 0 | 0 | [210.0, 500.0, 900.0, 2300.0, 5000.0] | 0 | 0
Siemens NH-1-25 | Siemens NH-1-25 | 25 | [4000.0, 1000.0, 10.0, 0.2, 0.02, 0.01] | 0 | 0 | [40.0, 50.0, 100.0, 210.0, 400.0, 500.0] | 0 | 0
Siemens NH-1-50 | Siemens NH-1-50 | 50 | [4000.0, 40.0, 4.0, 1.0, 0.02, 0.01] | 0 | 0 | [86.0, 200.0, 300.0, 400.0, 1000.0, 1280.0] | 0 | 0
Siemens NH-1-63 | Siemens NH-1-63 | 63 | [4000.0, 100.0, 10.0, 2.0, 0.04, 0.01] | 0 | 0 | [100.0, 200.0, 300.0, 400.0, 1000.0, 1500.0] | 0 | 0
Siemens NH-1-80 | Siemens NH-1-80 | 80 | [4800.0, 120.0, 7.0, 0.1, 0.01] | 0 | 0 | [150.58, 250.0, 450.0, 1150.0, 2470.0] | 0 | 0
Siemens NH-2-1000 | Siemens NH-2-1000 | 1000 | [4800.0, 120.0, 7.0, 0.1, 0.004] | 0 | 0 | [1900.0, 3500.0, 8400.0, 24000.0, 52000.0] | 0 | 0
Siemens NH-2-200 | Siemens NH-2-200 | 200 | [4800.0, 120.0, 7.0, 0.1, 0.004] | 0 | 0 | [280.0, 650.0, 1200.0, 3000.0, 7000.0] | 0 | 0
Siemens NH-2-224 | Siemens NH-2-224 | 224 | [4800.0, 120.0, 7.0, 0.2, 0.04, 0.004] | 0 | 0 | [400.0, 750.0, 1453.0, 3025.0, 4315.0, 7600.0] | 0 | 0
Siemens NH-2-250 | Siemens NH-2-250 | 250 | [4800.0, 120.0, 7.0, 0.1, 0.004] | 0 | 0 | [450.0, 800.0, 1650.0, 4000.0, 8500.0] | 0 | 0
Siemens NH-2-315 | Siemens NH-2-315 | 315 | [4800.0, 120.0, 7.0, 0.1, 0.004] | 0 | 0 | [550.0, 920.0, 1900.0, 5000.0, 11000.0] | 0 | 0
Siemens NH-2-355 | Siemens NH-2-355 | 355 | [4800.0, 120.0, 6.0, 0.1, 0.004] | 0 | 0 | [650.0, 1116.27, 2350.0, 5840.0, 12790.0] | 0 | 0
Siemens NH-2-400 | Siemens NH-2-400 | 400 | [4800.0, 120.0, 7.0, 0.1, 0.004] | 0 | 0 | [720.0, 1350.0, 2800.0, 6500.0, 15000.0] | 0 | 0
Siemens NH-2-425 | Siemens NH-2-425 | 425 | [4800.0, 120.0, 7.0, 0.1, 0.004] | 0 | 0 | [850.0, 1500.0, 3050.0, 7500.0, 16500.0] | 0 | 0
Siemens NH-2-630 | Siemens NH-2-630 | 630 | [4800.0, 120.0, 7.0, 0.1, 0.004] | 0 | 0 | [1200.0, 2000.0, 4800.0, 12000.0, 26000.0] | 0 | 0

## res_bus
| vm_pu | va_degree | p_mw | q_mvar
0 | 0.99438 | -0.10626 | 0.013287 | 0.00333
1 | 0.993 | -0.13233 | 0.0038542 | 0.00096597
2 | 0.99853 | -0.027715 | 0 | 0
3 | 0.99101 | -0.1703 | 0.0073005 | 0.0018297
4 | 1 | 0 | -0.56647 | -0.14488
5 | 0.9985 | -0.028296 | 0.0042319 | 0.0010606
6 | 0.99032 | -0.18359 | 0 | 0
7 | 0.99857 | -0.027039 | 0.03261 | 0.0081729
8 | 0.99604 | -0.075615 | 0.016931 | 0.0042434
9 | 0.98789 | -0.23027 | 0.014851 | 0.0037221
10 | 0.99425 | -0.10884 | 0.0087031 | 0.0021812
11 | 0.99482 | -0.098876 | 0 | 0
12 | 0.97643 | -0.45292 | 0.003047 | 0.00076365
13 | 0.97649 | -0.45176 | 0.0026214 | 0.00065697
14 | 0.972 | -0.5409 | 0.00050526 | 0.00012663
15 | 0.97211 | -0.53867 | 0.00061636 | 0.00015448
16 | 0.97199 | -0.54093 | 0.00078448 | 0.00019661
17 | 0.97219 | -0.53708 | 0.00038814 | 9.7277e-05
18 | 0.97463 | -0.48891 | 0.012166 | 0.003049
19 | 0.97426 | -0.49621 | 0.0034764 | 0.00087127
20 | 0.97624 | -0.45707 | 0.0029783 | 0.00074643
21 | 0.97407 | -0.49993 | 0 | 0
22 | 0.97707 | -0.44092 | 0 | 0
23 | 0.97385 | -0.50415 | 0.0032886 | 0.0008242
24 | 0.97874 | -0.40816 | 0 | 0
25 | 0.97641 | -0.45376 | 0.0045232 | 0.0011336
26 | 0.97363 | -0.50863 | 0.0039083 | 0.00097951
27 | 0.97869 | -0.40919 | 0.0025278 | 0.00063352
28 | 0.98054 | -0.37295 | 0 | 0
29 | 0.97566 | -0.46855 | 0.0011134 | 0.00027905
30 | 0.97484 | -0.48464 | 0.0041964 | 0.0010517
31 | 0.97455 | -0.4904 | 0.0020051 | 0.00050253
32 | 0.97404 | -0.50041 | 0 | 0
33 | 0.98151 | -0.35421 | 0 | 0
34 | 0.98108 | -0.36242 | 0.0025892 | 0.00064891
35 | 0.98331 | -0.31927 | 0 | 0
36 | 0.98287 | -0.32783 | 0.0021274 | 0.00053318
37 | 0.98289 | -0.32739 | 0.00087965 | 0.00022046
38 | 0.97345 | -0.51206 | 0.0027742 | 0.00069528
39 | 0.97002 | -0.57942 | 0.0010739 | 0.00026913
40 | 0.97014 | -0.57691 | 0.0032388 | 0.00081173
41 | 0.97058 | -0.56821 | 0.0041038 | 0.0010285
42 | 0.97088 | -0.56226 | 0 | 0
43 | 0.97396 | -0.50202 | 0.0020354 | 0.00051012
44 | 0.97376 | -0.50603 | 0.0019025 | 0.00047682
45 | 0.97373 | -0.50663 | 0 | 0
46 | 0.97341 | -0.51284 | 0.0011402 | 0.00028576
47 | 0.97328 | -0.5155 | 0.00080797 | 0.0002025
48 | 0.97396 | -0.50214 | 0 | 0
49 | 0.97308 | -0.51936 | 0.0014666 | 0.00036756
50 | 0.97395 | -0.50227 | 0.0010841 | 0.00027169
51 | 0.98688 | -0.24955 | 0 | 0
52 | 0.97662 | -0.44918 | 0 | 0
53 | 0.97667 | -0.44827 | 0.0054126 | 0.0013565
54 | 0.9877 | -0.23636 | 0.010646 | 0.0026682
55 | 0.988 | -0.23046 | 0 | 0
56 | 0.9878 | -0.23446 | 0.0065134 | 0.0016324
57 | 0.98823 | -0.22605 | 0 | 0
58 | 0.98985 | -0.19456 | 0 | 0
59 | 0.98733 | -0.24364 | 0.00035353 | 8.8604e-05
60 | 0.99016 | -0.18871 | 0 | 0
61 | 0.98931 | -0.20519 | 0.013816 | 0.0034626
62 | 0.98651 | -0.25948 | 0.020144 | 0.0050486
63 | 0.97274 | -0.52612 | 0.0011263 | 0.00028227
64 | 0.97249 | -0.53108 | 0.00055431 | 0.00013892
65 | 0.97275 | -0.52593 | 0.001068 | 0.00026767
66 | 0.97245 | -0.53187 | 0.00041899 | 0.00010501
67 | 0.97304 | -0.52025 | 0.000842 | 0.00021103
68 | 0.97242 | -0.53252 | 0.00044203 | 0.00011078
69 | 0.97235 | -0.53393 | 0.0004581 | 0.00011481
70 | 0.97166 | -0.54693 | 0.0039071 | 0.0009792
71 | 0.97152 | -0.54957 | 0 | 0
72 | 0.97274 | -0.52556 | 0.0096726 | 0.0024242
73 | 0.97415 | -0.49773 | 0.0039568 | 0.00099167
74 | 0.97087 | -0.56257 | 0.0011003 | 0.00027575
75 | 0.9743 | -0.49471 | 0 | 0
76 | 0.97524 | -0.4763 | 0.0053152 | 0.0013321
77 | 0.97626 | -0.4562 | 0.0021967 | 0.00055055
78 | 0.97639 | -0.4536 | 0.0014292 | 0.00035818
79 | 0.97233 | -0.53435 | 0.00049517 | 0.0001241
80 | 0.97221 | -0.53665 | 0.00052766 | 0.00013225
81 | 0.98297 | -0.32591 | 0.0044211 | 0.001108
82 | 0.98309 | -0.32353 | 0.00041103 | 0.00010301
83 | 0.98294 | -0.32641 | 0.0026437 | 0.00066258
84 | 0.98383 | -0.30905 | 0 | 0
85 | 0.98615 | -0.26412 | 0.0016523 | 0.0004141
86 | 0.98356 | -0.3144 | 0.0003995 | 0.00010012
87 | 0.97195 | -0.54172 | 0.002143 | 0.00053709
88 | 0.97936 | -0.39876 | 0.0070703 | 0.001772
89 | 0.9791 | -0.40387 | 0.002209 | 0.00055363
90 | 0.98104 | -0.36574 | 0.011906 | 0.0029838
91 | 0.9791 | -0.40394 | 0.00062032 | 0.00015547
92 | 0.9833 | -0.32163 | 0.0035374 | 0.00088657
93 | 0.98796 | -0.23116 | 0 | 0
94 | 0.99118 | -0.16893 | 0.012685 | 0.0031791
95 | 0.98321 | -0.32121 | 0.0017583 | 0.00044067
96 | 0.98308 | -0.32368 | 0.0024276 | 0.00060841
97 | 0.98323 | -0.32085 | 0.0013736 | 0.00034425
98 | 0.98294 | -0.32658 | 0.011801 | 0.0029576
99 | 0.9835 | -0.31556 | 0.00091234 | 0.00022866
100 | 0.97681 | -0.44541 | 0 | 0
101 | 0.97769 | -0.42815 | 0.013553 | 0.0033968
102 | 0.97761 | -0.42971 | 0 | 0
103 | 0.97806 | -0.42099 | 0 | 0
104 | 0.97761 | -0.42986 | 0.0038046 | 0.00095351
105 | 0.97861 | -0.41025 | 0 | 0
106 | 0.98869 | -0.21535 | 0 | 0
107 | 0.98648 | -0.25733 | 0.0031309 | 0.00078468
108 | 0.98652 | -0.25662 | 0.011538 | 0.0028916
109 | 0.98379 | -0.30924 | 0 | 0
110 | 0.98209 | -0.34231 | 0 | 0
111 | 0.98156 | -0.35256 | 0.0035859 | 0.00089871
112 | 0.98362 | -0.31259 | 0.0016705 | 0.00041868
113 | 0.99246 | -0.14421 | 0.0040769 | 0.0010218
114 | 0.99289 | -0.13605 | 0.033086 | 0.0082922
115 | 0.98669 | -0.25575 | 0.01096 | 0.0027468
116 | 0.98834 | -0.22212 | 0.0052608 | 0.0013185
117 | 0.98797 | -0.22921 | 0.0052037 | 0.0013042
118 | 0.98779 | -0.23274 | 0.0052116 | 0.0013061
119 | 0.98564 | -0.27603 | 0.0044598 | 0.0011177
120 | 0.97991 | -0.3847 | 0.011032 | 0.002765
121 | 0.98028 | -0.37754 | 0.0015527 | 0.00038913
122 | 0.97917 | -0.39914 | 0 | 0
123 | 0.9785 | -0.41237 | 0.0032967 | 0.00082624
124 | 0.97898 | -0.40293 | 0.010615 | 0.0026604
125 | 0.98348 | -0.31528 | 0.0018188 | 0.00045582
126 | 0.9736 | -0.50833 | 0.0042086 | 0.0010548
127 | 0.97406 | -0.49926 | 0.0069721 | 0.0017474
128 | 0.97309 | -0.51845 | 0 | 0
129 | 0.97596 | -0.46193 | 0 | 0
130 | 0.97308 | -0.51856 | 0.00038446 | 9.6355e-05
131 | 0.97294 | -0.52142 | 0.0047346 | 0.0011866
132 | 0.97245 | -0.53116 | 0.00026677 | 6.6858e-05
133 | 0.977 | -0.44167 | 0 | 0
134 | 0.97403 | -0.50009 | 0.015691 | 0.0039326
135 | 0.97294 | -0.52143 | 0.0014758 | 0.00036987
136 | 0.97192 | -0.54159 | 0 | 0
137 | 0.97682 | -0.44516 | 0 | 0
138 | 0.97761 | -0.42972 | 0.0026833 | 0.00067251
139 | 0.97153 | -0.54924 | 0.0026119 | 0.00065459
140 | 0.97808 | -0.4204 | 0.00067329 | 0.00016874
141 | 0.97947 | -0.39326 | 0.0026828 | 0.00067238
142 | 0.97659 | -0.44957 | 0.0047819 | 0.0011985
143 | 0.97619 | -0.45753 | 0.014285 | 0.0035802
144 | 0.97582 | -0.46486 | 0.0094364 | 0.002365
145 | 0.9834 | -0.31692 | 0.002238 | 0.00056088
146 | 0.97079 | -0.56384 | 0.0038319 | 0.00096036
147 | 0.97083 | -0.56316 | 0 | 0
148 | 0.97085 | -0.56266 | 0 | 0
149 | 0.97063 | -0.56703 | 0.01178 | 0.0029523
150 | 0.99998 | 149.9956 | 0 | 0

## res_line
| p_from_mw | q_from_mvar | p_to_mw | q_to_mvar | pl_mw | ql_mvar | i_from_ka | i_to_ka | i_ka | vm_from_pu | va_from_degree | vm_to_pu | va_to_degree | loading_percent
0 | 0.23093 | 0.059218 | -0.23064 | -0.059031 | 0.0002916 | 0.00018628 | 0.34605 | 0.34605 | 0.34605 | 0.99438 | -0.10626 | 0.993 | -0.13233 | 47.5349
1 | -0.24422 | -0.062548 | 0.24515 | 0.063144 | 0.00093313 | 0.00059624 | 0.36594 | 0.36594 | 0.36594 | 0.99438 | -0.10626 | 0.99853 | -0.027715 | 50.266
2 | 0.22679 | 0.058065 | -0.22637 | -0.0578 | 0.0004162 | 0.00026587 | 0.34028 | 0.34028 | 0.34028 | 0.993 | -0.13233 | 0.99101 | -0.1703 | 46.7416
3 | -0.24939 | -0.064204 | 0.24972 | 0.06442 | 0.00033674 | 0.00021517 | 0.37224 | 0.37224 | 0.37224 | 0.99853 | -0.027715 | 1 | 0 | 51.1322
4 | 0.004232 | 0.0010606 | -0.0042319 | -0.0010606 | 1.171e-07 | -2.7754e-08 | 0.0063065 | 0.0063066 | 0.0063066 | 0.99853 | -0.027715 | 0.9985 | -0.028296 | 1.7326
5 | 0.21907 | 0.05597 | -0.21893 | -0.05588 | 0.00014073 | 8.9888e-05 | 0.32932 | 0.32932 | 0.32932 | 0.99101 | -0.1703 | 0.99032 | -0.18359 | 45.2359
6 | 0.15443 | 0.03957 | -0.15423 | -0.039441 | 0.00020208 | 0.0001288 | 0.2301 | 0.2301 | 0.2301 | 1 | 0 | 0.99857 | -0.027039 | 31.6072
7 | 0.16067 | 0.040895 | -0.16008 | -0.040523 | 0.0005834 | 0.00037195 | 0.23929 | 0.2393 | 0.2393 | 1 | 0 | 0.99604 | -0.075615 | 32.8702
8 | 0.21893 | 0.05588 | -0.21844 | -0.055565 | 0.00049255 | 0.00031461 | 0.32932 | 0.32932 | 0.32932 | 0.99032 | -0.18359 | 0.98789 | -0.23027 | 45.2359
9 | 0.12162 | 0.031268 | -0.12113 | -0.030962 | 0.0004814 | 0.00030607 | 0.18151 | 0.18151 | 0.18151 | 0.99857 | -0.027039 | 0.99425 | -0.10884 | 24.9323
10 | 0.14315 | 0.036279 | -0.14299 | -0.036177 | 0.0001598 | 0.00010179 | 0.214 | 0.214 | 0.214 | 0.99604 | -0.075615 | 0.99482 | -0.098876 | 29.3958
11 | 0.20359 | 0.051843 | -0.2034 | -0.051722 | 0.00018915 | 0.00012078 | 0.30695 | 0.30695 | 0.30695 | 0.98789 | -0.23027 | 0.98688 | -0.24955 | 42.1632
12 | 0.11243 | 0.028781 | -0.11186 | -0.028413 | 0.00057667 | 0.00036837 | 0.16848 | 0.16848 | 0.16848 | 0.99425 | -0.10884 | 0.98869 | -0.21535 | 46.2864
13 | 0.14299 | 0.036177 | -0.14274 | -0.036015 | 0.0002546 | 0.00016217 | 0.214 | 0.214 | 0.214 | 0.99482 | -0.098876 | 0.99289 | -0.13605 | 29.3958
14 | -0.003047 | -0.00076365 | 0.0030472 | 0.00076349 | 1.6864e-07 | -1.5298e-07 | 0.0046434 | 0.0046433 | 0.0046434 | 0.97643 | -0.45292 | 0.97649 | -0.45176 | 1.2757
15 | -0.0056685 | -0.0014205 | 0.0056692 | 0.0014206 | 6.9502e-07 | 1.3403e-07 | 0.0086378 | 0.0086377 | 0.0086378 | 0.97649 | -0.45176 | 0.97662 | -0.44918 | 2.373
16 | -0.00050526 | -0.00012663 | 0.00050531 | 0.00012372 | 5.3284e-08 | -2.914e-06 | 0.0007735 | 0.00077244 | 0.0007735 | 0.972 | -0.5409 | 0.97211 | -0.53867 | 0.2125
17 | 0.0029279 | 0.00073318 | -0.0029276 | -0.0007335 | 3.1531e-07 | -3.1715e-07 | 0.0044815 | 0.0044817 | 0.0044817 | 0.97211 | -0.53867 | 0.97199 | -0.54093 | 1.2312
18 | -0.0040496 | -0.0010114 | 0.0040499 | 0.0010113 | 3.0498e-07 | -6.7358e-08 | 0.0061974 | 0.0061973 | 0.0061974 | 0.97211 | -0.53867 | 0.97219 | -0.53708 | 1.7026
19 | 0.0021431 | 0.00053689 | -0.002143 | -0.00053709 | 8.0647e-08 | -1.9603e-07 | 0.0032807 | 0.0032808 | 0.0032808 | 0.97199 | -0.54093 | 0.97195 | -0.54172 | 0.90133
20 | -0.004438 | -0.0011086 | 0.0044381 | 0.0011086 | 9.2076e-08 | -7.083e-09 | 0.0067914 | 0.0067914 | 0.0067914 | 0.97219 | -0.53708 | 0.97221 | -0.53665 | 1.8658
21 | 0.013458 | 0.0033747 | -0.013453 | -0.0033721 | 4.6856e-06 | 2.6301e-06 | 0.020547 | 0.020548 | 0.020548 | 0.97463 | -0.48891 | 0.97426 | -0.49621 | 5.6449
22 | -0.025623 | -0.0064237 | 0.025662 | 0.0064477 | 3.8936e-05 | 2.4072e-05 | 0.039121 | 0.039121 | 0.039121 | 0.97463 | -0.48891 | 0.97624 | -0.45707 | 10.7476
23 | 0.0099768 | 0.0025008 | -0.009975 | -0.0024999 | 1.7652e-06 | 8.7734e-07 | 0.015238 | 0.015238 | 0.015238 | 0.97426 | -0.49621 | 0.97407 | -0.49993 | 4.1863
24 | -0.028641 | -0.0071942 | 0.028663 | 0.0072079 | 2.2084e-05 | 1.3747e-05 | 0.043661 | 0.04366 | 0.043661 | 0.97624 | -0.45707 | 0.97707 | -0.44092 | 11.9947
25 | 0.009975 | 0.0024999 | -0.009973 | -0.0024989 | 2.0046e-06 | 9.9644e-07 | 0.015238 | 0.015238 | 0.015238 | 0.97407 | -0.49993 | 0.97385 | -0.50415 | 4.1863
26 | -0.059399 | -0.014938 | 0.059492 | 0.014997 | 9.312e-05 | 5.9216e-05 | 0.090479 | 0.090479 | 0.090479 | 0.97707 | -0.44092 | 0.97874 | -0.40816 | 24.8569
27 | 0.030736 | 0.0077299 | -0.030717 | -0.0077181 | 1.883e-05 | 1.1765e-05 | 0.046819 | 0.046819 | 0.046819 | 0.97707 | -0.44092 | 0.97641 | -0.45376 | 12.8623
28 | 0.0066844 | 0.0016747 | -0.0066829 | -0.0016742 | 1.4267e-06 | 4.594e-07 | 0.010213 | 0.010213 | 0.010213 | 0.97385 | -0.50415 | 0.97363 | -0.50863 | 2.8059
29 | 0.0025279 | 0.00063332 | -0.0025278 | -0.00063352 | 1.2465e-07 | -2.0302e-07 | 0.0038432 | 0.0038433 | 0.0038433 | 0.97874 | -0.40816 | 0.97869 | -0.40919 | 1.0558
30 | -0.06202 | -0.01563 | 0.062124 | 0.015697 | 0.00010465 | 6.6578e-05 | 0.094322 | 0.094322 | 0.094322 | 0.97874 | -0.40816 | 0.98054 | -0.37295 | 25.9126
31 | 0.026194 | 0.0065845 | -0.026175 | -0.006573 | 1.8483e-05 | 1.1443e-05 | 0.039925 | 0.039926 | 0.039926 | 0.97641 | -0.45376 | 0.97566 | -0.46855 | 10.9686
32 | 0.0027746 | 0.00069473 | -0.0027742 | -0.00069528 | 4.5303e-07 | -5.4545e-07 | 0.0042403 | 0.0042406 | 0.0042406 | 0.97363 | -0.50863 | 0.97345 | -0.51206 | 1.165
33 | -0.062124 | -0.015697 | 0.062156 | 0.015717 | 3.1397e-05 | 1.9975e-05 | 0.094322 | 0.094322 | 0.094322 | 0.98054 | -0.37295 | 0.98108 | -0.36242 | 25.9126
34 | 0.025062 | 0.006294 | -0.025043 | -0.0062821 | 1.9232e-05 | 1.1871e-05 | 0.038227 | 0.038228 | 0.038228 | 0.97566 | -0.46855 | 0.97484 | -0.48464 | 10.5021
35 | 0.020846 | 0.0052304 | -0.020841 | -0.0052269 | 5.7211e-06 | 3.4737e-06 | 0.031822 | 0.031822 | 0.031822 | 0.97484 | -0.48464 | 0.97455 | -0.4904 | 8.7424
36 | 0.018835 | 0.0047244 | -0.018826 | -0.004719 | 8.9825e-06 | 5.3882e-06 | 0.028761 | 0.028761 | 0.028761 | 0.97455 | -0.4904 | 0.97404 | -0.50041 | 7.9013
37 | 0.0031197 | 0.00078147 | -0.0031195 | -0.00078167 | 2.3893e-07 | -1.9622e-07 | 0.0047658 | 0.0047659 | 0.0047659 | 0.97404 | -0.50041 | 0.97396 | -0.50202 | 1.3093
38 | 0.015707 | 0.0039375 | -0.015702 | -0.0039351 | 4.2016e-06 | 2.4469e-06 | 0.023995 | 0.023995 | 0.023995 | 0.97404 | -0.50041 | 0.97376 | -0.50603 | 6.5921
39 | 0.06477 | 0.016382 | -0.064745 | -0.016366 | 2.5489e-05 | 1.6224e-05 | 0.098249 | 0.098249 | 0.098249 | 0.98151 | -0.35421 | 0.98108 | -0.36242 | 26.9914
40 | -0.06477 | -0.016382 | 0.064879 | 0.016451 | 0.00010875 | 6.9222e-05 | 0.098249 | 0.098249 | 0.098249 | 0.98151 | -0.35421 | 0.98331 | -0.31927 | 26.9914
41 | -0.075366 | -0.01908 | 0.075403 | 0.019103 | 3.7022e-05 | 2.3598e-05 | 0.11412 | 0.11412 | 0.11412 | 0.98331 | -0.31927 | 0.98383 | -0.30905 | 31.351
42 | 0.010487 | 0.0026287 | -0.010484 | -0.0026276 | 2.1241e-06 | 1.0742e-06 | 0.015869 | 0.015869 | 0.015869 | 0.98331 | -0.31927 | 0.98309 | -0.32353 | 4.3597
43 | -0.0021274 | -0.00053318 | 0.0021275 | 0.00053306 | 4.4225e-08 | -1.1578e-07 | 0.0032208 | 0.0032207 | 0.0032208 | 0.98287 | -0.32783 | 0.98289 | -0.32739 | 0.88484
44 | -0.0030071 | -0.00075353 | 0.0030072 | 0.00075339 | 1.4053e-07 | -1.3925e-07 | 0.0045525 | 0.0045524 | 0.0045525 | 0.98289 | -0.32739 | 0.98294 | -0.32641 | 1.2507
45 | -0.0010739 | -0.00026913 | 0.001074 | 0.00026766 | 1.2795e-07 | -1.471e-06 | 0.0016473 | 0.0016467 | 0.0016473 | 0.97002 | -0.57942 | 0.97014 | -0.57691 | 0.45256
46 | -0.0043128 | -0.0010794 | 0.0043146 | 0.0010792 | 1.7863e-06 | -2.0183e-07 | 0.0066145 | 0.006614 | 0.0066145 | 0.97014 | -0.57691 | 0.97058 | -0.56821 | 1.8172
47 | -0.0084184 | -0.0021077 | 0.0084208 | 0.0021087 | 2.3828e-06 | 1.0533e-06 | 0.012906 | 0.012905 | 0.012906 | 0.97058 | -0.56821 | 0.97088 | -0.56226 | 3.5455
48 | 0.0011003 | 0.00027557 | -0.0011003 | -0.00027575 | 1.6314e-08 | -1.7875e-07 | 0.0016863 | 0.0016863 | 0.0016863 | 0.97088 | -0.56226 | 0.97087 | -0.56257 | 0.46328
49 | -0.009521 | -0.0023843 | 0.0095268 | 0.0023871 | 5.7579e-06 | 2.7926e-06 | 0.014592 | 0.014591 | 0.014592 | 0.97088 | -0.56226 | 0.97152 | -0.54957 | 4.0087
50 | 0.0010841 | 0.00027154 | -0.0010841 | -0.00027162 | 6.3229e-09 | -7.2451e-08 | 0.0016562 | 0.0016562 | 0.0016562 | 0.97396 | -0.50202 | 0.97396 | -0.50214 | 0.45501
51 | 0.0138 | 0.0034583 | -0.0138 | -0.003458 | 4e-07 | 2.2616e-07 | 0.021088 | 0.021088 | 0.021088 | 0.97376 | -0.50603 | 0.97373 | -0.50663 | 5.7934
52 | 0.0138 | 0.003458 | -0.013795 | -0.0034557 | 4.078e-06 | 2.3059e-06 | 0.021088 | 0.021088 | 0.021088 | 0.97373 | -0.50663 | 0.97341 | -0.51284 | 5.7934
53 | 0.012655 | 0.00317 | -0.012654 | -0.0031691 | 1.6012e-06 | 8.8296e-07 | 0.019345 | 0.019345 | 0.019345 | 0.97341 | -0.51284 | 0.97328 | -0.5155 | 5.3146
54 | 0.011846 | 0.0029666 | -0.011844 | -0.0029654 | 2.1799e-06 | 1.1749e-06 | 0.01811 | 0.01811 | 0.01811 | 0.97328 | -0.5155 | 0.97308 | -0.51936 | 4.9752
55 | 0.0010841 | 0.00027162 | -0.0010841 | -0.00027169 | 6.5891e-09 | -7.5497e-08 | 0.0016562 | 0.0016563 | 0.0016563 | 0.97396 | -0.50214 | 0.97395 | -0.50227 | 0.45501
56 | 0.010377 | 0.0025979 | -0.010377 | -0.0025976 | 4.4052e-07 | 2.2398e-07 | 0.015867 | 0.015867 | 0.015867 | 0.97308 | -0.51936 | 0.97304 | -0.52025 | 4.3591
57 | 0.18872 | 0.048043 | -0.18818 | -0.047698 | 0.00054144 | 0.00034562 | 0.28482 | 0.28482 | 0.28482 | 0.98688 | -0.24955 | 0.98379 | -0.30924 | 39.124
58 | 0.014674 | 0.003679 | -0.014669 | -0.0036762 | 4.9406e-06 | 2.8182e-06 | 0.022125 | 0.022125 | 0.022125 | 0.98688 | -0.24955 | 0.98652 | -0.25662 | 6.0784
59 | -0.0056692 | -0.0014206 | 0.0056695 | 0.0014206 | 2.4663e-07 | 4.7538e-08 | 0.0086377 | 0.0086377 | 0.0086377 | 0.97662 | -0.44918 | 0.97667 | -0.44827 | 2.373
60 | -0.011082 | -0.0027772 | 0.011084 | 0.002778 | 1.511e-06 | 7.9016e-07 | 0.016884 | 0.016884 | 0.016884 | 0.97667 | -0.44827 | 0.97681 | -0.44541 | 4.6385
61 | -0.010646 | -0.0026682 | 0.010649 | 0.0026698 | 2.9941e-06 | 1.5189e-06 | 0.016039 | 0.016039 | 0.016039 | 0.9877 | -0.23636 | 0.988 | -0.23046 | 4.4064
62 | 0.0065147 | 0.0016328 | -0.0065134 | -0.0016324 | 1.2426e-06 | 3.5456e-07 | 0.0098116 | 0.0098118 | 0.0098118 | 0.988 | -0.23046 | 0.9878 | -0.23446 | 2.6955
63 | -0.017164 | -0.0043025 | 0.017168 | 0.0043047 | 3.6096e-06 | 2.1256e-06 | 0.025851 | 0.025851 | 0.025851 | 0.988 | -0.23046 | 0.98823 | -0.22605 | 7.1019
64 | -0.037698 | -0.0094615 | 0.037755 | 0.0094972 | 5.6694e-05 | 3.5682e-05 | 0.056768 | 0.056768 | 0.056768 | 0.98823 | -0.22605 | 0.98985 | -0.19456 | 15.5956
65 | 0.02053 | 0.0051568 | -0.020513 | -0.0051464 | 1.7222e-05 | 1.0407e-05 | 0.030917 | 0.030917 | 0.030917 | 0.98823 | -0.22605 | 0.98733 | -0.24364 | 8.4938
66 | -0.051578 | -0.012964 | 0.051592 | 0.012973 | 1.441e-05 | 9.1405e-06 | 0.077548 | 0.077548 | 0.077548 | 0.98985 | -0.19456 | 0.99016 | -0.18871 | 21.3045
67 | 0.013823 | 0.0034665 | -0.013816 | -0.0034626 | 6.999e-06 | 3.9241e-06 | 0.02078 | 0.020781 | 0.020781 | 0.98985 | -0.19456 | 0.98931 | -0.20519 | 5.709
68 | 0.02016 | 0.0050578 | -0.020144 | -0.0050486 | 1.5214e-05 | 9.1757e-06 | 0.030385 | 0.030385 | 0.030385 | 0.98733 | -0.24364 | 0.98651 | -0.25948 | 8.3475
69 | 0.041041 | 0.010386 | -0.040957 | -0.010334 | 8.3437e-05 | 5.265e-05 | 0.061712 | 0.061713 | 0.061713 | 0.99016 | -0.18871 | 0.98796 | -0.23116 | 16.954
70 | -0.092633 | -0.023359 | 0.092721 | 0.023415 | 8.7814e-05 | 5.6045e-05 | 0.13926 | 0.13926 | 0.13926 | 0.99016 | -0.18871 | 0.99118 | -0.16893 | 38.2584
71 | 0.0073376 | 0.0018354 | -0.0073359 | -0.0018347 | 1.7309e-06 | 6.5298e-07 | 0.011223 | 0.011223 | 0.011223 | 0.97274 | -0.52612 | 0.97249 | -0.53108 | 3.0833
72 | -0.0084638 | -0.0021177 | 0.0084639 | 0.0021177 | 7.515e-08 | 3.3252e-08 | 0.012946 | 0.012946 | 0.012946 | 0.97274 | -0.52612 | 0.97275 | -0.52593 | 3.5566
73 | 0.0067815 | 0.0016958 | -0.0067813 | -0.0016957 | 2.5432e-07 | 8.4596e-08 | 0.010375 | 0.010375 | 0.010375 | 0.97249 | -0.53108 | 0.97245 | -0.53187 | 2.8503
74 | -0.0095319 | -0.0023854 | 0.0095345 | 0.0023866 | 2.5769e-06 | 1.2478e-06 | 0.01458 | 0.01458 | 0.01458 | 0.97275 | -0.52593 | 0.97304 | -0.52025 | 4.0054
75 | 0.0063623 | 0.0015907 | -0.0063621 | -0.0015907 | 1.9604e-07 | 5.7019e-08 | 0.009734 | 0.009734 | 0.009734 | 0.97245 | -0.53187 | 0.97242 | -0.53252 | 2.6742
76 | 0.0059201 | 0.0014799 | -0.0059197 | -0.0014798 | 3.9849e-07 | 9.4362e-08 | 0.0090576 | 0.0090577 | 0.0090577 | 0.97242 | -0.53252 | 0.97235 | -0.53393 | 2.4884
77 | 0.0054616 | 0.001365 | -0.0054615 | -0.001365 | 1.086e-07 | 1.8067e-08 | 0.0083567 | 0.0083567 | 0.0083567 | 0.97235 | -0.53393 | 0.97233 | -0.53435 | 2.2958
78 | 0.009528 | 0.0023877 | -0.0095268 | -0.0023871 | 1.198e-06 | 5.8087e-07 | 0.014591 | 0.014591 | 0.014591 | 0.97166 | -0.54693 | 0.97152 | -0.54957 | 4.0086
79 | -0.013435 | -0.0033669 | 0.013449 | 0.0033746 | 1.3688e-05 | 7.6912e-06 | 0.020575 | 0.020574 | 0.020575 | 0.97166 | -0.54693 | 0.97274 | -0.52556 | 5.6524
80 | -0.023121 | -0.0057988 | 0.023152 | 0.0058176 | 3.0716e-05 | 1.8844e-05 | 0.035371 | 0.03537 | 0.035371 | 0.97274 | -0.52556 | 0.97415 | -0.49773 | 9.7172
81 | -0.027109 | -0.0068093 | 0.027113 | 0.0068117 | 3.899e-06 | 2.4198e-06 | 0.041414 | 0.041414 | 0.041414 | 0.97415 | -0.49773 | 0.9743 | -0.49471 | 11.3776
82 | -0.027113 | -0.0068117 | 0.027137 | 0.0068265 | 2.3849e-05 | 1.4801e-05 | 0.041414 | 0.041414 | 0.041414 | 0.9743 | -0.49471 | 0.97524 | -0.4763 | 11.3776
83 | -0.032452 | -0.0081586 | 0.032483 | 0.0081782 | 3.1179e-05 | 1.9531e-05 | 0.049524 | 0.049524 | 0.049524 | 0.97524 | -0.4763 | 0.97626 | -0.4562 | 13.6055
84 | -0.03468 | -0.0087287 | 0.034684 | 0.0087313 | 4.3125e-06 | 2.5542e-06 | 0.052872 | 0.052872 | 0.052872 | 0.97626 | -0.4562 | 0.97639 | -0.4536 | 7.2627
85 | -0.036113 | -0.0090895 | 0.036127 | 0.0090979 | 1.4147e-05 | 8.4309e-06 | 0.05505 | 0.05505 | 0.05505 | 0.97639 | -0.4536 | 0.97681 | -0.44541 | 7.5618
86 | 0.0049663 | 0.0012409 | -0.0049658 | -0.0012408 | 5.416e-07 | 3.6436e-08 | 0.0075989 | 0.007599 | 0.007599 | 0.97233 | -0.53435 | 0.97221 | -0.53665 | 2.0876
87 | -0.010072 | -0.002524 | 0.010073 | 0.0025246 | 1.1425e-06 | 5.6506e-07 | 0.015247 | 0.015247 | 0.015247 | 0.98297 | -0.32591 | 0.98309 | -0.32353 | 4.1888
88 | 0.0056511 | 0.001416 | -0.005651 | -0.001416 | 1.3536e-07 | 2.4108e-08 | 0.0085546 | 0.0085546 | 0.0085546 | 0.98297 | -0.32591 | 0.98294 | -0.32641 | 2.3502
89 | -0.094089 | -0.023791 | 0.094292 | 0.023921 | 0.00020324 | 0.00012974 | 0.14238 | 0.14238 | 0.14238 | 0.98383 | -0.30905 | 0.98615 | -0.26412 | 39.1158
90 | 0.018686 | 0.0046878 | -0.018681 | -0.0046849 | 4.7662e-06 | 2.8484e-06 | 0.028264 | 0.028264 | 0.028264 | 0.98383 | -0.30905 | 0.98356 | -0.3144 | 7.7648
91 | -0.095944 | -0.024335 | 0.09617 | 0.024479 | 0.00022553 | 0.00014397 | 0.14487 | 0.14487 | 0.14487 | 0.98615 | -0.26412 | 0.98869 | -0.21535 | 39.8007
92 | 0.018282 | 0.0045848 | -0.018281 | -0.0045842 | 1.0082e-06 | 6.0067e-07 | 0.027659 | 0.027659 | 0.027659 | 0.98356 | -0.3144 | 0.9835 | -0.31556 | 7.5988
93 | 0.00283 | 0.0007082 | -0.0028293 | -0.00070901 | 6.8789e-07 | -8.0798e-07 | 0.0042995 | 0.0042999 | 0.0042999 | 0.97936 | -0.39876 | 0.9791 | -0.40387 | 1.1813
94 | -0.0099003 | -0.0024802 | 0.0099159 | 0.0024879 | 1.5589e-05 | 7.661e-06 | 0.015042 | 0.015041 | 0.015042 | 0.97936 | -0.39876 | 0.98104 | -0.36574 | 4.1324
95 | 0.00062032 | 0.00015539 | -0.00062032 | -0.00015547 | 2.1976e-09 | -8.152e-08 | 0.00094272 | 0.00094275 | 0.00094275 | 0.9791 | -0.40387 | 0.9791 | -0.40394 | 0.259
96 | -0.021822 | -0.0054717 | 0.021868 | 0.0054997 | 4.5973e-05 | 2.8007e-05 | 0.033099 | 0.033099 | 0.033099 | 0.98104 | -0.36574 | 0.9833 | -0.32163 | 9.0932
97 | -0.025405 | -0.0063863 | 0.02546 | 0.0064205 | 5.5447e-05 | 3.4214e-05 | 0.038452 | 0.038452 | 0.038452 | 0.9833 | -0.32163 | 0.98564 | -0.27603 | 10.5637
98 | 0.040957 | 0.010334 | -0.040909 | -0.010303 | 4.8166e-05 | 3.0395e-05 | 0.061713 | 0.061713 | 0.061713 | 0.98796 | -0.23116 | 0.98669 | -0.25575 | 16.954
99 | -0.10541 | -0.026594 | 0.10553 | 0.026674 | 0.00012491 | 7.9773e-05 | 0.1583 | 0.1583 | 0.1583 | 0.99118 | -0.16893 | 0.99246 | -0.14421 | 43.49
100 | 0.014232 | 0.0035679 | -0.01423 | -0.0035669 | 1.675e-06 | 9.4992e-07 | 0.021539 | 0.021539 | 0.021539 | 0.98321 | -0.32121 | 0.98308 | -0.32368 | 5.9174
101 | -0.01599 | -0.0040085 | 0.015991 | 0.0040087 | 2.7174e-07 | 1.5822e-07 | 0.0242 | 0.0242 | 0.0242 | 0.98321 | -0.32121 | 0.98323 | -0.32085 | 6.6485
102 | 0.011803 | 0.0029585 | -0.011801 | -0.0029576 | 1.6348e-06 | 8.731e-07 | 0.017865 | 0.017865 | 0.017865 | 0.98308 | -0.32368 | 0.98294 | -0.32658 | 4.908
103 | -0.017364 | -0.0043529 | 0.017368 | 0.0043555 | 4.3792e-06 | 2.5881e-06 | 0.026279 | 0.026279 | 0.026279 | 0.98323 | -0.32085 | 0.9835 | -0.31556 | 7.2196
104 | -0.047211 | -0.011876 | 0.04725 | 0.0119 | 3.8966e-05 | 2.3932e-05 | 0.071934 | 0.071934 | 0.071934 | 0.97681 | -0.44541 | 0.97769 | -0.42815 | 9.8811
105 | 0.0038049 | 0.0009534 | -0.0038046 | -0.00095351 | 2.8374e-07 | -1.0134e-07 | 0.0057908 | 0.0057909 | 0.0057909 | 0.97769 | -0.42815 | 0.97761 | -0.42971 | 1.5909
106 | -0.064608 | -0.01625 | 0.06463 | 0.016264 | 2.2098e-05 | 1.3837e-05 | 0.098352 | 0.098352 | 0.098352 | 0.97769 | -0.42815 | 0.97806 | -0.42099 | 13.5099
107 | 0.0038046 | 0.00095351 | -0.0038046 | -0.00095351 | 2.6432e-08 | -9.4371e-09 | 0.0057909 | 0.0057909 | 0.0057909 | 0.97761 | -0.42971 | 0.97761 | -0.42986 | 1.5909
108 | -0.06463 | -0.016264 | 0.064664 | 0.016285 | 3.32e-05 | 2.0788e-05 | 0.098352 | 0.098352 | 0.098352 | 0.97806 | -0.42099 | 0.97861 | -0.41025 | 13.5099
109 | -0.067961 | -0.017111 | 0.067997 | 0.017133 | 3.6112e-05 | 2.2659e-05 | 0.10337 | 0.10337 | 0.10337 | 0.97861 | -0.41025 | 0.97917 | -0.39914 | 14.1985
110 | 0.0032971 | 0.00082601 | -0.0032967 | -0.00082624 | 3.3297e-07 | -2.3071e-07 | 0.0050132 | 0.0050134 | 0.0050134 | 0.97861 | -0.41025 | 0.9785 | -0.41237 | 1.3773
111 | 0.015685 | 0.0039336 | -0.01568 | -0.0039306 | 5.0602e-06 | 2.9282e-06 | 0.023608 | 0.023608 | 0.023608 | 0.98869 | -0.21535 | 0.98834 | -0.22212 | 6.4858
112 | -0.0031309 | -0.00078468 | 0.003131 | 0.00078459 | 1.0602e-07 | -9.3988e-08 | 0.0047227 | 0.0047226 | 0.0047227 | 0.98648 | -0.25733 | 0.98652 | -0.25662 | 1.2974
113 | 0.0057289 | 0.001435 | -0.0057279 | -0.0014348 | 9.1541e-07 | 1.731e-07 | 0.0086648 | 0.008665 | 0.008665 | 0.98379 | -0.30924 | 0.98362 | -0.31259 | 2.3805
114 | 0.18245 | 0.046263 | -0.18216 | -0.046078 | 0.00028952 | 0.00018478 | 0.27616 | 0.27616 | 0.27616 | 0.98379 | -0.30924 | 0.98209 | -0.34231 | 37.9338
115 | 0.18216 | 0.046078 | -0.18207 | -0.046021 | 8.9528e-05 | 5.714e-05 | 0.27616 | 0.27616 | 0.27616 | 0.98209 | -0.34231 | 0.98156 | -0.35256 | 37.9338
116 | 0.089839 | 0.022681 | -0.0897 | -0.022594 | 0.00013812 | 8.7392e-05 | 0.13625 | 0.13625 | 0.13625 | 0.98156 | -0.35256 | 0.97991 | -0.3847 | 18.716
117 | 0.08865 | 0.022441 | -0.088543 | -0.022374 | 0.00010619 | 6.7169e-05 | 0.13447 | 0.13447 | 0.13447 | 0.98156 | -0.35256 | 0.98028 | -0.37754 | 18.4712
118 | 0.0040574 | 0.0010162 | -0.0040569 | -0.0010163 | 5.1951e-07 | -1.3421e-07 | 0.0061378 | 0.0061379 | 0.0061379 | 0.98362 | -0.31259 | 0.98348 | -0.31528 | 1.6862
119 | -0.10961 | -0.027696 | 0.10965 | 0.027723 | 4.2883e-05 | 2.7391e-05 | 0.16442 | 0.16442 | 0.16442 | 0.99246 | -0.14421 | 0.99289 | -0.13605 | 45.1692
120 | 0.029949 | 0.0075563 | -0.02992 | -0.0075382 | 2.9048e-05 | 1.8107e-05 | 0.045184 | 0.045184 | 0.045184 | 0.98669 | -0.25575 | 0.98564 | -0.27603 | 12.4133
121 | 0.01042 | 0.0026121 | -0.010416 | -0.0026104 | 3.5156e-06 | 1.762e-06 | 0.015688 | 0.015688 | 0.015688 | 0.98834 | -0.22212 | 0.98797 | -0.22921 | 4.3099
122 | 0.0052124 | 0.0013062 | -0.0052116 | -0.0013061 | 8.7751e-07 | 7.5499e-08 | 0.0078505 | 0.0078507 | 0.0078507 | 0.98797 | -0.22921 | 0.98779 | -0.23274 | 2.1568
123 | 0.078668 | 0.019829 | -0.078614 | -0.019795 | 5.4302e-05 | 3.4243e-05 | 0.1195 | 0.1195 | 0.1195 | 0.97991 | -0.3847 | 0.97917 | -0.39914 | 16.4148
124 | 0.086991 | 0.021985 | -0.086925 | -0.021943 | 6.5501e-05 | 4.1417e-05 | 0.13211 | 0.13211 | 0.13211 | 0.98028 | -0.37754 | 0.97947 | -0.39326 | 18.1475
125 | 0.010617 | 0.0026614 | -0.010615 | -0.0026604 | 1.918e-06 | 9.8041e-07 | 0.016134 | 0.016135 | 0.016135 | 0.97917 | -0.39914 | 0.97898 | -0.40293 | 4.4326
126 | 0.0022381 | 0.00056048 | -0.002238 | -0.00056088 | 1.7438e-07 | -4.0297e-07 | 0.0033861 | 0.0033863 | 0.0033863 | 0.98348 | -0.31528 | 0.9834 | -0.31692 | 0.93031
127 | -0.029347 | -0.0073725 | 0.029359 | 0.0073804 | 1.271e-05 | 7.9247e-06 | 0.044858 | 0.044858 | 0.044858 | 0.9736 | -0.50833 | 0.97406 | -0.49926 | 12.3237
128 | 0.025138 | 0.0063177 | -0.025126 | -0.0063102 | 1.2135e-05 | 7.4937e-06 | 0.038426 | 0.038426 | 0.038426 | 0.9736 | -0.50833 | 0.97309 | -0.51845 | 10.5567
129 | -0.036331 | -0.0091278 | 0.036396 | 0.0091686 | 6.485e-05 | 4.0804e-05 | 0.055509 | 0.055509 | 0.055509 | 0.97406 | -0.49926 | 0.97596 | -0.46193 | 15.2497
130 | 0.00038446 | 9.6148e-05 | -0.00038446 | -9.6355e-05 | 2.1682e-09 | -2.0645e-07 | 0.00058783 | 0.00058791 | 0.00058791 | 0.97309 | -0.51845 | 0.97308 | -0.51856 | 0.16151
131 | 0.0062113 | 0.0015567 | -0.0062104 | -0.0015565 | 8.8035e-07 | 2.4021e-07 | 0.0094981 | 0.0094982 | 0.0094982 | 0.97309 | -0.51845 | 0.97294 | -0.52142 | 2.6094
132 | 0.01853 | 0.0046573 | -0.018519 | -0.0046506 | 1.1242e-05 | 6.7317e-06 | 0.02834 | 0.02834 | 0.02834 | 0.97309 | -0.51845 | 0.97245 | -0.53116 | 7.7858
133 | -0.052116 | -0.013118 | 0.052167 | 0.01315 | 5.0519e-05 | 3.2065e-05 | 0.07948 | 0.07948 | 0.07948 | 0.97596 | -0.46193 | 0.977 | -0.44167 | 21.8351
134 | 0.01572 | 0.0039493 | -0.015691 | -0.0039326 | 2.8575e-05 | 1.6634e-05 | 0.023971 | 0.023972 | 0.023972 | 0.97596 | -0.46193 | 0.97403 | -0.50009 | 6.5856
135 | 0.0014758 | 0.00036987 | -0.0014758 | -0.00036987 | 8.4284e-10 | -4.94e-09 | 0.0022571 | 0.0022571 | 0.0022571 | 0.97294 | -0.52142 | 0.97294 | -0.52143 | 0.62008
136 | 0.018252 | 0.0045838 | -0.018243 | -0.0045783 | 9.0777e-06 | 5.425e-06 | 0.027932 | 0.027932 | 0.027932 | 0.97245 | -0.53116 | 0.97192 | -0.54159 | 7.6737
137 | 0.028526 | 0.0071567 | -0.028522 | -0.0071538 | 4.7469e-06 | 2.954e-06 | 0.04345 | 0.04345 | 0.04345 | 0.977 | -0.44167 | 0.97682 | -0.44516 | 11.9368
138 | -0.080693 | -0.020307 | 0.080739 | 0.020336 | 4.6105e-05 | 2.9405e-05 | 0.12293 | 0.12293 | 0.12293 | 0.977 | -0.44167 | 0.97761 | -0.42972 | 33.7719
139 | 0.018243 | 0.0045783 | -0.018236 | -0.0045744 | 6.6547e-06 | 3.9773e-06 | 0.027932 | 0.027933 | 0.027933 | 0.97192 | -0.54159 | 0.97153 | -0.54924 | 7.6738
140 | 0.0047829 | 0.0011985 | -0.0047819 | -0.0011985 | 1.0039e-06 | 1.1369e-08 | 0.0072859 | 0.0072861 | 0.0072861 | 0.97682 | -0.44516 | 0.97659 | -0.44957 | 2.0017
141 | 0.023739 | 0.0059553 | -0.023725 | -0.0059467 | 1.399e-05 | 8.5968e-06 | 0.036164 | 0.036164 | 0.036164 | 0.97682 | -0.44516 | 0.97619 | -0.45753 | 9.9352
142 | -0.083422 | -0.021009 | 0.08346 | 0.021032 | 3.7192e-05 | 2.3726e-05 | 0.12701 | 0.12701 | 0.12701 | 0.97761 | -0.42972 | 0.97808 | -0.4204 | 34.8939
143 | 0.015624 | 0.0039198 | -0.015614 | -0.0039139 | 9.9883e-06 | 5.817e-06 | 0.023932 | 0.023932 | 0.023932 | 0.97153 | -0.54924 | 0.97085 | -0.56266 | 6.5748
144 | -0.084133 | -0.021201 | 0.084242 | 0.021271 | 0.00010941 | 6.9801e-05 | 0.12804 | 0.12804 | 0.12804 | 0.97808 | -0.4204 | 0.97947 | -0.39326 | 35.1753
145 | 0.0094397 | 0.0023666 | -0.0094364 | -0.002365 | 3.2951e-06 | 1.5785e-06 | 0.014389 | 0.01439 | 0.01439 | 0.97619 | -0.45753 | 0.97582 | -0.46486 | 3.9532
146 | -0.0038319 | -0.00096036 | 0.003832 | 0.00096032 | 1.2375e-07 | -3.908e-08 | 0.0058734 | 0.0058734 | 0.0058734 | 0.97079 | -0.56384 | 0.97083 | -0.56316 | 1.6136
147 | -0.003832 | -0.00096032 | 0.0038321 | 0.00096029 | 9.1394e-08 | -2.8869e-08 | 0.0058734 | 0.0058734 | 0.0058734 | 0.97083 | -0.56316 | 0.97085 | -0.56266 | 1.6136
148 | 0.011782 | 0.0029537 | -0.01178 | -0.0029523 | 2.4527e-06 | 1.3218e-06 | 0.018059 | 0.018059 | 0.018059 | 0.97085 | -0.56266 | 0.97063 | -0.56703 | 4.9613

## res_trafo
| p_hv_mw | q_hv_mvar | p_lv_mw | q_lv_mvar | pl_mw | ql_mvar | i_hv_ka | i_lv_ka | vm_hv_pu | va_hv_degree | vm_lv_pu | va_lv_degree | loading_percent
0 | -1.2729e-15 | -1.3162e-15 | 0.00165 | 1.2699e-07 | 0.00165 | 1.2699e-07 | 5.2857e-17 | 0.0023815 | 0.99998 | 149.9956 | 1 | 0 | 0.2619

## res_ext_grid
| p_mw | q_mvar
0 | 0.56647 | 0.14488

## res_load
| p_mw | q_mvar
0 | 0.013287 | 0.00333
1 | 0.0038542 | 0.00096597
2 | 0.0073005 | 0.0018297
3 | 0.0042319 | 0.0010606
4 | 0.03261 | 0.0081729
5 | 0.016931 | 0.0042434
6 | 0.014851 | 0.0037221
7 | 0.0087031 | 0.0021812
8 | 0.003047 | 0.00076365
9 | 0.0026214 | 0.00065697
10 | 0.00050526 | 0.00012663
11 | 0.00061636 | 0.00015448
12 | 0.00078448 | 0.00019661
13 | 0.00038814 | 9.7277e-05
14 | 0.012166 | 0.003049
15 | 0.0034764 | 0.00087127
16 | 0.0029783 | 0.00074643
17 | 0.0032886 | 0.0008242
18 | 0.0045232 | 0.0011336
19 | 0.0039083 | 0.00097951
20 | 0.0025278 | 0.00063352
21 | 0.0011134 | 0.00027905
22 | 0.0041964 | 0.0010517
23 | 0.0020051 | 0.00050253
24 | 0.0025892 | 0.00064891
25 | 0.0021274 | 0.00053318
26 | 0.00087965 | 0.00022046
27 | 0.0027742 | 0.00069528
28 | 0.0010739 | 0.00026913
29 | 0.0032388 | 0.00081173
30 | 0.0041038 | 0.0010285
31 | 0.0020354 | 0.00051012
32 | 0.0019025 | 0.00047682
33 | 0.0011402 | 0.00028576
34 | 0.00080797 | 0.0002025
35 | 0.0014666 | 0.00036756
36 | 0.0010841 | 0.00027169
37 | 0.0054126 | 0.0013565
38 | 0.010646 | 0.0026682
39 | 0.0065134 | 0.0016324
40 | 0.00035353 | 8.8604e-05
41 | 0.013816 | 0.0034626
42 | 0.020144 | 0.0050486
43 | 0.0011263 | 0.00028227
44 | 0.00055431 | 0.00013892
45 | 0.001068 | 0.00026767
46 | 0.00041899 | 0.00010501
47 | 0.000842 | 0.00021103
48 | 0.00044203 | 0.00011078
49 | 0.0004581 | 0.00011481
50 | 0.0039071 | 0.0009792
51 | 0.0096726 | 0.0024242
52 | 0.0039568 | 0.00099167
53 | 0.0011003 | 0.00027575
54 | 0.0053152 | 0.0013321
55 | 0.0021967 | 0.00055055
56 | 0.0014292 | 0.00035818
57 | 0.00049517 | 0.0001241
58 | 0.00052766 | 0.00013225
59 | 0.0044211 | 0.001108
60 | 0.00041103 | 0.00010301
61 | 0.0026437 | 0.00066258
62 | 0.0016523 | 0.0004141
63 | 0.0003995 | 0.00010012
64 | 0.002143 | 0.00053709
65 | 0.0070703 | 0.001772
66 | 0.002209 | 0.00055363
67 | 0.011906 | 0.0029838
68 | 0.00062032 | 0.00015547
69 | 0.0035374 | 0.00088657
70 | 0.012685 | 0.0031791
71 | 0.0017583 | 0.00044067
72 | 0.0024276 | 0.00060841
73 | 0.0013736 | 0.00034425
74 | 0.011801 | 0.0029576
75 | 0.00091234 | 0.00022866
76 | 0.013553 | 0.0033968
77 | 0.0038046 | 0.00095351
78 | 0.0031309 | 0.00078468
79 | 0.011538 | 0.0028916
80 | 0.0035859 | 0.00089871
81 | 0.0016705 | 0.00041868
82 | 0.0040769 | 0.0010218
83 | 0.033086 | 0.0082922
84 | 0.01096 | 0.0027468
85 | 0.0052608 | 0.0013185
86 | 0.0052037 | 0.0013042
87 | 0.0052116 | 0.0013061
88 | 0.0044598 | 0.0011177
89 | 0.011032 | 0.002765
90 | 0.0015527 | 0.00038913
91 | 0.0032967 | 0.00082624
92 | 0.010615 | 0.0026604
93 | 0.0018188 | 0.00045582
94 | 0.0042086 | 0.0010548
95 | 0.0069721 | 0.0017474
96 | 0.00038446 | 9.6355e-05
97 | 0.0047346 | 0.0011866
98 | 0.00026677 | 6.6858e-05
99 | 0.015691 | 0.0039326
100 | 0.0014758 | 0.00036987
101 | 0.0026833 | 0.00067251
102 | 0.0026119 | 0.00065459
103 | 0.00067329 | 0.00016874
104 | 0.0026828 | 0.00067238
105 | 0.0047819 | 0.0011985
106 | 0.014285 | 0.0035802
107 | 0.0094364 | 0.002365
108 | 0.002238 | 0.00056088
109 | 0.0038319 | 0.00096036
110 | 0.01178 | 0.0029523

## dtypes
| element | column | dtype
0 | bus | name | object
1 | bus | vn_kv | float64
2 | bus | type | object
3 | bus | zone | object
4 | bus | in_service | bool
5 | load | name | object
6 | load | bus | uint32
7 | load | p_mw | float64
8 | load | q_mvar | float64
9 | load | const_z_percent | float64
10 | load | const_i_percent | float64
11 | load | sn_mva | float64
12 | load | scaling | float64
13 | load | in_service | bool
14 | load | type | object
15 | ext_grid | name | object
16 | ext_grid | bus | uint32
17 | ext_grid | vm_pu | float64
18 | ext_grid | va_degree | float64
19 | ext_grid | slack_weight | float64
20 | ext_grid | in_service | bool
21 | line | name | object
22 | line | std_type | object
23 | line | from_bus | uint32
24 | line | to_bus | uint32
25 | line | length_km | float64
26 | line | r_ohm_per_km | float64
27 | line | x_ohm_per_km | float64
28 | line | c_nf_per_km | float64
29 | line | g_us_per_km | float64
30 | line | max_i_ka | float64
31 | line | df | float64
32 | line | parallel | uint32
33 | line | type | object
34 | line | in_service | bool
35 | trafo | name | object
36 | trafo | std_type | object
37 | trafo | hv_bus | uint32
38 | trafo | lv_bus | uint32
39 | trafo | sn_mva | float64
40 | trafo | vn_hv_kv | float64
41 | trafo | vn_lv_kv | float64
42 | trafo | vk_percent | float64
43 | trafo | vkr_percent | float64
44 | trafo | pfe_kw | float64
45 | trafo | i0_percent | float64
46 | trafo | shift_degree | float64
47 | trafo | tap_side | object
48 | trafo | tap_neutral | int32
49 | trafo | tap_min | int32
50 | trafo | tap_max | int32
51 | trafo | tap_step_percent | float64
52 | trafo | tap_step_degree | float64
53 | trafo | tap_pos | int32
54 | trafo | tap_phase_shifter | bool
55 | trafo | parallel | uint32
56 | trafo | df | float64
57 | trafo | in_service | bool
58 | line_geodata | coords | object
59 | bus_geodata | x | float64
60 | bus_geodata | y | float64
61 | bus_geodata | coords | object
62 | res_bus | vm_pu | float64
63 | res_bus | va_degree | float64
64 | res_bus | p_mw | float64
65 | res_bus | q_mvar | float64
66 | res_line | p_from_mw | float64
67 | res_line | q_from_mvar | float64
68 | res_line | p_to_mw | float64
69 | res_line | q_to_mvar | float64
70 | res_line | pl_mw | float64
71 | res_line | ql_mvar | float64
72 | res_line | i_from_ka | float64
73 | res_line | i_to_ka | float64
74 | res_line | i_ka | float64
75 | res_line | vm_from_pu | float64
76 | res_line | va_from_degree | float64
77 | res_line | vm_to_pu | float64
78 | res_line | va_to_degree | float64
79 | res_line | loading_percent | float64
80 | res_trafo | p_hv_mw | float64
81 | res_trafo | q_hv_mvar | float64
82 | res_trafo | p_lv_mw | float64
83 | res_trafo | q_lv_mvar | float64
84 | res_trafo | pl_mw | float64
85 | res_trafo | ql_mvar | float64
86 | res_trafo | i_hv_ka | float64
87 | res_trafo | i_lv_ka | float64
88 | res_trafo | vm_hv_pu | float64
89 | res_trafo | va_hv_degree | float64
90 | res_trafo | vm_lv_pu | float64
91 | res_trafo | va_lv_degree | float64
92 | res_trafo | loading_percent | float64
93 | res_ext_grid | p_mw | float64
94 | res_ext_grid | q_mvar | float64
95 | res_load | p_mw | float64
96 | res_load | q_mvar | float64

## parameters
| version | format_version | converged | OPF_converged | name | f_hz | sn_mva
0 | 2.14.6 | 2.14.0 | TRUE | FALSE |  | 50 | 1