## bus
| name | vn_kv | type | zone | in_service
0 | bus_LV_225-2_0_3_node_0 | 0.4 | n |  | TRUE
1 | bus_LV_225-2_0_3_node_2 | 0.4 | n |  | TRUE
2 | bus_LV_225-2_0_3_node_6 | 0.4 | n |  | TRUE
3 | bus_LV_225-2_0_3_node_3 | 0.4 | n |  | TRUE
4 | bus_LV_225-2_0_3_node_5 | 0.4 | n |  | TRUE
5 | bus_LV_225-2_0_3_node_338 | 0.4 | n |  | TRUE
6 | bus_LV_225-2_0_3_node_4 | 0.4 | n |  | TRUE
7 | bus_LV_225-2_0_3_node_41 | 0.4 | n |  | TRUE
8 | bus_LV_225-2_0_3_node_337 | 0.4 | n |  | TRUE
9 | bus_LV_225-2_0_3_node_315 | 0.4 | n |  | TRUE
10 | bus_LV_225-2_0_3_node_382 | 0.4 | n |  | TRUE
11 | bus_LV_225-2_0_3_node_349 | 0.4 | n |  | TRUE
12 | bus_LV_225-2_0_3_node_27 | 0.4 | n |  | TRUE
13 | bus_LV_225-2_0_3_node_48 | 0.4 | n |  | TRUE
14 | bus_LV_225-2_0_3_node_274 | 0.4 | n |  | TRUE
15 | bus_LV_225-2_0_3_node_28 | 0.4 | n |  | TRUE
16 | bus_LV_225-2_0_3_node_35 | 0.4 | n |  | TRUE
17 | bus_LV_225-2_0_3_node_322 | 0.4 | n |  | TRUE
18 | bus_LV_225-2_0_3_node_29 | 0.4 | n |  | TRUE
19 | bus_LV_225-2_0_3_node_30 | 0.4 | n |  | TRUE
20 | bus_LV_225-2_0_3_node_33 | 0.4 | n |  | TRUE
21 | bus_LV_225-2_0_3_node_317 | 0.4 | n |  | TRUE
22 | bus_LV_225-2_0_3_node_37 | 0.4 | n |  | TRUE
23 | bus_LV_225-2_0_3_node_388 | 0.4 | n |  | TRUE
24 | bus_LV_225-2_0_3_node_334 | 0.4 | n |  | TRUE
25 | bus_LV_225-2_0_3_node_34 | 0.4 | n |  | TRUE
26 | bus_LV_225-2_0_3_node_397 | 0.4 | n |  | TRUE
27 | bus_LV_225-2_0_3_node_378 | 0.4 | n |  | TRUE
28 | bus_LV_225-2_0_3_node_36 | 0.4 | n |  | TRUE
29 | bus_LV_225-2_0_3_node_310 | 0.4 | n |  | TRUE
30 | bus_LV_225-2_0_3_node_311 | 0.4 | n |  | TRUE
31 | bus_LV_225-2_0_3_node_309 | 0.4 | n |  | TRUE
32 | bus_LV_225-2_0_3_node_360 | 0.4 | n |  | TRUE
33 | bus_LV_225-2_0_3_node_38 | 0.4 | n |  | TRUE
34 | bus_LV_225-2_0_3_node_357 | 0.4 | n |  | TRUE
35 | bus_LV_225-2_0_3_node_39 | 0.4 | n |  | TRUE
36 | bus_LV_225-2_0_3_node_395 | 0.4 | n |  | TRUE
37 | bus_LV_225-2_0_3_node_390 | 0.4 | n |  | TRUE
38 | bus_LV_225-2_0_3_node_40 | 0.4 | n |  | TRUE
39 | bus_LV_225-2_0_3_node_336 | 0.4 | n |  | TRUE
40 | bus_LV_225-2_0_3_node_350 | 0.4 | n |  | TRUE
41 | bus_LV_225-2_0_3_node_46 | 0.4 | n |  | TRUE
42 | bus_LV_225-2_0_3_node_47 | 0.4 | n |  | TRUE
43 | bus_LV_225-2_0_3_node_61 | 0.4 | n |  | TRUE
44 | bus_LV_225-2_0_3_node_57 | 0.4 | n |  | TRUE
45 | bus_LV_225-2_0_3_node_403 | 0.4 | n |  | TRUE
46 | bus_LV_225-2_0_3_node_326 | 0.4 | n |  | TRUE
47 | bus_LV_225-2_0_3_node_49 | 0.4 | n |  | TRUE
48 | bus_LV_225-2_0_3_node_314 | 0.4 | n |  | TRUE
49 | bus_LV_225-2_0_3_node_53 | 0.4 | n |  | TRUE
50 | bus_LV_225-2_0_3_node_379 | 0.4 | n |  | TRUE
51 | bus_LV_225-2_0_3_node_368 | 0.4 | n |  | TRUE
52 | bus_LV_225-2_0_3_node_54 | 0.4 | n |  | TRUE
53 | bus_LV_225-2_0_3_node_375 | 0.4 | n |  | TRUE
54 | bus_LV_225-2_0_3_node_374 | 0.4 | n |  | TRUE
55 | bus_LV_225-2_0_3_node_55 | 0.4 | n |  | TRUE
56 | bus_LV_225-2_0_3_node_244 | 0.4 | n |  | TRUE
57 | bus_LV_225-2_0_3_node_58 | 0.4 | n |  | TRUE
58 | bus_LV_225-2_0_3_node_387 | 0.4 | n |  | TRUE
59 | bus_LV_225-2_0_3_node_372 | 0.4 | n |  | TRUE
60 | bus_LV_225-2_0_3_node_245 | 0.4 | n |  | TRUE
61 | bus_LV_225-2_0_3_node_246 | 0.4 | n |  | TRUE
62 | bus_LV_225-2_0_3_node_247 | 0.4 | n |  | TRUE
63 | bus_LV_225-2_0_3_node_249 | 0.4 | n |  | TRUE
64 | bus_LV_225-2_0_3_node_252 | 0.4 | n |  | TRUE
65 | bus_LV_225-2_0_3_node_255 | 0.4 | n |  | TRUE
66 | bus_LV_225-2_0_3_node_256 | 0.4 | n |  | TRUE
67 | bus_LV_225-2_0_3_node_392 | 0.4 | n |  | TRUE
68 | bus_LV_225-2_0_3_node_273 | 0.4 | n |  | TRUE
69 | bus_LV_225-2_0_3_node_312 | 0.4 | n |  | TRUE
70 | bus_LV_225-2_0_3_node_313 | 0.4 | n |  | TRUE
71 | bus_LV_225-2_0_3_node_318 | 0.4 | n |  | TRUE
72 | bus_LV_225-2_0_3_node_335 | 0.4 | n |  | TRUE
73 | bus_LV_225-2_0_3_node_316 | 0.4 | n |  | TRUE
74 | bus_LV_225-2_0_3_node_324 | 0.4 | n |  | TRUE
75 | bus_LV_225-2_0_3_node_325 | 0.4 | n |  | TRUE
76 | bus_LV_225-2_0_3_node_319 | 0.4 | n |  | TRUE
77 | bus_LV_225-2_0_3_node_320 | 0.4 | n |  | TRUE
78 | bus_LV_225-2_0_3_node_351 | 0.4 | n |  | TRUE
79 | bus_LV_225-2_0_3_node_321 | 0.4 | n |  | TRUE
80 | bus_LV_225-2_0_3_node_323 | 0.4 | n |  | TRUE
81 | bus_LV_225-2_0_3_node_327 | 0.4 | n |  | TRUE
82 | bus_LV_225-2_0_3_node_328 | 0.4 | n |  | TRUE
83 | bus_LV_225-2_0_3_node_329 | 0.4 | n |  | TRUE
84 | bus_LV_225-2_0_3_node_330 | 0.4 | n |  | TRUE
85 | bus_LV_225-2_0_3_node_331 | 0.4 | n |  | TRUE
86 | bus_LV_225-2_0_3_node_332 | 0.4 | n |  | TRUE
87 | bus_LV_225-2_0_3_node_333 | 0.4 | n |  | TRUE
88 | bus_LV_225-2_0_3_node_385 | 0.4 | n |  | TRUE
89 | bus_LV_225-2_0_3_node_400 | 0.4 | n |  | TRUE
90 | bus_LV_225-2_0_3_node_398 | 0.4 | n |  | TRUE
91 | bus_LV_225-2_0_3_node_339 | 0.4 | n |  | TRUE
92 | bus_LV_225-2_0_3_node_340 | 0.4 | n |  | TRUE
93 | bus_LV_225-2_0_3_node_341 | 0.4 | n |  | TRUE
94 | bus_LV_225-2_0_3_node_342 | 0.4 | n |  | TRUE
95 | bus_LV_225-2_0_3_node_343 | 0.4 | n |  | TRUE
96 | bus_LV_225-2_0_3_node_344 | 0.4 | n |  | TRUE
97 | bus_LV_225-2_0_3_node_345 | 0.4 | n |  | TRUE
98 | bus_LV_225-2_0_3_node_391 | 0.4 | n |  | TRUE
99 | bus_LV_225-2_0_3_node_404 | 0.4 | n |  | TRUE
100 | bus_LV_225-2_0_3_node_346 | 0.4 | n |  | TRUE
101 | bus_LV_225-2_0_3_node_347 | 0.4 | n |  | TRUE
102 | bus_LV_225-2_0_3_node_348 | 0.4 | n |  | TRUE
103 | bus_LV_225-2_0_3_node_381 | 0.4 | n |  | TRUE
104 | bus_LV_225-2_0_3_node_352 | 0.4 | n |  | TRUE
105 | bus_LV_225-2_0_3_node_353 | 0.4 | n |  | TRUE
106 | bus_LV_225-2_0_3_node_354 | 0.4 | n |  | TRUE
107 | bus_LV_225-2_0_3_node_355 | 0.4 | n |  | TRUE
108 | bus_LV_225-2_0_3_node_356 | 0.4 | n |  | TRUE
109 | bus_LV_225-2_0_3_node_376 | 0.4 | n |  | TRUE
110 | bus_LV_225-2_0_3_node_358 | 0.4 | n |  | TRUE
111 | bus_LV_225-2_0_3_node_359 | 0.4 | n |  | TRUE
112 | bus_LV_225-2_0_3_node_361 | 0.4 | n |  | TRUE
113 | bus_LV_225-2_0_3_node_362 | 0.4 | n |  | TRUE
114 | bus_LV_225-2_0_3_node_363 | 0.4 | n |  | TRUE
115 | bus_LV_225-2_0_3_node_399 | 0.4 | n |  | TRUE
116 | bus_LV_225-2_0_3_node_383 | 0.4 | n |  | TRUE
117 | bus_LV_225-2_0_3_node_380 | 0.4 | n |  | TRUE
118 | bus_LV_225-2_0_3_node_364 | 0.4 | n |  | TRUE
119 | bus_LV_225-2_0_3_node_365 | 0.4 | n |  | TRUE
120 | bus_LV_225-2_0_3_node_366 | 0.4 | n |  | TRUE
121 | bus_LV_225-2_0_3_node_367 | 0.4 | n |  | TRUE
122 | bus_LV_225-2_0_3_node_369 | 0.4 | n |  | TRUE
123 | bus_LV_225-2_0_3_node_370 | 0.4 | n |  | TRUE
124 | bus_LV_225-2_0_3_node_371 | 0.4 | n |  | TRUE
125 | bus_LV_225-2_0_3_node_406 | 0.4 | n |  | TRUE
126 | bus_LV_225-2_0_3_node_373 | 0.4 | n |  | TRUE
127 | bus_LV_225-2_0_3_node_377 | 0.4 | n |  | TRUE
128 | bus_LV_225-2_0_3_node_407 | 0.4 | n |  | TRUE
129 | bus_LV_225-2_0_3_node_384 | 0.4 | n |  | TRUE
130 | bus_LV_225-2_0_3_node_386 | 0.4 | n |  | TRUE
131 | bus_LV_225-2_0_3_node_405 | 0.4 | n |  | TRUE
132 | bus_LV_225-2_0_3_node_389 | 0.4 | n |  | TRUE
133 | bus_LV_225-2_0_3_node_408 | 0.4 | n |  | TRUE
134 | bus_LV_225-2_0_3_node_393 | 0.4 | n |  | TRUE
135 | bus_LV_225-2_0_3_node_394 | 0.4 | n |  | TRUE
136 | bus_LV_225-2_0_3_node_402 | 0.4 | n |  | TRUE
137 | bus_LV_225-2_0_3_node_401 | 0.4 | n |  | TRUE
138 | bus_LV_225-2_0_3_node_396 | 0.4 | n |  | TRUE
139 | bus_LV_225-2_0_3_node_409 | 0.4 | n |  | TRUE
140 | bus_MV_369_0_node_12 | 20 | n |  | TRUE

## load
| name | bus | p_mw | q_mvar | const_z_percent | const_i_percent | sn_mva | scaling | in_service | type
0 | LV_225-2_0_3_load_0 | 0 | 0.0033022 | 0.00082761 | 0 | 0 |  | 1 | TRUE | wye
1 | LV_225-2_0_3_load_338 | 5 | 0.0024264 | 0.00060811 | 0 | 0 |  | 1 | TRUE | wye
2 | LV_225-2_0_3_load_337 | 8 | 0.0034335 | 0.0008605 | 0 | 0 |  | 1 | TRUE | wye
3 | LV_225-2_0_3_load_315 | 9 | 0.0019642 | 0.00049227 | 0 | 0 |  | 1 | TRUE | wye
4 | LV_225-2_0_3_load_382 | 10 | 0.0020238 | 0.00050721 | 0 | 0 |  | 1 | TRUE | wye
5 | LV_225-2_0_3_load_349 | 11 | 0.0013163 | 0.00032989 | 0 | 0 |  | 1 | TRUE | wye
6 | LV_225-2_0_3_load_274 | 14 | 0.0035339 | 0.00088569 | 0 | 0 |  | 1 | TRUE | wye
7 | LV_225-2_0_3_load_322 | 17 | 0.0023932 | 0.00059979 | 0 | 0 |  | 1 | TRUE | wye
8 | LV_225-2_0_3_load_317 | 21 | 0.0015938 | 0.00039945 | 0 | 0 |  | 1 | TRUE | wye
9 | LV_225-2_0_3_load_388 | 23 | 0.0011738 | 0.00029418 | 0 | 0 |  | 1 | TRUE | wye
10 | LV_225-2_0_3_load_334 | 24 | 0.0039642 | 0.00099351 | 0 | 0 |  | 1 | TRUE | wye
11 | LV_225-2_0_3_load_397 | 26 | 0.0018077 | 0.00045305 | 0 | 0 |  | 1 | TRUE | wye
12 | LV_225-2_0_3_load_310 | 29 | 0.00068991 | 0.00017291 | 0 | 0 |  | 1 | TRUE | wye
13 | LV_225-2_0_3_load_311 | 30 | 0.0019143 | 0.00047976 | 0 | 0 |  | 1 | TRUE | wye
14 | LV_225-2_0_3_load_309 | 31 | 0.0010969 | 0.00027492 | 0 | 0 |  | 1 | TRUE | wye
15 | LV_225-2_0_3_load_360 | 32 | 0.0014373 | 0.00036023 | 0 | 0 |  | 1 | TRUE | wye
16 | LV_225-2_0_3_load_357 | 34 | 0.0021681 | 0.00054338 | 0 | 0 |  | 1 | TRUE | wye
17 | LV_225-2_0_3_load_395 | 36 | 0.0027207 | 0.00068186 | 0 | 0 |  | 1 | TRUE | wye
18 | LV_225-2_0_3_load_390 | 37 | 0.00097399 | 0.00024411 | 0 | 0 |  | 1 | TRUE | wye
19 | LV_225-2_0_3_load_336 | 39 | 0.0019072 | 0.00047798 | 0 | 0 |  | 1 | TRUE | wye
20 | LV_225-2_0_3_load_350 | 40 | 0.00076894 | 0.00019271 | 0 | 0 |  | 1 | TRUE | wye
21 | LV_225-2_0_3_load_61 | 43 | 0.00032908 | 8.2476e-05 | 0 | 0 |  | 1 | TRUE | wye
22 | LV_225-2_0_3_load_403 | 45 | 0.0027585 | 0.00069134 | 0 | 0 |  | 1 | TRUE | wye
23 | LV_225-2_0_3_load_326 | 46 | 0.020998 | 0.0052625 | 0 | 0 |  | 1 | TRUE | wye
24 | LV_225-2_0_3_load_314 | 48 | 0.0054531 | 0.0013667 | 0 | 0 |  | 1 | TRUE | wye
25 | LV_225-2_0_3_load_379 | 50 | 0.00072229 | 0.00018102 | 0 | 0 |  | 1 | TRUE | wye
26 | LV_225-2_0_3_load_368 | 51 | 0.0019674 | 0.00049307 | 0 | 0 |  | 1 | TRUE | wye
27 | LV_225-2_0_3_load_375 | 53 | 0.0018457 | 0.00046257 | 0 | 0 |  | 1 | TRUE | wye
28 | LV_225-2_0_3_load_374 | 54 | 0.001111 | 0.00027845 | 0 | 0 |  | 1 | TRUE | wye
29 | LV_225-2_0_3_load_244 | 56 | 0.00075681 | 0.00018968 | 0 | 0 |  | 1 | TRUE | wye
30 | LV_225-2_0_3_load_387 | 58 | 0.0017296 | 0.00043347 | 0 | 0 |  | 1 | TRUE | wye
31 | LV_225-2_0_3_load_372 | 59 | 0.00083168 | 0.00020844 | 0 | 0 |  | 1 | TRUE | wye
32 | LV_225-2_0_3_load_245 | 60 | 0.0010854 | 0.00027203 | 0 | 0 |  | 1 | TRUE | wye
33 | LV_225-2_0_3_load_246 | 61 | 0.000666 | 0.00016692 | 0 | 0 |  | 1 | TRUE | wye
34 | LV_225-2_0_3_load_249 | 63 | 0.00067503 | 0.00016918 | 0 | 0 |  | 1 | TRUE | wye
35 | LV_225-2_0_3_load_252 | 64 | 0.00097478 | 0.0002443 | 0 | 0 |  | 1 | TRUE | wye
36 | LV_225-2_0_3_load_255 | 65 | 0.0006027 | 0.00015105 | 0 | 0 |  | 1 | TRUE | wye
37 | LV_225-2_0_3_load_256 | 66 | 0.0013074 | 0.00032767 | 0 | 0 |  | 1 | TRUE | wye
38 | LV_225-2_0_3_load_273 | 68 | 0.0025852 | 0.00064792 | 0 | 0 |  | 1 | TRUE | wye
39 | LV_225-2_0_3_load_312 | 69 | 0.0021802 | 0.00054641 | 0 | 0 |  | 1 | TRUE | wye
40 | LV_225-2_0_3_load_313 | 70 | 0.0017234 | 0.00043194 | 0 | 0 |  | 1 | TRUE | wye
41 | LV_225-2_0_3_load_318 | 71 | 0.014718 | 0.0036887 | 0 | 0 |  | 1 | TRUE | wye
42 | LV_225-2_0_3_load_335 | 72 | 0.0012372 | 0.00031008 | 0 | 0 |  | 1 | TRUE | wye
43 | LV_225-2_0_3_load_324 | 74 | 0.0063389 | 0.0015887 | 0 | 0 |  | 1 | TRUE | wye
44 | LV_225-2_0_3_load_325 | 75 | 0.0047595 | 0.0011928 | 0 | 0 |  | 1 | TRUE | wye
45 | LV_225-2_0_3_load_319 | 76 | 0.0011474 | 0.00028758 | 0 | 0 |  | 1 | TRUE | wye
46 | LV_225-2_0_3_load_320 | 77 | 0.0017345 | 0.00043472 | 0 | 0 |  | 1 | TRUE | wye
47 | LV_225-2_0_3_load_351 | 78 | 0.0013577 | 0.00034026 | 0 | 0 |  | 1 | TRUE | wye
48 | LV_225-2_0_3_load_321 | 79 | 0.0031946 | 0.00080064 | 0 | 0 |  | 1 | TRUE | wye
49 | LV_225-2_0_3_load_323 | 80 | 0.000606 | 0.00015188 | 0 | 0 |  | 1 | TRUE | wye
50 | LV_225-2_0_3_load_327 | 81 | 0.0017515 | 0.00043896 | 0 | 0 |  | 1 | TRUE | wye
51 | LV_225-2_0_3_load_328 | 82 | 0.0022378 | 0.00056084 | 0 | 0 |  | 1 | TRUE | wye
52 | LV_225-2_0_3_load_329 | 83 | 0.0017445 | 0.00043721 | 0 | 0 |  | 1 | TRUE | wye
53 | LV_225-2_0_3_load_330 | 84 | 0.0013244 | 0.00033193 | 0 | 0 |  | 1 | TRUE | wye
54 | LV_225-2_0_3_load_331 | 85 | 0.00087944 | 0.00022041 | 0 | 0 |  | 1 | TRUE | wye
55 | LV_225-2_0_3_load_333 | 87 | 0.0017954 | 0.00044997 | 0 | 0 |  | 1 | TRUE | wye
56 | LV_225-2_0_3_load_400 | 89 | 0.0014766 | 0.00037007 | 0 | 0 |  | 1 | TRUE | wye
57 | LV_225-2_0_3_load_398 | 90 | 0.001668 | 0.00041803 | 0 | 0 |  | 1 | TRUE | wye
58 | LV_225-2_0_3_load_339 | 91 | 0.0038577 | 0.00096683 | 0 | 0 |  | 1 | TRUE | wye
59 | LV_225-2_0_3_load_340 | 92 | 0.0016953 | 0.00042489 | 0 | 0 |  | 1 | TRUE | wye
60 | LV_225-2_0_3_load_341 | 93 | 0.0040712 | 0.0010203 | 0 | 0 |  | 1 | TRUE | wye
61 | LV_225-2_0_3_load_342 | 94 | 0.0011878 | 0.0002977 | 0 | 0 |  | 1 | TRUE | wye
62 | LV_225-2_0_3_load_343 | 95 | 0.00098909 | 0.00024789 | 0 | 0 |  | 1 | TRUE | wye
63 | LV_225-2_0_3_load_344 | 96 | 0.0059169 | 0.0014829 | 0 | 0 |  | 1 | TRUE | wye
64 | LV_225-2_0_3_load_345 | 97 | 0.0011566 | 0.00028987 | 0 | 0 |  | 1 | TRUE | wye
65 | LV_225-2_0_3_load_391 | 98 | 0.0012027 | 0.00030142 | 0 | 0 |  | 1 | TRUE | wye
66 | LV_225-2_0_3_load_404 | 99 | 0.0066129 | 0.0016573 | 0 | 0 |  | 1 | TRUE | wye
67 | LV_225-2_0_3_load_346 | 100 | 0.0016601 | 0.00041605 | 0 | 0 |  | 1 | TRUE | wye
68 | LV_225-2_0_3_load_347 | 101 | 0.00096054 | 0.00024074 | 0 | 0 |  | 1 | TRUE | wye
69 | LV_225-2_0_3_load_348 | 102 | 0.00091082 | 0.00022827 | 0 | 0 |  | 1 | TRUE | wye
70 | LV_225-2_0_3_load_381 | 103 | 0.0013466 | 0.00033749 | 0 | 0 |  | 1 | TRUE | wye
71 | LV_225-2_0_3_load_352 | 104 | 0.0027944 | 0.00070034 | 0 | 0 |  | 1 | TRUE | wye
72 | LV_225-2_0_3_load_353 | 105 | 0.00064137 | 0.00016074 | 0 | 0 |  | 1 | TRUE | wye
73 | LV_225-2_0_3_load_354 | 106 | 0.0014647 | 0.0003671 | 0 | 0 |  | 1 | TRUE | wye
74 | LV_225-2_0_3_load_355 | 107 | 0.0012472 | 0.00031257 | 0 | 0 |  | 1 | TRUE | wye
75 | LV_225-2_0_3_load_356 | 108 | 0.0012391 | 0.00031056 | 0 | 0 |  | 1 | TRUE | wye
76 | LV_225-2_0_3_load_376 | 109 | 0.0023483 | 0.00058854 | 0 | 0 |  | 1 | TRUE | wye
77 | LV_225-2_0_3_load_358 | 110 | 0.0023506 | 0.00058913 | 0 | 0 |  | 1 | TRUE | wye
78 | LV_225-2_0_3_load_361 | 112 | 0.0014751 | 0.0003697 | 0 | 0 |  | 1 | TRUE | wye
79 | LV_225-2_0_3_load_362 | 113 | 0.00099418 | 0.00024917 | 0 | 0 |  | 1 | TRUE | wye
80 | LV_225-2_0_3_load_363 | 114 | 0.0025403 | 0.00063667 | 0 | 0 |  | 1 | TRUE | wye
81 | LV_225-2_0_3_load_399 | 115 | 0.0014751 | 0.0003697 | 0 | 0 |  | 1 | TRUE | wye
82 | LV_225-2_0_3_load_383 | 116 | 0.0014761 | 0.00036993 | 0 | 0 |  | 1 | TRUE | wye
83 | LV_225-2_0_3_load_380 | 117 | 0.0018531 | 0.00046444 | 0 | 0 |  | 1 | TRUE | wye
84 | LV_225-2_0_3_load_364 | 118 | 0.0016649 | 0.00041725 | 0 | 0 |  | 1 | TRUE | wye
85 | LV_225-2_0_3_load_365 | 119 | 0.0022321 | 0.00055942 | 0 | 0 |  | 1 | TRUE | wye
86 | LV_225-2_0_3_load_369 | 122 | 0.0013834 | 0.00034672 | 0 | 0 |  | 1 | TRUE | wye
87 | LV_225-2_0_3_load_370 | 123 | 0.0010481 | 0.00026269 | 0 | 0 |  | 1 | TRUE | wye
88 | LV_225-2_0_3_load_371 | 124 | 0.0013989 | 0.0003506 | 0 | 0 |  | 1 | TRUE | wye
89 | LV_225-2_0_3_load_406 | 125 | 0.0010379 | 0.00026012 | 0 | 0 |  | 1 | TRUE | wye
90 | LV_225-2_0_3_load_373 | 126 | 0.0013983 | 0.00035045 | 0 | 0 |  | 1 | TRUE | wye
91 | LV_225-2_0_3_load_377 | 127 | 0.0039985 | 0.0010021 | 0 | 0 |  | 1 | TRUE | wye
92 | LV_225-2_0_3_load_407 | 128 | 0.0055577 | 0.0013929 | 0 | 0 |  | 1 | TRUE | wye
93 | LV_225-2_0_3_load_384 | 129 | 0.0019955 | 0.00050013 | 0 | 0 |  | 1 | TRUE | wye
94 | LV_225-2_0_3_load_386 | 130 | 0.0062664 | 0.0015705 | 0 | 0 |  | 1 | TRUE | wye
95 | LV_225-2_0_3_load_405 | 131 | 0.0019888 | 0.00049845 | 0 | 0 |  | 1 | TRUE | wye
96 | LV_225-2_0_3_load_389 | 132 | 0.002761 | 0.00069196 | 0 | 0 |  | 1 | TRUE | wye
97 | LV_225-2_0_3_load_408 | 133 | 0.0011878 | 0.0002977 | 0 | 0 |  | 1 | TRUE | wye
98 | LV_225-2_0_3_load_394 | 135 | 0.0026499 | 0.00066413 | 0 | 0 |  | 1 | TRUE | wye
99 | LV_225-2_0_3_load_402 | 136 | 0.0011942 | 0.00029929 | 0 | 0 |  | 1 | TRUE | wye
100 | LV_225-2_0_3_load_401 | 137 | 0.0059238 | 0.0014847 | 0 | 0 |  | 1 | TRUE | wye
101 | LV_225-2_0_3_load_396 | 138 | 0.0020266 | 0.00050793 | 0 | 0 |  | 1 | TRUE | wye
102 | LV_225-2_0_3_load_409 | 139 | 0.0014767 | 0.0003701 | 0 | 0 |  | 1 | TRUE | wye

## ext_grid
| name | bus | vm_pu | va_degree | slack_weight | in_service
0 |  | 132 | 1 | 0 | 1 | TRUE

## line
| name | std_type | from_bus | to_bus | length_km | r_ohm_per_km | x_ohm_per_km | c_nf_per_km | g_us_per_km | max_i_ka | df | parallel | type | in_service
0 | LV_225-2_0_3_line_0 |  | 0 | 1 | 0.035749 | 0.125 | 0.08 | 261 | 0 | 0.364 | 1 | 1 | cs | TRUE
1 | LV_225-2_0_3_line_1 |  | 1 | 2 | 0.23221 | 0.125 | 0.08 | 261 | 0 | 0.364 | 1 | 1 | cs | TRUE
2 | LV_225-2_0_3_line_2 |  | 2 | 11 | 0.12338 | 0.125 | 0.08 | 261 | 0 | 0.364 | 1 | 1 | cs | TRUE
3 | LV_225-2_0_3_line_3 |  | 3 | 4 | 0.18784 | 0.125 | 0.08 | 261 | 0 | 0.364 | 1 | 1 | cs | TRUE
4 | LV_225-2_0_3_line_4 |  | 3 | 5 | 0.15002 | 0.125 | 0.08 | 261 | 0 | 0.364 | 1 | 1 | cs | TRUE
5 | LV_225-2_0_3_line_5 |  | 4 | 9 | 0.033203 | 0.125 | 0.08 | 261 | 0 | 0.364 | 1 | 1 | cs | TRUE
6 | LV_225-2_0_3_line_6 |  | 4 | 10 | 0.023558 | 0.125 | 0.08 | 261 | 0 | 0.364 | 1 | 1 | cs | TRUE
7 | LV_225-2_0_3_line_7 |  | 5 | 7 | 0.017223 | 0.125 | 0.08 | 261 | 0 | 0.364 | 1 | 1 | cs | TRUE
8 | LV_225-2_0_3_line_8 |  | 6 | 7 | 0.017817 | 0.125 | 0.08 | 261 | 0 | 0.364 | 1 | 1 | cs | TRUE
9 | LV_225-2_0_3_line_9 |  | 6 | 8 | 0.0083663 | 0.125 | 0.08 | 261 | 0 | 0.364 | 1 | 1 | cs | TRUE
10 | LV_225-2_0_3_line_10 |  | 9 | 47 | 0.025005 | 0.125 | 0.08 | 261 | 0 | 0.364 | 1 | 1 | cs | TRUE
11 | LV_225-2_0_3_line_11 |  | 10 | 103 | 0.026136 | 0.125 | 0.08 | 261 | 0 | 0.364 | 1 | 1 | cs | TRUE
12 | LV_225-2_0_3_line_12 |  | 11 | 101 | 0.014303 | 0.125 | 0.08 | 261 | 0 | 0.364 | 1 | 1 | cs | TRUE
13 | LV_225-2_0_3_line_13 |  | 12 | 13 | 0.059806 | 0.125 | 0.08 | 261 | 0 | 0.364 | 1 | 1 | cs | TRUE
14 | LV_225-2_0_3_line_14 |  | 12 | 14 | 0.14717 | 0.125 | 0.08 | 261 | 0 | 0.364 | 1 | 1 | cs | TRUE
15 | LV_225-2_0_3_line_15 |  | 13 | 46 | 0.037541 | 0.125 | 0.08 | 261 | 0 | 0.364 | 1 | 1 | cs | TRUE
16 | LV_225-2_0_3_line_16 |  | 14 | 68 | 0.017467 | 0.125 | 0.08 | 261 | 0 | 0.364 | 1 | 1 | cs | TRUE
17 | LV_225-2_0_3_line_17 |  | 15 | 16 | 0.039061 | 0.125 | 0.08 | 261 | 0 | 0.364 | 1 | 1 | cs | TRUE
18 | LV_225-2_0_3_line_18 |  | 15 | 17 | 0.016234 | 0.125 | 0.08 | 261 | 0 | 0.364 | 1 | 1 | cs | TRUE
19 | LV_225-2_0_3_line_19 |  | 16 | 24 | 0.025102 | 0.125 | 0.08 | 261 | 0 | 0.364 | 1 | 1 | cs | TRUE
20 | LV_225-2_0_3_line_20 |  | 17 | 79 | 0.021006 | 0.125 | 0.08 | 261 | 0 | 0.364 | 1 | 1 | cs | TRUE
21 | LV_225-2_0_3_line_21 |  | 18 | 19 | 0.021713 | 0.125 | 0.08 | 261 | 0 | 0.364 | 1 | 1 | cs | TRUE
22 | LV_225-2_0_3_line_22 |  | 18 | 20 | 0.020277 | 0.125 | 0.08 | 261 | 0 | 0.364 | 1 | 1 | cs | TRUE
23 | LV_225-2_0_3_line_23 |  | 18 | 21 | 0.0050003 | 0.125 | 0.08 | 261 | 0 | 0.364 | 1 | 1 | cs | TRUE
24 | LV_225-2_0_3_line_24 |  | 19 | 22 | 0.037171 | 0.125 | 0.08 | 261 | 0 | 0.364 | 1 | 2 | cs | TRUE
25 | LV_225-2_0_3_line_25 |  | 19 | 23 | 0.0035005 | 0.125 | 0.08 | 261 | 0 | 0.364 | 1 | 2 | cs | TRUE
26 | LV_225-2_0_3_line_26 |  | 20 | 24 | 0.010973 | 0.125 | 0.08 | 261 | 0 | 0.364 | 1 | 1 | cs | TRUE
27 | LV_225-2_0_3_line_27 |  | 22 | 32 | 0.014102 | 0.125 | 0.08 | 261 | 0 | 0.364 | 1 | 1 | cs | TRUE
28 | LV_225-2_0_3_line_28 |  | 22 | 33 | 0.041304 | 0.125 | 0.08 | 261 | 0 | 0.364 | 1 | 1 | cs | TRUE
29 | LV_225-2_0_3_line_29 |  | 22 | 34 | 0.014143 | 0.125 | 0.08 | 261 | 0 | 0.364 | 1 | 1 | cs | TRUE
30 | LV_225-2_0_3_line_30 |  | 23 | 132 | 0.043549 | 0.125 | 0.08 | 261 | 0 | 0.364 | 1 | 2 | cs | TRUE
31 | LV_225-2_0_3_line_31 |  | 25 | 26 | 0.048035 | 0.125 | 0.08 | 261 | 0 | 0.364 | 1 | 1 | cs | TRUE
32 | LV_225-2_0_3_line_32 |  | 25 | 27 | 0.013031 | 0.125 | 0.08 | 261 | 0 | 0.364 | 1 | 1 | cs | TRUE
33 | LV_225-2_0_3_line_33 |  | 26 | 36 | 0.060196 | 0.125 | 0.08 | 261 | 0 | 0.364 | 1 | 1 | cs | TRUE
34 | LV_225-2_0_3_line_34 |  | 27 | 128 | 0.027827 | 0.125 | 0.08 | 261 | 0 | 0.364 | 1 | 1 | cs | TRUE
35 | LV_225-2_0_3_line_35 |  | 27 | 127 | 0.02262 | 0.125 | 0.08 | 261 | 0 | 0.364 | 1 | 1 | cs | TRUE
36 | LV_225-2_0_3_line_36 |  | 28 | 29 | 0.033814 | 0.125 | 0.08 | 261 | 0 | 0.364 | 1 | 1 | cs | TRUE
37 | LV_225-2_0_3_line_37 |  | 28 | 30 | 0.012879 | 0.125 | 0.08 | 261 | 0 | 0.364 | 1 | 1 | cs | TRUE
38 | LV_225-2_0_3_line_38 |  | 28 | 31 | 0.032322 | 0.125 | 0.08 | 261 | 0 | 0.364 | 1 | 1 | cs | TRUE
39 | LV_225-2_0_3_line_39 |  | 29 | 69 | 0.016027 | 0.125 | 0.08 | 261 | 0 | 0.364 | 1 | 1 | cs | TRUE
40 | LV_225-2_0_3_line_40 |  | 30 | 70 | 0.0032696 | 0.125 | 0.08 | 261 | 0 | 0.364 | 1 | 1 | cs | TRUE
41 | LV_225-2_0_3_line_41 |  | 31 | 33 | 0.0088984 | 0.125 | 0.08 | 261 | 0 | 0.364 | 1 | 1 | cs | TRUE
42 | LV_225-2_0_3_line_42 |  | 32 | 114 | 0.0092844 | 0.125 | 0.08 | 261 | 0 | 0.364 | 1 | 1 | cs | TRUE
43 | LV_225-2_0_3_line_43 |  | 34 | 110 | 0.00081678 | 0.125 | 0.08 | 261 | 0 | 0.364 | 1 | 1 | cs | TRUE
44 | LV_225-2_0_3_line_44 |  | 35 | 36 | 0.0136 | 0.125 | 0.08 | 261 | 0 | 0.364 | 1 | 1 | cs | TRUE
45 | LV_225-2_0_3_line_45 |  | 35 | 37 | 0.026886 | 0.125 | 0.08 | 261 | 0 | 0.364 | 1 | 1 | cs | TRUE
46 | LV_225-2_0_3_line_46 |  | 37 | 132 | 0.035425 | 0.125 | 0.08 | 261 | 0 | 0.364 | 1 | 1 | cs | TRUE
47 | LV_225-2_0_3_line_47 |  | 38 | 39 | 0.018733 | 0.125 | 0.08 | 261 | 0 | 0.364 | 1 | 1 | cs | TRUE
48 | LV_225-2_0_3_line_48 |  | 38 | 40 | 0.013279 | 0.125 | 0.08 | 261 | 0 | 0.364 | 1 | 1 | cs | TRUE
49 | LV_225-2_0_3_line_49 |  | 39 | 72 | 0.010552 | 0.125 | 0.08 | 261 | 0 | 0.364 | 1 | 1 | cs | TRUE
50 | LV_225-2_0_3_line_50 |  | 40 | 102 | 0.023436 | 0.125 | 0.08 | 261 | 0 | 0.364 | 1 | 1 | cs | TRUE
51 | LV_225-2_0_3_line_51 |  | 41 | 42 | 0.26071 | 0.125 | 0.08 | 261 | 0 | 0.364 | 1 | 1 | cs | TRUE
52 | LV_225-2_0_3_line_52 |  | 41 | 43 | 0.10197 | 0.125 | 0.08 | 261 | 0 | 0.364 | 1 | 1 | cs | TRUE
53 | LV_225-2_0_3_line_53 |  | 42 | 44 | 0.22144 | 0.125 | 0.08 | 261 | 0 | 0.364 | 1 | 1 | cs | TRUE
54 | LV_225-2_0_3_line_54 |  | 42 | 45 | 0.086056 | 0.125 | 0.08 | 261 | 0 | 0.364 | 1 | 1 | cs | TRUE
55 | LV_225-2_0_3_line_55 |  | 44 | 55 | 0.046445 | 0.125 | 0.08 | 261 | 0 | 0.364 | 1 | 1 | cs | TRUE
56 | LV_225-2_0_3_line_56 |  | 45 | 135 | 0.028552 | 0.125 | 0.08 | 261 | 0 | 0.364 | 1 | 1 | cs | TRUE
57 | LV_225-2_0_3_line_57 |  | 46 | 75 | 8.5501e-05 | 0.125 | 0.08 | 261 | 0 | 0.364 | 1 | 1 | cs | TRUE
58 | LV_225-2_0_3_line_58 |  | 47 | 48 | 0.048869 | 0.125 | 0.08 | 261 | 0 | 0.364 | 1 | 1 | cs | TRUE
59 | LV_225-2_0_3_line_59 |  | 49 | 50 | 0.031018 | 0.125 | 0.08 | 261 | 0 | 0.364 | 1 | 1 | cs | TRUE
60 | LV_225-2_0_3_line_60 |  | 49 | 51 | 0.011937 | 0.125 | 0.08 | 261 | 0 | 0.364 | 1 | 1 | cs | TRUE
61 | LV_225-2_0_3_line_61 |  | 50 | 117 | 0.034643 | 0.125 | 0.08 | 261 | 0 | 0.364 | 1 | 1 | cs | TRUE
62 | LV_225-2_0_3_line_62 |  | 52 | 53 | 0.023914 | 0.125 | 0.08 | 261 | 0 | 0.364 | 1 | 1 | cs | TRUE
63 | LV_225-2_0_3_line_63 |  | 52 | 54 | 0.019212 | 0.125 | 0.08 | 261 | 0 | 0.364 | 1 | 1 | cs | TRUE
64 | LV_225-2_0_3_line_64 |  | 54 | 126 | 0.015265 | 0.125 | 0.08 | 261 | 0 | 0.364 | 1 | 1 | cs | TRUE
65 | LV_225-2_0_3_line_65 |  | 55 | 56 | 0.0066022 | 0.125 | 0.08 | 261 | 0 | 0.364 | 1 | 1 | cs | TRUE
66 | LV_225-2_0_3_line_66 |  | 57 | 58 | 0.017339 | 0.125 | 0.08 | 261 | 0 | 0.364 | 1 | 1 | cs | TRUE
67 | LV_225-2_0_3_line_67 |  | 57 | 59 | 0.0036687 | 0.125 | 0.08 | 261 | 0 | 0.364 | 1 | 1 | cs | TRUE
68 | LV_225-2_0_3_line_68 |  | 59 | 122 | 0.013577 | 0.125 | 0.08 | 261 | 0 | 0.364 | 1 | 1 | cs | TRUE
69 | LV_225-2_0_3_line_69 |  | 60 | 61 | 0.023135 | 0.125 | 0.08 | 261 | 0 | 0.364 | 1 | 1 | cs | TRUE
70 | LV_225-2_0_3_line_70 |  | 61 | 62 | 0.001633 | 0.125 | 0.08 | 261 | 0 | 0.364 | 1 | 1 | cs | TRUE
71 | LV_225-2_0_3_line_71 |  | 62 | 63 | 0.010395 | 0.125 | 0.08 | 261 | 0 | 0.364 | 1 | 1 | cs | TRUE
72 | LV_225-2_0_3_line_72 |  | 63 | 64 | 0.046905 | 0.125 | 0.08 | 261 | 0 | 0.364 | 1 | 1 | cs | TRUE
73 | LV_225-2_0_3_line_73 |  | 64 | 65 | 0.009598 | 0.125 | 0.08 | 261 | 0 | 0.364 | 1 | 1 | cs | TRUE
74 | LV_225-2_0_3_line_74 |  | 65 | 66 | 0.027283 | 0.125 | 0.08 | 261 | 0 | 0.364 | 1 | 1 | cs | TRUE
75 | LV_225-2_0_3_line_75 |  | 66 | 67 | 0.027434 | 0.125 | 0.08 | 261 | 0 | 0.364 | 1 | 1 | cs | TRUE
76 | LV_225-2_0_3_line_76 |  | 67 | 134 | 0.009178 | 0.125 | 0.08 | 261 | 0 | 0.364 | 1 | 1 | cs | TRUE
77 | LV_225-2_0_3_line_77 |  | 67 | 135 | 0.0053066 | 0.125 | 0.08 | 261 | 0 | 0.364 | 1 | 1 | cs | TRUE
78 | LV_225-2_0_3_line_78 |  | 69 | 71 | 0.014448 | 0.125 | 0.08 | 261 | 0 | 0.364 | 1 | 1 | cs | TRUE
79 | LV_225-2_0_3_line_79 |  | 70 | 72 | 0.019478 | 0.125 | 0.08 | 261 | 0 | 0.364 | 1 | 1 | cs | TRUE
80 | LV_225-2_0_3_line_80 |  | 71 | 76 | 0.0083022 | 0.125 | 0.08 | 261 | 0 | 0.364 | 1 | 1 | cs | TRUE
81 | LV_225-2_0_3_line_81 |  | 73 | 74 | 0.014366 | 0.125 | 0.08 | 261 | 0 | 0.364 | 1 | 1 | cs | TRUE
82 | LV_225-2_0_3_line_82 |  | 73 | 75 | 0.080091 | 0.125 | 0.08 | 261 | 0 | 0.364 | 1 | 1 | cs | TRUE
83 | LV_225-2_0_3_line_83 |  | 74 | 80 | 0.0054018 | 0.125 | 0.08 | 261 | 0 | 0.364 | 1 | 1 | cs | TRUE
84 | LV_225-2_0_3_line_84 |  | 76 | 77 | 0.0089073 | 0.125 | 0.08 | 261 | 0 | 0.364 | 1 | 1 | cs | TRUE
85 | LV_225-2_0_3_line_85 |  | 77 | 78 | 0.023313 | 0.125 | 0.08 | 261 | 0 | 0.364 | 1 | 1 | cs | TRUE
86 | LV_225-2_0_3_line_86 |  | 78 | 103 | 0.0089922 | 0.125 | 0.08 | 261 | 0 | 0.364 | 1 | 1 | cs | TRUE
87 | LV_225-2_0_3_line_87 |  | 79 | 80 | 0.0068843 | 0.125 | 0.08 | 261 | 0 | 0.364 | 1 | 1 | cs | TRUE
88 | LV_225-2_0_3_line_88 |  | 81 | 82 | 0.002934 | 0.125 | 0.08 | 261 | 0 | 0.364 | 1 | 1 | cs | TRUE
89 | LV_225-2_0_3_line_89 |  | 81 | 83 | 0.0063005 | 0.125 | 0.08 | 261 | 0 | 0.364 | 1 | 1 | cs | TRUE
90 | LV_225-2_0_3_line_90 |  | 82 | 84 | 0.0059116 | 0.125 | 0.08 | 261 | 0 | 0.364 | 1 | 1 | cs | TRUE
91 | LV_225-2_0_3_line_91 |  | 83 | 85 | 0.0051562 | 0.125 | 0.08 | 261 | 0 | 0.364 | 1 | 1 | cs | TRUE
92 | LV_225-2_0_3_line_92 |  | 84 | 86 | 0.015413 | 0.125 | 0.08 | 261 | 0 | 0.364 | 1 | 1 | cs | TRUE
93 | LV_225-2_0_3_line_93 |  | 85 | 87 | 0.0036784 | 0.125 | 0.08 | 261 | 0 | 0.364 | 1 | 1 | cs | TRUE
94 | LV_225-2_0_3_line_94 |  | 86 | 88 | 0.006118 | 0.125 | 0.08 | 261 | 0 | 0.364 | 1 | 1 | cs | TRUE
95 | LV_225-2_0_3_line_95 |  | 86 | 89 | 0.012786 | 0.125 | 0.08 | 261 | 0 | 0.364 | 1 | 1 | cs | TRUE
96 | LV_225-2_0_3_line_96 |  | 87 | 90 | 0.011038 | 0.125 | 0.08 | 261 | 0 | 0.364 | 1 | 1 | cs | TRUE
97 | LV_225-2_0_3_line_97 |  | 88 | 130 | 0.023182 | 0.125 | 0.08 | 261 | 0 | 0.364 | 1 | 1 | cs | TRUE
98 | LV_225-2_0_3_line_98 |  | 88 | 129 | 0.0083918 | 0.125 | 0.08 | 261 | 0 | 0.364 | 1 | 1 | cs | TRUE
99 | LV_225-2_0_3_line_99 |  | 89 | 137 | 0.014754 | 0.125 | 0.08 | 261 | 0 | 0.364 | 1 | 1 | cs | TRUE
100 | LV_225-2_0_3_line_100 |  | 90 | 138 | 0.0089245 | 0.125 | 0.08 | 261 | 0 | 0.364 | 1 | 1 | cs | TRUE
101 | LV_225-2_0_3_line_101 |  | 91 | 92 | 0.0093719 | 0.125 | 0.08 | 261 | 0 | 0.364 | 1 | 1 | cs | TRUE
102 | LV_225-2_0_3_line_102 |  | 91 | 93 | 0.022012 | 0.125 | 0.08 | 261 | 0 | 0.364 | 1 | 1 | cs | TRUE
103 | LV_225-2_0_3_line_103 |  | 92 | 94 | 0.01863 | 0.125 | 0.08 | 261 | 0 | 0.364 | 1 | 1 | cs | TRUE
104 | LV_225-2_0_3_line_104 |  | 93 | 95 | 0.0024484 | 0.125 | 0.08 | 261 | 0 | 0.364 | 1 | 1 | cs | TRUE
105 | LV_225-2_0_3_line_105 |  | 94 | 96 | 0.0037869 | 0.125 | 0.08 | 261 | 0 | 0.364 | 1 | 1 | cs | TRUE
106 | LV_225-2_0_3_line_106 |  | 95 | 97 | 0.0058498 | 0.125 | 0.08 | 261 | 0 | 0.364 | 1 | 1 | cs | TRUE
107 | LV_225-2_0_3_line_107 |  | 96 | 98 | 0.0045827 | 0.125 | 0.08 | 261 | 0 | 0.364 | 1 | 1 | cs | TRUE
108 | LV_225-2_0_3_line_108 |  | 97 | 99 | 0.013647 | 0.125 | 0.08 | 261 | 0 | 0.364 | 1 | 1 | cs | TRUE
109 | LV_225-2_0_3_line_109 |  | 98 | 133 | 0.0060036 | 0.125 | 0.08 | 261 | 0 | 0.364 | 1 | 1 | cs | TRUE
110 | LV_225-2_0_3_line_110 |  | 100 | 101 | 0.018831 | 0.125 | 0.08 | 261 | 0 | 0.364 | 1 | 1 | cs | TRUE
111 | LV_225-2_0_3_line_111 |  | 100 | 102 | 0.022508 | 0.125 | 0.08 | 261 | 0 | 0.364 | 1 | 1 | cs | TRUE
112 | LV_225-2_0_3_line_112 |  | 104 | 105 | 0.0094523 | 0.125 | 0.08 | 261 | 0 | 0.364 | 1 | 1 | cs | TRUE
113 | LV_225-2_0_3_line_113 |  | 104 | 106 | 0.013956 | 0.125 | 0.08 | 261 | 0 | 0.364 | 1 | 1 | cs | TRUE
114 | LV_225-2_0_3_line_114 |  | 105 | 107 | 0.033752 | 0.125 | 0.08 | 261 | 0 | 0.364 | 1 | 1 | cs | TRUE
115 | LV_225-2_0_3_line_115 |  | 107 | 108 | 0.0088237 | 0.125 | 0.08 | 261 | 0 | 0.364 | 1 | 1 | cs | TRUE
116 | LV_225-2_0_3_line_116 |  | 108 | 109 | 0.018113 | 0.125 | 0.08 | 261 | 0 | 0.364 | 1 | 1 | cs | TRUE
117 | LV_225-2_0_3_line_117 |  | 109 | 127 | 0.0087446 | 0.125 | 0.08 | 261 | 0 | 0.364 | 1 | 1 | cs | TRUE
118 | LV_225-2_0_3_line_118 |  | 110 | 111 | 0.020158 | 0.125 | 0.08 | 261 | 0 | 0.364 | 1 | 1 | cs | TRUE
119 | LV_225-2_0_3_line_119 |  | 111 | 112 | 0.020128 | 0.125 | 0.08 | 261 | 0 | 0.364 | 1 | 1 | cs | TRUE
120 | LV_225-2_0_3_line_120 |  | 111 | 113 | 0.013663 | 0.125 | 0.08 | 261 | 0 | 0.364 | 1 | 1 | cs | TRUE
121 | LV_225-2_0_3_line_121 |  | 112 | 115 | 0.0065014 | 0.125 | 0.08 | 261 | 0 | 0.364 | 1 | 1 | cs | TRUE
122 | LV_225-2_0_3_line_122 |  | 113 | 116 | 0.00040165 | 0.125 | 0.08 | 261 | 0 | 0.364 | 1 | 1 | cs | TRUE
123 | LV_225-2_0_3_line_123 |  | 114 | 117 | 0.0043982 | 0.125 | 0.08 | 261 | 0 | 0.364 | 1 | 1 | cs | TRUE
124 | LV_225-2_0_3_line_124 |  | 115 | 139 | 0.0065049 | 0.125 | 0.08 | 261 | 0 | 0.364 | 1 | 1 | cs | TRUE
125 | LV_225-2_0_3_line_125 |  | 116 | 129 | 0.014419 | 0.125 | 0.08 | 261 | 0 | 0.364 | 1 | 1 | cs | TRUE
126 | LV_225-2_0_3_line_126 |  | 118 | 119 | 0.011332 | 0.125 | 0.08 | 261 | 0 | 0.364 | 1 | 1 | cs | TRUE
127 | LV_225-2_0_3_line_127 |  | 118 | 120 | 0.017372 | 0.125 | 0.08 | 261 | 0 | 0.364 | 1 | 1 | cs | TRUE
128 | LV_225-2_0_3_line_128 |  | 119 | 121 | 0.017279 | 0.125 | 0.08 | 261 | 0 | 0.364 | 1 | 1 | cs | TRUE
129 | LV_225-2_0_3_line_129 |  | 120 | 122 | 0.000947 | 0.125 | 0.08 | 261 | 0 | 0.364 | 1 | 1 | cs | TRUE
130 | LV_225-2_0_3_line_130 |  | 121 | 123 | 0.018957 | 0.125 | 0.08 | 261 | 0 | 0.364 | 1 | 1 | cs | TRUE
131 | LV_225-2_0_3_line_131 |  | 121 | 124 | 0.0010193 | 0.125 | 0.08 | 261 | 0 | 0.364 | 1 | 1 | cs | TRUE
132 | LV_225-2_0_3_line_132 |  | 123 | 125 | 0.0090787 | 0.125 | 0.08 | 261 | 0 | 0.364 | 1 | 1 | cs | TRUE
133 | LV_225-2_0_3_line_133 |  | 124 | 126 | 0.013461 | 0.125 | 0.08 | 261 | 0 | 0.364 | 1 | 1 | cs | TRUE
134 | LV_225-2_0_3_line_134 |  | 125 | 131 | 0.00039125 | 0.125 | 0.08 | 261 | 0 | 0.364 | 1 | 1 | cs | TRUE
135 | LV_225-2_0_3_line_135 |  | 130 | 131 | 0.024255 | 0.125 | 0.08 | 261 | 0 | 0.364 | 1 | 1 | cs | TRUE
136 | LV_225-2_0_3_line_136 |  | 133 | 136 | 0.00598 | 0.125 | 0.08 | 261 | 0 | 0.364 | 1 | 1 | cs | TRUE
137 | LV_225-2_0_3_line_137 |  | 134 | 136 | 0.017258 | 0.125 | 0.08 | 261 | 0 | 0.364 | 1 | 1 | cs | TRUE
138 | LV_225-2_0_3_line_138 |  | 134 | 137 | 0.0203 | 0.125 | 0.08 | 261 | 0 | 0.364 | 1 | 1 | cs | TRUE

## trafo
| name | std_type | hv_bus | lv_bus | sn_mva | vn_hv_kv | vn_lv_kv | vk_percent | vkr_percent | pfe_kw | i0_percent | shift_degree | tap_side | tap_neutral | tap_min | tap_max | tap_step_percent | tap_step_degree | tap_pos | tap_phase_shifter | parallel | df | in_service
0 | LV_225-2_0_3_trafo_389 | 0.63 MVA 20/0.4 kV | 140 | 132 | 0.63 | 20 | 0.4 | 6 | 1.206 | 1.65 | 0.2619 | 150 | hv | 0 | -2 | 2 | 2.5 | 0 | 0 | FALSE | 1 | 1 | TRUE

## line_geodata
| x0 | y0 | x1 | y1 | x2 | y2 | x3 | y3 | x4 | y4 | x5 | y5 | x6 | y6 | x7 | y7 | x8 | y8 | x9 | y9
0 | 2701699.1406 | 1267872.8335 | 2701698.7534 | 1267856.4129 | 2701679.4324 | 1267856.0646
1 | 2701699.1406 | 1267872.8335 | 2701729.3299 | 1267873.6538 | 2701740.7662 | 1267875.3521 | 2701755.4224 | 1267878.0512 | 2701783.0627 | 1267883.9321 | 2701840.5833 | 1267897.1898 | 2701852.0567 | 1267905.4612 | 2701904.7208 | 1267853.3138
2 | 2701904.7208 | 1267853.3138 | 2701929.2244 | 1267828.9491 | 2701993.3144 | 1267767.4476
3 | 2701677.8237 | 1267629.1272 | 2701697.5355 | 1267628.1322 | 2701721.6624 | 1267629.1371 | 2701745.3271 | 1267630.7459 | 2701777.5688 | 1267635.7386 | 2701792.3266 | 1267637.8167 | 2701806.6683 | 1267639.1426 | 2701822.859 | 1267639.7665 | 2701842.7606 | 1267639.12 | 2701864.8289 | 1267636.8206
4 | 2701677.8237 | 1267629.1272 | 2701662.4361 | 1267624.7032 | 2701620.3271 | 1267623.4891 | 2701601.3033 | 1267625.1857 | 2701575.8802 | 1267634.3231 | 2701547.3981 | 1267647.5448 | 2701535.2428 | 1267655.2117
5 | 2701864.8289 | 1267636.8206 | 2701863.1097 | 1267626.9382 | 2701861.23 | 1267612.3935 | 2701861.9991 | 1267603.9216
6 | 2701864.8289 | 1267636.8206 | 2701888.1435 | 1267633.4443
7 | 2701520.6756 | 1267664.3999 | 2701535.2428 | 1267655.2117
8 | 2701520.6756 | 1267664.3999 | 2701515.0281 | 1267668.4063 | 2701506.5898 | 1267675.345
9 | 2701506.5898 | 1267675.345 | 2701501.2938 | 1267679.9246 | 2701500.3028 | 1267680.8631
10 | 2701865.1467 | 1267579.1217 | 2701862.6149 | 1267597.1378 | 2701861.9991 | 1267603.9216
11 | 2701914.0156 | 1267629.7434 | 2701905.4492 | 1267630.9381 | 2701888.1435 | 1267633.4443
12 | 2702003.5749 | 1267757.4826 | 2702000.1126 | 1267760.8812 | 2701998.244 | 1267762.7171 | 2701993.3144 | 1267767.4476
13 | 2701860.0968 | 1267403.5529 | 2701869.196 | 1267404.6106 | 2701876.8378 | 1267405.4875 | 2701878.3182 | 1267448.416
14 | 2701860.0968 | 1267403.5529 | 2701856.2646 | 1267403.1198 | 2701848.7583 | 1267402.2453 | 2701723.1175 | 1267387.3245 | 2701713.9504 | 1267386.1947
15 | 2701878.3182 | 1267448.416 | 2701914.3019 | 1267459.1181
16 | 2701696.6148 | 1267384.0581 | 2701713.9504 | 1267386.1947
17 | 2701973.9133 | 1267511.9739 | 2701987.977 | 1267538.995 | 2701984.3976 | 1267540.0564 | 2701986.87 | 1267544.247
18 | 2701973.9133 | 1267511.9739 | 2701960.6783 | 1267521.3742
19 | 2701986.87 | 1267544.247 | 2701985.1007 | 1267569.2863
20 | 2701942.5635 | 1267524.5373 | 2701951.1381 | 1267528.1503 | 2701960.6783 | 1267521.3742
21 | 2702001.246 | 1267588.4881 | 2702009.5732 | 1267582.7937 | 2702012.3387 | 1267580.9065 | 2702015.8585 | 1267578.4985 | 2702019.1211 | 1267576.164
22 | 2702001.246 | 1267588.4881 | 2701999.9697 | 1267585.6637 | 2702000.2072 | 1267582.3761 | 2701990.2794 | 1267572.641
23 | 2702001.246 | 1267588.4881 | 2701997.1167 | 1267591.3081
24 | 2702019.1211 | 1267576.164 | 2702036.169 | 1267598.2103 | 2702038.7374 | 1267595.0964 | 2702040.3223 | 1267590.0751
25 | 2702019.1211 | 1267576.164 | 2702017.1241 | 1267573.289
26 | 2701990.2794 | 1267572.641 | 2701984.7376 | 1267574.4247 | 2701985.1007 | 1267569.2863
27 | 2702040.3223 | 1267590.0751 | 2702050.1825 | 1267592.8255 | 2702053.5531 | 1267594.7186
28 | 2702031.8958 | 1267617.6419 | 2702035.3673 | 1267619.3366 | 2702041.6988 | 1267611.0611 | 2702032.8609 | 1267601 | 2702036.169 | 1267598.2103 | 2702038.7374 | 1267595.0964 | 2702040.3223 | 1267590.0751
29 | 2702040.3223 | 1267590.0751 | 2702044.4252 | 1267576.5398
30 | 2702017.1241 | 1267573.289 | 2702013.0387 | 1267567.4072 | 2701999.7301 | 1267544.18 | 2701995.2513 | 1267535.6685
31 | 2701909.8712 | 1267372.518 | 2701932.0941 | 1267415.1029
32 | 2701918.8668 | 1267363.4433 | 2701913.6637 | 1267370.4595 | 2701909.8712 | 1267372.518
33 | 2701959.9431 | 1267468.4692 | 2701932.0941 | 1267415.1029
34 | 2701918.8668 | 1267363.4433 | 2701927.874 | 1267337.1146
35 | 2701918.8668 | 1267363.4433 | 2701940.332 | 1267370.5786
36 | 2702021.1452 | 1267655.0991 | 2702009.2206 | 1267645.0403 | 2701992.1017 | 1267638.8205
37 | 2702021.1452 | 1267655.0991 | 2702029.1852 | 1267665.1601
38 | 2702021.1452 | 1267655.0991 | 2702019.3111 | 1267644.9144 | 2702022.4702 | 1267642.9005 | 2702024.4103 | 1267640.4208 | 2702029.1178 | 1267626.0955
39 | 2701977.0378 | 1267633.3473 | 2701992.1017 | 1267638.8205
40 | 2702029.1852 | 1267665.1601 | 2702031.2264 | 1267667.7143
41 | 2702031.8958 | 1267617.6419 | 2702029.1178 | 1267626.0955
42 | 2702053.5531 | 1267594.7186 | 2702061.648 | 1267599.2653
43 | 2702044.4252 | 1267576.5398 | 2702044.6621 | 1267575.7581
44 | 2701966.2349 | 1267480.526 | 2701959.9431 | 1267468.4692
45 | 2701966.2349 | 1267480.526 | 2701978.755 | 1267504.319
46 | 2701978.755 | 1267504.319 | 2701995.2513 | 1267535.6685
47 | 2702061.6683 | 1267705.8084 | 2702049.9737 | 1267691.1741
48 | 2702061.6683 | 1267705.8084 | 2702050.4411 | 1267712.899
49 | 2702043.3864 | 1267682.9309 | 2702049.9737 | 1267691.1741
50 | 2702050.4411 | 1267712.899 | 2702046.7573 | 1267715.2255 | 2702033.0995 | 1267728.5479
51 | 2702124.5501 | 1267352.9737 | 2702137.1215 | 1267320.8749 | 2702196.7141 | 1267157.6893 | 2702200.8872 | 1267146.2629 | 2702209.7264 | 1267121.9062 | 2702214.7043 | 1267108.3586
52 | 2702214.7043 | 1267108.3586 | 2702234.421 | 1267076.7507 | 2702239.4732 | 1267072.4011 | 2702244.6606 | 1267071.112 | 2702295.8814 | 1267083.5484
53 | 2702124.5501 | 1267352.9737 | 2702137.1215 | 1267320.8749 | 2702195.3753 | 1267334.6825 | 2702256.4566 | 1267349.5404 | 2702255.2129 | 1267353.0997 | 2702255.4204 | 1267363.7234 | 2702249 | 1267381.4495 | 2702241.8521 | 1267401.187 | 2702232.4865 | 1267397.6887
54 | 2702124.5501 | 1267352.9737 | 2702104.7397 | 1267406.1987 | 2702094.0848 | 1267433.4534
55 | 2702188.7899 | 1267381.9642 | 2702214.2208 | 1267390.7669 | 2702218.1042 | 1267392.1575 | 2702232.4865 | 1267397.6887
56 | 2702094.0848 | 1267433.4534 | 2702091.2538 | 1267440.6949 | 2702084.6285 | 1267460.387
57 | 2701914.3019 | 1267459.1181 | 2701914.3838 | 1267459.1425
58 | 2701865.1467 | 1267579.1217 | 2701875.7941 | 1267579.45 | 2701892.5919 | 1267581.9861 | 2701913.7365 | 1267583.8754
59 | 2702116.435 | 1267637.6411 | 2702087.9003 | 1267625.4793
60 | 2702116.435 | 1267637.6411 | 2702121.4895 | 1267626.8273
61 | 2702087.9003 | 1267625.4793 | 2702080.9732 | 1267622.5268 | 2702075.7634 | 1267619.9124 | 2702068.4815 | 1267609.1219 | 2702065.4827 | 1267601.4192 | 2702065.4827 | 1267601.4192
62 | 2702182.672 | 1267576.2673 | 2702191.5851 | 1267554.0766
63 | 2702182.672 | 1267576.2673 | 2702165.3368 | 1267567.9857
64 | 2702151.563 | 1267561.4055 | 2702165.3368 | 1267567.9857
65 | 2702188.7899 | 1267381.9642 | 2702186.6704 | 1267387.8436 | 2702186.9965 | 1267387.9772
66 | 2702154.1239 | 1267603.6526 | 2702149.3488 | 1267605.9386 | 2702146.3035 | 1267609.1999 | 2702143.2875 | 1267616.1575
67 | 2702154.1239 | 1267603.6526 | 2702151.3863 | 1267601.2102
68 | 2702151.3863 | 1267601.2102 | 2702141.2551 | 1267592.1714
69 | 2702223.8279 | 1267505.1258 | 2702201.4996 | 1267499.0717
70 | 2702199.9235 | 1267498.6443 | 2702201.4996 | 1267499.0717
71 | 2702199.9235 | 1267498.6443 | 2702189.9102 | 1267495.8536
72 | 2702189.9102 | 1267495.8536 | 2702179.5885 | 1267492.9768 | 2702144.7935 | 1267483.0281
73 | 2702135.5644 | 1267480.3926 | 2702141.171 | 1267481.9923 | 2702144.7935 | 1267483.0281
74 | 2702135.5644 | 1267480.3926 | 2702109.3283 | 1267472.9064
75 | 2702082.9363 | 1267465.4166 | 2702096.0327 | 1267469.1126 | 2702109.3283 | 1267472.9064
76 | 2702082.9363 | 1267465.4166 | 2702078.297 | 1267473.3432
77 | 2702082.9363 | 1267465.4166 | 2702084.6285 | 1267460.387
78 | 2701977.0378 | 1267633.3473 | 2701971.3336 | 1267631.2748 | 2701963.1013 | 1267629.7115
79 | 2702043.3864 | 1267682.9309 | 2702031.2264 | 1267667.7143
80 | 2701963.1013 | 1267629.7115 | 2701954.9449 | 1267628.1626
81 | 2701925.3239 | 1267506.6757 | 2701931.2414 | 1267519.7666
82 | 2701925.3239 | 1267506.6757 | 2701933.2631 | 1267505.5784 | 2701946.7472 | 1267470.6815 | 2701942.9001 | 1267467.6236 | 2701914.3838 | 1267459.1425
83 | 2701931.2414 | 1267519.7666 | 2701936.2194 | 1267521.8641
84 | 2701954.9449 | 1267628.1626 | 2701948.4014 | 1267626.92 | 2701946.1556 | 1267626.9877
85 | 2701922.9216 | 1267628.5012 | 2701930.3535 | 1267627.4647 | 2701946.1556 | 1267626.9877
86 | 2701914.0156 | 1267629.7434 | 2701922.9216 | 1267628.5012
87 | 2701942.5635 | 1267524.5373 | 2701936.2194 | 1267521.8641
88 | 2702046.3254 | 1267509.5282 | 2702048.9663 | 1267510.8065
89 | 2702046.3254 | 1267509.5282 | 2702044.1193 | 1267508.4605 | 2702040.615 | 1267506.8669
90 | 2702054.2874 | 1267513.3819 | 2702048.9663 | 1267510.8065
91 | 2702040.615 | 1267506.8669 | 2702035.9213 | 1267504.7325
92 | 2702068.1607 | 1267520.0966 | 2702054.2874 | 1267513.3819
93 | 2702032.5729 | 1267503.2098 | 2702035.9213 | 1267504.7325
94 | 2702068.7179 | 1267526.1892 | 2702068.1607 | 1267520.0966
95 | 2702068.1607 | 1267520.0966 | 2702070.8698 | 1267507.601
96 | 2702022.5248 | 1267498.6405 | 2702032.5729 | 1267503.2098
97 | 2702068.7179 | 1267526.1892 | 2702076.38 | 1267527.189 | 2702090.5677 | 1267533.3193
98 | 2702068.7179 | 1267526.1892 | 2702061.907 | 1267529.9636 | 2702061.5652 | 1267530.4627
99 | 2702070.8698 | 1267507.601 | 2702073.9959 | 1267493.182
100 | 2702014.4008 | 1267494.9461 | 2702022.5248 | 1267498.6405
101 | 2702017.0353 | 1267450.2437 | 2702025.998 | 1267452.9827
102 | 2702017.0353 | 1267450.2437 | 2702017.9874 | 1267428.2526 | 2702017.9874 | 1267428.2526
103 | 2702025.998 | 1267452.9827 | 2702043.8142 | 1267458.4273
104 | 2702017.9874 | 1267428.2526 | 2702015.6157 | 1267427.6446
105 | 2702047.4357 | 1267459.534 | 2702043.8142 | 1267458.4273
106 | 2702009.9491 | 1267426.1921 | 2702015.6157 | 1267427.6446
107 | 2702047.4357 | 1267459.534 | 2702049.1642 | 1267460.0622 | 2702051.6895 | 1267461.2134
108 | 2701996.7297 | 1267422.8033 | 2702009.9491 | 1267426.1921
109 | 2702051.6895 | 1267461.2134 | 2702057.1523 | 1267463.7038
110 | 2702017.0135 | 1267744.2911 | 2702003.5749 | 1267757.4826
111 | 2702017.0135 | 1267744.2911 | 2702025.4846 | 1267735.9758 | 2702033.0995 | 1267728.5479
112 | 2701960.5702 | 1267405.2646 | 2701969.9918 | 1267404.5029
113 | 2701957.8419 | 1267418.9513 | 2701960.5702 | 1267405.2646
114 | 2701969.9918 | 1267404.5029 | 2701970.7711 | 1267404.4399 | 2701979.6165 | 1267401.0118 | 2701982.5532 | 1267392.6999 | 2701979.0072 | 1267383.9758 | 2701974.0647 | 1267382.2013
115 | 2701965.7599 | 1267379.2198 | 2701974.0647 | 1267382.2013
116 | 2701965.7599 | 1267379.2198 | 2701958.6697 | 1267376.6743 | 2701948.6302 | 1267373.337
117 | 2701940.332 | 1267370.5786 | 2701948.6302 | 1267373.337
118 | 2702050.5097 | 1267556.467 | 2702044.6621 | 1267575.7581
119 | 2702050.5097 | 1267556.467 | 2702069.0671 | 1267564.2626
120 | 2702050.5097 | 1267556.467 | 2702054.8316 | 1267543.5057
121 | 2702069.0671 | 1267564.2626 | 2702075.0611 | 1267566.7806
122 | 2702054.8316 | 1267543.5057 | 2702054.9587 | 1267543.1247
123 | 2702061.648 | 1267599.2653 | 2702065.4827 | 1267601.4192
124 | 2702081.0583 | 1267569.2999 | 2702075.0611 | 1267566.7806
125 | 2702054.9587 | 1267543.1247 | 2702056.9175 | 1267537.2503 | 2702061.5652 | 1267530.4627
126 | 2702126.8042 | 1267580.9167 | 2702127.0257 | 1267576.8171 | 2702130.4085 | 1267570.4318
127 | 2702140.5484 | 1267591.541 | 2702126.8042 | 1267580.9167
128 | 2702138.4975 | 1267555.1636 | 2702130.4085 | 1267570.4318
129 | 2702140.5484 | 1267591.541 | 2702141.2551 | 1267592.1714
130 | 2702138.4975 | 1267555.1636 | 2702121.3892 | 1267546.9972
131 | 2702138.4975 | 1267555.1636 | 2702139.4172 | 1267555.603
132 | 2702121.3892 | 1267546.9972 | 2702113.4305 | 1267543.1981 | 2702113.1921 | 1267543.0951
133 | 2702151.563 | 1267561.4055 | 2702139.4172 | 1267555.603
134 | 2702112.8329 | 1267542.9399 | 2702113.1921 | 1267543.0951
135 | 2702112.8329 | 1267542.9399 | 2702090.5677 | 1267533.3193
136 | 2702057.1523 | 1267463.7038 | 2702062.5935 | 1267466.1843
137 | 2702078.297 | 1267473.3432 | 2702062.5935 | 1267466.1843
138 | 2702078.297 | 1267473.3432 | 2702073.9959 | 1267493.182

## bus_geodata
| x | y | coords
0 | 2701679.4324 | 1267856.0646
1 | 2701699.1406 | 1267872.8335
2 | 2701904.7208 | 1267853.3138
3 | 2701677.8237 | 1267629.1272
4 | 2701864.8289 | 1267636.8206
5 | 2701535.2428 | 1267655.2117
6 | 2701506.5898 | 1267675.345
7 | 2701520.6756 | 1267664.3999
8 | 2701500.3028 | 1267680.8631
9 | 2701861.9991 | 1267603.9216
10 | 2701888.1435 | 1267633.4443
11 | 2701993.3144 | 1267767.4476
12 | 2701860.0968 | 1267403.5529
13 | 2701878.3182 | 1267448.416
14 | 2701713.9504 | 1267386.1947
15 | 2701973.9133 | 1267511.9739
16 | 2701986.87 | 1267544.247
17 | 2701960.6783 | 1267521.3742
18 | 2702001.246 | 1267588.4881
19 | 2702019.1211 | 1267576.164
20 | 2701990.2794 | 1267572.641
21 | 2701997.1167 | 1267591.3081
22 | 2702040.3223 | 1267590.0751
23 | 2702017.1241 | 1267573.289
24 | 2701985.1007 | 1267569.2863
25 | 2701909.8712 | 1267372.518
26 | 2701932.0941 | 1267415.1029
27 | 2701918.8668 | 1267363.4433
28 | 2702021.1452 | 1267655.0991
29 | 2701992.1017 | 1267638.8205
30 | 2702029.1852 | 1267665.1601
31 | 2702029.1178 | 1267626.0955
32 | 2702053.5531 | 1267594.7186
33 | 2702031.8958 | 1267617.6419
34 | 2702044.4252 | 1267576.5398
35 | 2701966.2349 | 1267480.526
36 | 2701959.9431 | 1267468.4692
37 | 2701978.755 | 1267504.319
38 | 2702061.6683 | 1267705.8084
39 | 2702049.9737 | 1267691.1741
40 | 2702050.4411 | 1267712.899
41 | 2702214.7043 | 1267108.3586
42 | 2702124.5501 | 1267352.9737
43 | 2702295.8814 | 1267083.5484
44 | 2702232.4865 | 1267397.6887
45 | 2702094.0848 | 1267433.4534
46 | 2701914.3019 | 1267459.1181
47 | 2701865.1467 | 1267579.1217
48 | 2701913.7365 | 1267583.8754
49 | 2702116.435 | 1267637.6411
50 | 2702087.9003 | 1267625.4793
51 | 2702121.4895 | 1267626.8273
52 | 2702182.672 | 1267576.2673
53 | 2702191.5851 | 1267554.0766
54 | 2702165.3368 | 1267567.9857
55 | 2702188.7899 | 1267381.9642
56 | 2702186.9965 | 1267387.9772
57 | 2702154.1239 | 1267603.6526
58 | 2702143.2875 | 1267616.1575
59 | 2702151.3863 | 1267601.2102
60 | 2702223.8279 | 1267505.1258
61 | 2702201.4996 | 1267499.0717
62 | 2702199.9235 | 1267498.6443
63 | 2702189.9102 | 1267495.8536
64 | 2702144.7935 | 1267483.0281
65 | 2702135.5644 | 1267480.3926
66 | 2702109.3283 | 1267472.9064
67 | 2702082.9363 | 1267465.4166
68 | 2701696.6148 | 1267384.0581
69 | 2701977.0378 | 1267633.3473
70 | 2702031.2264 | 1267667.7143
71 | 2701963.1013 | 1267629.7115
72 | 2702043.3864 | 1267682.9309
73 | 2701925.3239 | 1267506.6757
74 | 2701931.2414 | 1267519.7666
75 | 2701914.3838 | 1267459.1425
76 | 2701954.9448 | 1267628.1626
77 | 2701946.1556 | 1267626.9877
78 | 2701922.9216 | 1267628.5012
79 | 2701942.5635 | 1267524.5373
80 | 2701936.2194 | 1267521.8641
81 | 2702046.3254 | 1267509.5282
82 | 2702048.9663 | 1267510.8065
83 | 2702040.615 | 1267506.8669
84 | 2702054.2874 | 1267513.3819
85 | 2702035.9213 | 1267504.7325
86 | 2702068.1607 | 1267520.0966
87 | 2702032.5729 | 1267503.2098
88 | 2702068.7179 | 1267526.1892
89 | 2702070.8698 | 1267507.601
90 | 2702022.5248 | 1267498.6405
91 | 2702017.0353 | 1267450.2437
92 | 2702025.998 | 1267452.9827
93 | 2702017.9874 | 1267428.2526
94 | 2702043.8142 | 1267458.4273
95 | 2702015.6157 | 1267427.6446
96 | 2702047.4357 | 1267459.534
97 | 2702009.9491 | 1267426.1921
98 | 2702051.6895 | 1267461.2134
99 | 2701996.7297 | 1267422.8033
100 | 2702017.0135 | 1267744.2911
101 | 2702003.5749 | 1267757.4826
102 | 2702033.0995 | 1267728.5479
103 | 2701914.0156 | 1267629.7434
104 | 2701960.5702 | 1267405.2646
105 | 2701969.9918 | 1267404.5029
106 | 2701957.8419 | 1267418.9513
107 | 2701974.0647 | 1267382.2013
108 | 2701965.7599 | 1267379.2198
109 | 2701948.6302 | 1267373.337
110 | 2702044.6621 | 1267575.7581
111 | 2702050.5097 | 1267556.467
112 | 2702069.0671 | 1267564.2626
113 | 2702054.8316 | 1267543.5057
114 | 2702061.648 | 1267599.2653
115 | 2702075.0611 | 1267566.7806
116 | 2702054.9587 | 1267543.1247
117 | 2702065.4827 | 1267601.4192
118 | 2702126.8042 | 1267580.9167
119 | 2702130.4085 | 1267570.4318
120 | 2702140.5484 | 1267591.541
121 | 2702138.4975 | 1267555.1636
122 | 2702141.2551 | 1267592.1714
123 | 2702121.3892 | 1267546.9972
124 | 2702139.4172 | 1267555.603
125 | 2702113.1921 | 1267543.0951
126 | 2702151.563 | 1267561.4055
127 | 2701940.332 | 1267370.5786
128 | 2701927.874 | 1267337.1146
129 | 2702061.5652 | 1267530.4627
130 | 2702090.5677 | 1267533.3193
131 | 2702112.8329 | 1267542.9399
132 | 2701995.2513 | 1267535.6685
133 | 2702057.1523 | 1267463.7038
134 | 2702078.297 | 1267473.3432
135 | 2702084.6285 | 1267460.387
136 | 2702062.5935 | 1267466.1843
137 | 2702073.9959 | 1267493.182
138 | 2702014.4008 | 1267494.9461
139 | 2702081.0583 | 1267569.2999
140 | 2702019.1211 | 1267576.164

## line_std_types
| c_nf_per_km | r_ohm_per_km | x_ohm_per_km | max_i_ka | type | q_mm2 | alpha | voltage_rating
NAYY 4x50 SE | 210 | 0.642 | 0.083 | 0.142 | cs | 50 | 0.00403 | LV
NAYY 4x120 SE | 264 | 0.225 | 0.08 | 0.242 | cs | 120 | 0.00403 | LV
NAYY 4x150 SE | 261 | 0.208 | 0.08 | 0.27 | cs | 150 | 0.00403 | LV
NA2XS2Y 1x95 RM/25 12/20 kV | 216 | 0.313 | 0.132 | 0.252 | cs | 95 | 0.00403 | MV
NA2XS2Y 1x185 RM/25 12/20 kV | 273 | 0.161 | 0.117 | 0.362 | cs | 185 | 0.00403 | MV
NA2XS2Y 1x240 RM/25 12/20 kV | 304 | 0.122 | 0.112 | 0.421 | cs | 240 | 0.00403 | MV
NA2XS2Y 1x95 RM/25 6/10 kV | 315 | 0.313 | 0.123 | 0.249 | cs | 95 | 0.00403 | MV
NA2XS2Y 1x185 RM/25 6/10 kV | 406 | 0.161 | 0.11 | 0.358 | cs | 185 | 0.00403 | MV
NA2XS2Y 1x240 RM/25 6/10 kV | 456 | 0.122 | 0.105 | 0.416 | cs | 240 | 0.00403 | MV
NA2XS2Y 1x150 RM/25 12/20 kV | 250 | 0.206 | 0.116 | 0.319 | cs | 150 | 0.00403 | MV
NA2XS2Y 1x120 RM/25 12/20 kV | 230 | 0.253 | 0.119 | 0.283 | cs | 120 | 0.00403 | MV
NA2XS2Y 1x70 RM/25 12/20 kV | 190 | 0.443 | 0.132 | 0.22 | cs | 70 | 0.00403 | MV
NA2XS2Y 1x150 RM/25 6/10 kV | 360 | 0.206 | 0.11 | 0.315 | cs | 150 | 0.00403 | MV
NA2XS2Y 1x120 RM/25 6/10 kV | 340 | 0.253 | 0.113 | 0.28 | cs | 120 | 0.00403 | MV
NA2XS2Y 1x70 RM/25 6/10 kV | 280 | 0.443 | 0.123 | 0.217 | cs | 70 | 0.00403 | MV
N2XS(FL)2Y 1x120 RM/35 64/110 kV | 112 | 0.153 | 0.166 | 0.366 | cs | 120 | 0.00393 | HV
N2XS(FL)2Y 1x185 RM/35 64/110 kV | 125 | 0.099 | 0.156 | 0.457 | cs | 185 | 0.00393 | HV
N2XS(FL)2Y 1x240 RM/35 64/110 kV | 135 | 0.075 | 0.149 | 0.526 | cs | 240 | 0.00393 | HV
N2XS(FL)2Y 1x300 RM/35 64/110 kV | 144 | 0.06 | 0.144 | 0.588 | cs | 300 | 0.00393 | HV
15-AL1/3-ST1A 0.4 | 11 | 1.8769 | 0.35 | 0.105 | ol | 16 | 0.00403 | LV
24-AL1/4-ST1A 0.4 | 11.25 | 1.2012 | 0.335 | 0.14 | ol | 24 | 0.00403 | LV
48-AL1/8-ST1A 0.4 | 12.2 | 0.5939 | 0.3 | 0.21 | ol | 48 | 0.00403 | LV
94-AL1/15-ST1A 0.4 | 13.2 | 0.306 | 0.29 | 0.35 | ol | 94 | 0.00403 | LV
34-AL1/6-ST1A 10.0 | 9.7 | 0.8342 | 0.36 | 0.17 | ol | 34 | 0.00403 | MV
48-AL1/8-ST1A 10.0 | 10.1 | 0.5939 | 0.35 | 0.21 | ol | 48 | 0.00403 | MV
70-AL1/11-ST1A 10.0 | 10.4 | 0.4132 | 0.339 | 0.29 | ol | 70 | 0.00403 | MV
94-AL1/15-ST1A 10.0 | 10.75 | 0.306 | 0.33 | 0.35 | ol | 94 | 0.00403 | MV
122-AL1/20-ST1A 10.0 | 11.1 | 0.2376 | 0.323 | 0.41 | ol | 122 | 0.00403 | MV
149-AL1/24-ST1A 10.0 | 11.25 | 0.194 | 0.315 | 0.47 | ol | 149 | 0.00403 | MV
34-AL1/6-ST1A 20.0 | 9.15 | 0.8342 | 0.382 | 0.17 | ol | 34 | 0.00403 | MV
48-AL1/8-ST1A 20.0 | 9.5 | 0.5939 | 0.372 | 0.21 | ol | 48 | 0.00403 | MV
70-AL1/11-ST1A 20.0 | 9.7 | 0.4132 | 0.36 | 0.29 | ol | 70 | 0.00403 | MV
94-AL1/15-ST1A 20.0 | 10 | 0.306 | 0.35 | 0.35 | ol | 94 | 0.00403 | MV
122-AL1/20-ST1A 20.0 | 10.3 | 0.2376 | 0.344 | 0.41 | ol | 122 | 0.00403 | MV
149-AL1/24-ST1A 20.0 | 10.5 | 0.194 | 0.337 | 0.47 | ol | 149 | 0.00403 | MV
184-AL1/30-ST1A 20.0 | 10.75 | 0.1571 | 0.33 | 0.535 | ol | 184 | 0.00403 | MV
243-AL1/39-ST1A 20.0 | 11 | 0.1188 | 0.32 | 0.645 | ol | 243 | 0.00403 | MV
48-AL1/8-ST1A 110.0 | 8 | 0.5939 | 0.46 | 0.21 | ol | 48 | 0.00403 | HV
70-AL1/11-ST1A 110.0 | 8.4 | 0.4132 | 0.45 | 0.29 | ol | 70 | 0.00403 | HV
94-AL1/15-ST1A 110.0 | 8.65 | 0.306 | 0.44 | 0.35 | ol | 94 | 0.00403 | HV
122-AL1/20-ST1A 110.0 | 8.5 | 0.2376 | 0.43 | 0.41 | ol | 122 | 0.00403 | HV
149-AL1/24-ST1A 110.0 | 8.75 | 0.194 | 0.41 | 0.47 | ol | 149 | 0.00403 | HV
184-AL1/30-ST1A 110.0 | 8.8 | 0.1571 | 0.4 | 0.535 | ol | 184 | 0.00403 | HV
243-AL1/39-ST1A 110.0 | 9 | 0.1188 | 0.39 | 0.645 | ol | 243 | 0.00403 | HV
305-AL1/39-ST1A 110.0 | 9.2 | 0.0949 | 0.38 | 0.74 | ol | 305 | 0.00403 | HV
490-AL1/64-ST1A 110.0 | 9.75 | 0.059 | 0.37 | 0.96 | ol | 490 | 0.00403 | HV
679-AL1/86-ST1A 110.0 | 9.95 | 0.042 | 0.36 | 1.15 | ol | 679 | 0.00403 | HV
490-AL1/64-ST1A 220.0 | 10 | 0.059 | 0.285 | 0.96 | ol | 490 | 0.00403 | HV
679-AL1/86-ST1A 220.0 | 11.7 | 0.042 | 0.275 | 1.15 | ol | 679 | 0.00403 | HV
490-AL1/64-ST1A 380.0 | 11 | 0.059 | 0.253 | 0.96 | ol | 490 | 0.00403 | HV
679-AL1/86-ST1A 380.0 | 14.6 | 0.042 | 0.25 | 1.15 | ol | 679 | 0.00403 | HV

## trafo_std_types
| i0_percent | pfe_kw | vkr_percent | sn_mva | vn_lv_kv | vn_hv_kv | vk_percent | shift_degree | vector_group | tap_side | tap_neutral | tap_min | tap_max | tap_step_degree | tap_step_percent | tap_phase_shifter
160 MVA 380/110 kV | 0.06 | 60 | 0.25 | 160 | 110 | 380 | 12.2 | 0 | Yy0 | hv | 0 | -9 | 9 | 0 | 1.5 | FALSE
100 MVA 220/110 kV | 0.06 | 55 | 0.26 | 100 | 110 | 220 | 12 | 0 | Yy0 | hv | 0 | -9 | 9 | 0 | 1.5 | FALSE
63 MVA 110/20 kV | 0.04 | 22 | 0.32 | 63 | 20 | 110 | 18 | 150 | YNd5 | hv | 0 | -9 | 9 | 0 | 1.5 | FALSE
40 MVA 110/20 kV | 0.05 | 18 | 0.34 | 40 | 20 | 110 | 16.2 | 150 | YNd5 | hv | 0 | -9 | 9 | 0 | 1.5 | FALSE
25 MVA 110/20 kV | 0.07 | 14 | 0.41 | 25 | 20 | 110 | 12 | 150 | YNd5 | hv | 0 | -9 | 9 | 0 | 1.5 | FALSE
63 MVA 110/10 kV | 0.04 | 22 | 0.32 | 63 | 10 | 110 | 18 | 150 | YNd5 | hv | 0 | -9 | 9 | 0 | 1.5 | FALSE
40 MVA 110/10 kV | 0.05 | 18 | 0.34 | 40 | 10 | 110 | 16.2 | 150 | YNd5 | hv | 0 | -9 | 9 | 0 | 1.5 | FALSE
25 MVA 110/10 kV | 0.07 | 14 | 0.41 | 25 | 10 | 110 | 12 | 150 | YNd5 | hv | 0 | -9 | 9 | 0 | 1.5 | FALSE
0.25 MVA 20/0.4 kV | 0.32 | 0.8 | 1.44 | 0.25 | 0.4 | 20 | 6 | 150 | Yzn5 | hv | 0 | -2 | 2 | 0 | 2.5 | FALSE
0.4 MVA 20/0.4 kV | 0.3375 | 1.35 | 1.425 | 0.4 | 0.4 | 20 | 6 | 150 | Dyn5 | hv | 0 | -2 | 2 | 0 | 2.5 | FALSE
0.63 MVA 20/0.4 kV | 0.2619 | 1.65 | 1.206 | 0.63 | 0.4 | 20 | 6 | 150 | Dyn5 | hv | 0 | -2 | 2 | 0 | 2.5 | FALSE
0.25 MVA 10/0.4 kV | 0.24 | 0.6 | 1.2 | 0.25 | 0.4 | 10 | 4 | 150 | Dyn5 | hv | 0 | -2 | 2 | 0 | 2.5 | FALSE
0.4 MVA 10/0.4 kV | 0.2375 | 0.95 | 1.325 | 0.4 | 0.4 | 10 | 4 | 150 | Dyn5 | hv | 0 | -2 | 2 | 0 | 2.5 | FALSE
0.63 MVA 10/0.4 kV | 0.1873 | 1.18 | 1.0794 | 0.63 | 0.4 | 10 | 4 | 150 | Dyn5 | hv | 0 | -2 | 2 | 0 | 2.5 | FALSE

## trafo3w_std_types
| sn_hv_mva | sn_mv_mva | sn_lv_mva | vn_hv_kv | vn_mv_kv | vn_lv_kv | vk_hv_percent | vk_mv_percent | vk_lv_percent | vkr_hv_percent | vkr_mv_percent | vkr_lv_percent | pfe_kw | i0_percent | shift_mv_degree | shift_lv_degree | vector_group | tap_side | tap_neutral | tap_min | tap_max | tap_step_percent
63/25/38 MVA 110/20/10 kV | 63 | 25 | 38 | 110 | 20 | 10 | 10.4 | 10.4 | 10.4 | 0.28 | 0.32 | 0.35 | 35 | 0.89 | 0 | 0 | YN0yn0yn0 | hv | 0 | -10 | 10 | 1.2
63/25/38 MVA 110/10/10 kV | 63 | 25 | 38 | 110 | 10 | 10 | 10.4 | 10.4 | 10.4 | 0.28 | 0.32 | 0.35 | 35 | 0.89 | 0 | 0 | YN0yn0yn0 | hv | 0 | -10 | 10 | 1.2

## fuse_std_types
| fuse_type | i_rated_a | t_avg | t_min | t_total | x_avg | x_min | x_total
HV 100A | HV 100A | 100 | 0 | [10.0, 3.64, 0.854, 0.281, 0.1, 0.0531, 0.022, 0.01] | [10.0, 4.267, 1.21, 0.403, 0.1, 0.058, 0.022, 0.01] | 0 | [300.0, 350.0, 450.0, 550.0, 700.0, 850.0, 1200.0, 1752.0] | [600.0, 700.0, 900.0, 1150.0, 1665.0, 2000.0, 3000.0, 4313.0]
HV 10A | HV 10A | 10 | 0 | [10.0, 1675.0, 0.344, 0.156, 0.1, 0.0417, 0.0171, 0.01] | [10.0, 1.3, 0.3, 0.155, 0.1, 0.0555, 0.023, 0.01] | 0 | [30.0, 32.0, 35.0, 37.0, 39.0, 50.0, 70.0, 88.0] | [60.0, 70.0, 80.0, 87.0, 94.0, 110.0, 150.0, 216.0]
HV 125A | HV 125A | 125 | 0 | [10.0, 1.82, 0.344, 0.1, 0.0467, 0.0269, 0.01] | [10.0, 2.478, 0.426, 0.1, 0.0427, 0.0211, 0.01] | 0 | [375.0, 500.0, 700.0, 925.0, 1200.0, 1500.0, 2341.0] | [750.0, 1000.0, 1500.0, 2200.0, 3000.0, 4000.0, 5765.0]
HV 160A | HV 160A | 160 | 0 | [10.0, 4.15, 1.03, 0.198, 0.1, 0.051, 0.0172, 0.01] | [10.0, 2.3, 0.734, 0.274, 0.1, 0.046, 0.0177, 0.01] | 0 | [480.0, 550.0, 700.0, 1000.0, 1260.0, 1600.0, 2500.0, 3227.0] | [960.0, 1300.0, 1700.0, 2200.0, 2996.0, 4000.0, 6000.0, 7946.0]
HV 16A | HV 16A | 16 | 0 | [10.0, 0.352, 0.164, 0.1, 0.0649, 0.0342, 0.01] | [10.0, 2.34, 0.722, 0.181, 0.1, 0.055, 0.0296, 0.01] | 0 | [48.0, 60.0, 65.0, 71.0, 80.0, 100.0, 162.0] | [96.0, 110.0, 125.0, 150.0, 168.0, 200.0, 250.0, 398.0]
HV 200A | HV 200A | 200 | 0 | [10.0, 4.267, 1.21, 0.403, 0.1, 0.058, 0.022, 0.01] | [10.0, 3.73, 1.654, 0.328, 0.1, 0.0531, 0.019, 0.01] | 0 | [600.0, 700.0, 900.0, 1150.0, 1665.0, 2000.0, 3000.0, 4313.0] | [1200.0, 1500.0, 1800.0, 2700.0, 3960.0, 5000.0, 7500.0, 10620.0]
HV 20A | HV 20A | 20 | 0 | [10.0, 1.3, 0.3, 0.155, 0.1, 0.0555, 0.023, 0.01] | [10.0, 1.3, 0.161, 0.1, 0.0611, 0.0399, 0.0141, 0.01] | 0 | [60.0, 70.0, 80.0, 87.0, 94.0, 110.0, 150.0, 216.0] | [120.0, 150.0, 200.0, 223.0, 260.0, 300.0, 450.0, 532.0]
HV 25A | HV 25A | 25 | 0 | [10.0, 2.512, 0.833, 0.299, 0.1, 0.0372, 0.0223, 0.01] | [10.0, 3.125, 0.597, 0.198, 0.1, 0.0378, 0.022, 0.01] | 0 | [75.0, 82.0, 90.0, 100.0, 124.0, 170.0, 200.0, 289.0] | [150.0, 170.0, 210.0, 250.0, 294.0, 400.0, 500.0, 711.0]
HV 31.5A | HV 31.5A | 31.5 | 0 | [10.0, 2.34, 0.722, 0.181, 0.1, 0.055, 0.0296, 0.01] | [10.0, 2.84, 0.368, 0.164, 0.1, 0.0621, 0.0378, 0.0195, 0.01] | 0 | [95.0, 110.0, 125.0, 150.0, 165.0, 200.0, 250.0, 390.0] | [189.0, 220.0, 300.0, 350.0, 393.0, 450.0, 530.0, 700.0, 960.0]
HV 40A | HV 40A | 40 | 0 | [10.0, 1.3, 0.161, 0.1, 0.0611, 0.0399, 0.0141, 0.01] | [10.0, 2.05, 0.369, 0.198, 0.1, 0.051, 0.0298, 0.01] | 0 | [120.0, 150.0, 200.0, 223.0, 260.0, 300.0, 450.0, 532.0] | [240.0, 300.0, 400.0, 450.0, 530.0, 650.0, 800.0, 1311.0]
HV 50A | HV 50A | 50 | 0 | [10.0, 3.215, 0.597, 0.198, 0.1, 0.0378, 0.022, 0.01] | [10.0, 3.64, 0.854, 0.281, 0.1, 0.0531, 0.022, 0.01] | 0 | [150.0, 170.0, 210.0, 250.0, 294.0, 400.0, 500.0, 711.0] | [300.0, 350.0, 450.0, 550.0, 700.0, 850.0, 1200.0, 1752.0]
HV 6.3A | HV 6.3A | 6.3 | 0 | [10.0, 1.39, 0.344, 0.168, 0.1, 0.056, 0.0263, 0.01] | [10.0, 1.711, 0.516, 0.198, 0.1, 0.0634, 0.0303, 0.01] | 0 | [19.0, 19.5, 20.4, 20.8, 22.0, 25.0, 32.0, 48.0] | [38.0, 40.0, 43.0, 48.0, 53.0, 60.0, 75.0, 118.0]
HV 63A | HV 63A | 63 | 0 | [10.0, 2.84, 0.368, 0.164, 0.1, 0.0621, 0.0378, 0.0195, 0.01] | [10.0, 1.82, 0.344, 0.1, 0.0467, 0.0269, 0.01] | 0 | [189.0, 220.0, 300.0, 350.0, 393.0, 450.0, 530.0, 700.0, 961.0] | [378.0, 500.0, 700.0, 934.0, 1200.0, 1500.0, 2366.0]
HV 80A | HV 80A | 80 | 0 | [10.0, 2.05, 0.369, 0.198, 0.1, 0.051, 0.0298, 0.01] | [10.0, 4.15, 1.03, 0.198, 0.1, 0.051, 0.0172, 0.01] | 0 | [240.0, 300.0, 400.0, 450.0, 530.0, 650.0, 800.0, 1311.0] | [480.0, 550.0, 700.0, 1000.0, 1260.0, 1600.0, 2500.0, 3227.0]
Siemens NH-1-100 | Siemens NH-1-100 | 100 | [5400.0, 2000.0, 400.0, 20.0, 1.0, 0.2, 0.012, 0.004] | 0 | 0 | [150.0, 190.0, 250.0, 430.0, 900.0, 1250.0, 2700.0, 3600.0] | 0 | 0
Siemens NH-1-125 | Siemens NH-1-125 | 125 | [4800.0, 120.0, 7.0, 0.1, 0.004] | 0 | 0 | [180.0, 400.0, 740.0, 2000.0, 4250.0] | 0 | 0
Siemens NH-1-16 | Siemens NH-1-16 | 16 | [4000.0, 400.0, 2.0, 0.1, 0.04, 0.01] | 0 | 0 | [26.0, 35.0, 75.0, 150.0, 200.0, 300.0] | 0 | 0
Siemens NH-1-160 | Siemens NH-1-160 | 160 | [4800.0, 120.0, 7.0, 0.1, 0.004] | 0 | 0 | [210.0, 500.0, 900.0, 2300.0, 5000.0] | 0 | 0
Siemens NH-1-25 | Siemens NH-1-25 | 25 | [4000.0, 1000.0, 10.0, 0.2, 0.02, 0.01] | 0 | 0 | [40.0, 50.0, 100.0, 210.0, 400.0, 500.0] | 0 | 0
Siemens NH-1-50 | Siemens NH-1-50 | 50 | [4000.0, 40.0, 4.0, 1.0, 0.02, 0.01] | 0 | 0 | [86.0, 200.0, 300.0, 400.0, 1000.0, 1280.0] | 0 | 0
Siemens NH-1-63 | Siemens NH-1-63 | 63 | [4000.0, 100.0, 10.0, 2.0, 0.04, 0.01] | 0 | 0 | [100.0, 200.0, 300.0, 400.0, 1000.0, 1500.0] | 0 | 0
Siemens NH-1-80 | Siemens NH-1-80 | 80 | [4800.0, 120.0, 7.0, 0.1, 0.01] | 0 | 0 | [150.58, 250.0, 450.0, 1150.0, 2470.0] | 0 | 0
Siemens NH-2-1000 | Siemens NH-2-1000 | 1000 | [4800.0, 120.0, 7.0, 0.1, 0.004] | 0 | 0 | [1900.0, 3500.0, 8400.0, 24000.0, 52000.0] | 0 | 0
Siemens NH-2-200 | Siemens NH-2-200 | 200 | [4800.0, 120.0, 7.0, 0.1, 0.004] | 0 | 0 | [280.0, 650.0, 1200.0, 3000.0, 7000.0] | 0 | 0
Siemens NH-2-224 | Siemens NH-2-224 | 224 | [4800.0, 120.0, 7.0, 0.2, 0.04, 0.004] | 0 | 0 | [400.0, 750.0, 1453.0, 3025.0, 4315.0, 7600.0] | 0 | 0
Siemens NH-2-250 | Siemens NH-2-250 | 250 | [4800.0, 120.0, 7.0, 0.1, 0.004] | 0 | 0 | [450.0, 800.0, 1650.0, 4000.0, 8500.0] | 0 | 0
Siemens NH-2-315 | Siemens NH-2-315 | 315 | [4800.0, 120.0, 7.0, 0.1, 0.004] | 0 | 0 | [550.0, 920.0, 1900.0, 5000.0, 11000.0] | 0 | 0
Siemens NH-2-355 | Siemens NH-2-355 | 355 | [4800.0, 120.0, 6.0, 0.1, 0.004] | 0 | 0 | [650.0, 1116.27, 2350.0, 5840.0, 12790.0] | 0 | 0
Siemens NH-2-400 | Siemens NH-2-400 | 400 | [4800.0, 120.0, 7.0, 0.1, 0.004] | 0 | 0 | [720.0, 1350.0, 2800.0, 6500.0, 15000.0] | 0 | 0
Siemens NH-2-425 | Siemens NH-2-425 | 425 | [4800.0, 120.0, 7.0, 0.1, 0.004] | 0 | 0 | [850.0, 1500.0, 3050.0, 7500.0, 16500.0] | 0 | 0
Siemens NH-2-630 | Siemens NH-2-630 | 630 | [4800.0, 120.0, 7.0, 0.1, 0.004] | 0 | 0 | [1200.0, 2000.0, 4800.0, 12000.0, 26000.0] | 0 | 0

## res_bus
| vm_pu | va_degree | p_mw | q_mvar
0 | 0.98594 | -0.27042 | 0.0033022 | 0.00082761
1 | 0.98605 | -0.2683 | 0 | 0
2 | 0.98675 | -0.25454 | 0 | 0
3 | 0.98367 | -0.31451 | 0 | 0
4 | 0.98469 | -0.29467 | 0 | 0
5 | 0.98286 | -0.33037 | 0.0024264 | 0.00060811
6 | 0.98275 | -0.33254 | 0 | 0
7 | 0.98281 | -0.33144 | 0 | 0
8 | 0.98272 | -0.33306 | 0.0034335 | 0.0008605
9 | 0.98446 | -0.2991 | 0.0019642 | 0.00049227
10 | 0.98498 | -0.28905 | 0.0020238 | 0.00050721
11 | 0.98713 | -0.24723 | 0.0013163 | 0.00032989
12 | 0.98513 | -0.2861 | 0 | 0
13 | 0.98547 | -0.27953 | 0 | 0
14 | 0.9843 | -0.3023 | 0.0035339 | 0.00088569
15 | 0.99036 | -0.18448 | 0 | 0
16 | 0.99196 | -0.1537 | 0 | 0
17 | 0.9897 | -0.1973 | 0.0023932 | 0.00059979
18 | 0.99437 | -0.10727 | 0 | 0
19 | 0.99537 | -0.08816 | 0 | 0
20 | 0.99347 | -0.12458 | 0 | 0
21 | 0.99436 | -0.10741 | 0.0015938 | 0.00039945
22 | 0.99258 | -0.14158 | 0 | 0
23 | 0.99571 | -0.081606 | 0.0011738 | 0.00029418
24 | 0.99298 | -0.13396 | 0.0039642 | 0.00099351
25 | 0.99632 | -0.070691 | 0 | 0
26 | 0.99717 | -0.054429 | 0.0018077 | 0.00045305
27 | 0.99609 | -0.075107 | 0 | 0
28 | 0.98842 | -0.22205 | 0 | 0
29 | 0.98722 | -0.2453 | 0.00068991 | 0.00017291
30 | 0.98823 | -0.22566 | 0.0019143 | 0.00047976
31 | 0.99003 | -0.19084 | 0.0010969 | 0.00027492
32 | 0.99247 | -0.14371 | 0.0014373 | 0.00036023
33 | 0.99048 | -0.18209 | 0 | 0
34 | 0.99129 | -0.16641 | 0.0021681 | 0.00054338
35 | 0.99862 | -0.026518 | 0 | 0
36 | 0.99832 | -0.032184 | 0.0027207 | 0.00068186
37 | 0.9992 | -0.015327 | 0.00097399 | 0.00024411
38 | 0.98772 | -0.2357 | 0 | 0
39 | 0.98787 | -0.23271 | 0.0019072 | 0.00047798
40 | 0.98761 | -0.23782 | 0.00076894 | 0.00019271
41 | 0.98376 | -0.3128 | 0 | 0
42 | 0.98383 | -0.31122 | 0 | 0
43 | 0.98372 | -0.31341 | 0.00032908 | 8.2476e-05
44 | 0.98368 | -0.31426 | 0 | 0
45 | 0.98392 | -0.3095 | 0.0027585 | 0.00069134
46 | 0.98568 | -0.2754 | 0.020998 | 0.0052625
47 | 0.98434 | -0.30156 | 0 | 0
48 | 0.98409 | -0.30635 | 0.0054531 | 0.0013667
49 | 0.99225 | -0.14796 | 0 | 0
50 | 0.99231 | -0.14688 | 0.00072229 | 0.00018102
51 | 0.99223 | -0.14838 | 0.0019674 | 0.00049307
52 | 0.98507 | -0.28712 | 0 | 0
53 | 0.98503 | -0.28791 | 0.0018457 | 0.00046257
54 | 0.9851 | -0.28648 | 0.001111 | 0.00027845
55 | 0.98365 | -0.31489 | 0 | 0
56 | 0.98364 | -0.31498 | 0.00075681 | 0.00018968
57 | 0.98491 | -0.29013 | 0 | 0
58 | 0.98489 | -0.29067 | 0.0017296 | 0.00043347
59 | 0.98492 | -0.29001 | 0.00083168 | 0.00020844
60 | 0.98364 | -0.31496 | 0.0010854 | 0.00027203
61 | 0.98366 | -0.3145 | 0.000666 | 0.00016692
62 | 0.98367 | -0.31445 | 0 | 0
63 | 0.98368 | -0.31412 | 0.00067503 | 0.00016918
64 | 0.98379 | -0.31207 | 0.00097478 | 0.0002443
65 | 0.98382 | -0.31149 | 0.0006027 | 0.00015105
66 | 0.98392 | -0.30952 | 0.0013074 | 0.00032767
67 | 0.98405 | -0.30689 | 0 | 0
68 | 0.98426 | -0.30311 | 0.0025852 | 0.00064792
69 | 0.98666 | -0.25614 | 0.0021802 | 0.00054641
70 | 0.98819 | -0.22647 | 0.0017234 | 0.00043194
71 | 0.98619 | -0.26536 | 0.014718 | 0.0036887
72 | 0.98798 | -0.23067 | 0.0012372 | 0.00031008
73 | 0.98803 | -0.22965 | 0 | 0
74 | 0.98845 | -0.22148 | 0.0063389 | 0.0015887
75 | 0.98568 | -0.27536 | 0.0047595 | 0.0011928
76 | 0.98603 | -0.26847 | 0.0011474 | 0.00028758
77 | 0.98587 | -0.27163 | 0.0017345 | 0.00043472
78 | 0.98548 | -0.27917 | 0.0013577 | 0.00034026
79 | 0.98889 | -0.21303 | 0.0031946 | 0.00080064
80 | 0.98864 | -0.21779 | 0.000606 | 0.00015188
81 | 0.98584 | -0.27203 | 0.0017515 | 0.00043896
82 | 0.98587 | -0.27151 | 0.0022378 | 0.00056084
83 | 0.98579 | -0.27295 | 0.0017445 | 0.00043721
84 | 0.98593 | -0.27023 | 0.0013244 | 0.00033193
85 | 0.98576 | -0.27354 | 0.00087944 | 0.00022041
86 | 0.98612 | -0.26652 | 0 | 0
87 | 0.98574 | -0.2739 | 0.0017954 | 0.00044997
88 | 0.98647 | -0.25975 | 0 | 0
89 | 0.98555 | -0.2776 | 0.0014766 | 0.00037007
90 | 0.98571 | -0.27463 | 0.001668 | 0.00041803
91 | 0.98275 | -0.3323 | 0.0038577 | 0.00096683
92 | 0.9829 | -0.32948 | 0.0016953 | 0.00042489
93 | 0.98249 | -0.3374 | 0.0040712 | 0.0010203
94 | 0.98321 | -0.3233 | 0.0011878 | 0.0002977
95 | 0.98247 | -0.33779 | 0.00098909 | 0.00024789
96 | 0.98328 | -0.32197 | 0.0059169 | 0.0014829
97 | 0.98243 | -0.33861 | 0.0011566 | 0.00028987
98 | 0.98339 | -0.31986 | 0.0012027 | 0.00030142
99 | 0.98235 | -0.34024 | 0.0066129 | 0.0016573
100 | 0.98728 | -0.24416 | 0.0016601 | 0.00041605
101 | 0.98719 | -0.24604 | 0.00096054 | 0.00024074
102 | 0.98743 | -0.24124 | 0.00091082 | 0.00022827
103 | 0.98534 | -0.28186 | 0.0013466 | 0.00033749
104 | 0.99537 | -0.088989 | 0.0027944 | 0.00070034
105 | 0.99541 | -0.088281 | 0.00064137 | 0.00016074
106 | 0.99536 | -0.089349 | 0.0014647 | 0.0003671
107 | 0.99556 | -0.085371 | 0.0012472 | 0.00031257
108 | 0.99561 | -0.084417 | 0.0012391 | 0.00031056
109 | 0.99573 | -0.082064 | 0.0023483 | 0.00058854
110 | 0.99122 | -0.16782 | 0.0023506 | 0.00058913
111 | 0.98946 | -0.2017 | 0 | 0
112 | 0.98938 | -0.20329 | 0.0014751 | 0.0003697
113 | 0.98833 | -0.22365 | 0.00099418 | 0.00024917
114 | 0.99241 | -0.14488 | 0.0025403 | 0.00063667
115 | 0.98936 | -0.20363 | 0.0014751 | 0.0003697
116 | 0.9883 | -0.22429 | 0.0014761 | 0.00036993
117 | 0.99239 | -0.14523 | 0.0018531 | 0.00046444
118 | 0.98502 | -0.28809 | 0.0016649 | 0.00041725
119 | 0.98508 | -0.28695 | 0.0022321 | 0.00055942
120 | 0.98495 | -0.28932 | 0 | 0
121 | 0.9852 | -0.28451 | 0 | 0
122 | 0.98495 | -0.28939 | 0.0013834 | 0.00034672
123 | 0.98544 | -0.27988 | 0.0010481 | 0.00026269
124 | 0.9852 | -0.28462 | 0.0013989 | 0.0003506
125 | 0.98556 | -0.2775 | 0.0010379 | 0.00026012
126 | 0.98514 | -0.28567 | 0.0013983 | 0.00035045
127 | 0.99581 | -0.080567 | 0.0039985 | 0.0010021
128 | 0.99595 | -0.077824 | 0.0055577 | 0.0013929
129 | 0.98713 | -0.24688 | 0.0019955 | 0.00050013
130 | 0.98596 | -0.2697 | 0.0062664 | 0.0015705
131 | 0.98557 | -0.27739 | 0.0019888 | 0.00049845
132 | 1 | 0 | -0.24328 | -0.061617
133 | 0.98354 | -0.31697 | 0.0011878 | 0.0002977
134 | 0.98415 | -0.30494 | 0 | 0
135 | 0.98402 | -0.30751 | 0.0026499 | 0.00066413
136 | 0.98369 | -0.31397 | 0.0011942 | 0.00029929
137 | 0.98492 | -0.29 | 0.0059238 | 0.0014847
138 | 0.98569 | -0.27495 | 0.0020266 | 0.00050793
139 | 0.98936 | -0.2038 | 0.0014767 | 0.0003701
140 | 0.99998 | 149.9956 | 0 | 0

## res_line
| p_from_mw | q_from_mvar | p_to_mw | q_to_mvar | pl_mw | ql_mvar | i_from_ka | i_to_ka | i_ka | vm_from_pu | va_from_degree | vm_to_pu | va_to_degree | loading_percent
0 | -0.0033022 | -0.00082761 | 0.0033026 | 0.00082737 | 3.3298e-07 | -2.4285e-07 | 0.0049838 | 0.0049837 | 0.0049838 | 0.98594 | -0.27042 | 0.98605 | -0.2683 | 1.3692
1 | -0.0033026 | -0.00082737 | 0.0033047 | 0.00082579 | 2.1623e-06 | -1.5803e-06 | 0.0049837 | 0.0049826 | 0.0049837 | 0.98605 | -0.2683 | 0.98675 | -0.25454 | 1.3691
2 | -0.0033047 | -0.00082579 | 0.0033059 | 0.00082495 | 1.1485e-06 | -8.416e-07 | 0.0049826 | 0.0049821 | 0.0049826 | 0.98675 | -0.25454 | 0.98713 | -0.24723 | 1.3689
3 | -0.0058647 | -0.0014693 | 0.0058702 | 0.0014704 | 5.5432e-06 | 1.1607e-06 | 0.0088714 | 0.0088706 | 0.0088714 | 0.98367 | -0.31451 | 0.98469 | -0.29467 | 2.4372
4 | 0.0058647 | 0.0014693 | -0.0058603 | -0.0014683 | 4.428e-06 | 9.3105e-07 | 0.0088714 | 0.0088721 | 0.0088721 | 0.98367 | -0.31451 | 0.98286 | -0.33037 | 2.4374
5 | 0.0074207 | 0.0018598 | -0.0074192 | -0.0018592 | 1.5658e-06 | 5.7983e-07 | 0.011214 | 0.011214 | 0.011214 | 0.98469 | -0.29467 | 0.98446 | -0.2991 | 3.0808
6 | -0.013291 | -0.0033302 | 0.013295 | 0.0033322 | 3.5635e-06 | 1.9809e-06 | 0.020084 | 0.020084 | 0.020084 | 0.98469 | -0.29467 | 0.98498 | -0.28905 | 5.5177
7 | 0.0034339 | 0.00086024 | -0.0034337 | -0.00086034 | 1.7455e-07 | -1.0655e-07 | 0.0051987 | 0.0051987 | 0.0051987 | 0.98286 | -0.33037 | 0.98281 | -0.33144 | 1.4282
8 | -0.0034335 | -0.00086045 | 0.0034337 | 0.00086034 | 1.8058e-07 | -1.1019e-07 | 0.0051988 | 0.0051987 | 0.0051988 | 0.98275 | -0.33254 | 0.98281 | -0.33144 | 1.4282
9 | 0.0034335 | 0.00086045 | -0.0034335 | -0.0008605 | 8.4797e-08 | -5.1734e-08 | 0.0051988 | 0.0051988 | 0.0051988 | 0.98275 | -0.33254 | 0.98272 | -0.33306 | 1.4283
10 | 0.005455 | 0.0013669 | -0.0054544 | -0.0013669 | 6.3747e-07 | 9.0092e-08 | 0.0082452 | 0.0082453 | 0.0082453 | 0.98446 | -0.2991 | 0.98434 | -0.30156 | 2.2652
11 | -0.015318 | -0.0038394 | 0.015324 | 0.0038424 | 5.2487e-06 | 3.0264e-06 | 0.023142 | 0.023142 | 0.023142 | 0.98498 | -0.28905 | 0.98534 | -0.28186 | 6.3576
12 | -0.0046221 | -0.0011548 | 0.0046224 | 0.0011548 | 2.6029e-07 | -1.6274e-08 | 0.0069662 | 0.0069662 | 0.0069662 | 0.98713 | -0.24723 | 0.98719 | -0.24604 | 1.9138
13 | -0.006124 | -0.0015346 | 0.0061259 | 0.0015351 | 1.9189e-06 | 4.6639e-07 | 0.0092501 | 0.0092498 | 0.0092501 | 0.98513 | -0.2861 | 0.98547 | -0.27953 | 2.5412
14 | 0.006124 | 0.0015346 | -0.0061193 | -0.0015334 | 4.7226e-06 | 1.1502e-06 | 0.0092501 | 0.0092507 | 0.0092507 | 0.98513 | -0.2861 | 0.9843 | -0.3023 | 2.5414
15 | -0.0061259 | -0.0015351 | 0.0061271 | 0.0015354 | 1.2045e-06 | 2.9245e-07 | 0.0092498 | 0.0092496 | 0.0092498 | 0.98547 | -0.27953 | 0.98568 | -0.2754 | 2.5411
16 | 0.0025853 | 0.00064776 | -0.0025852 | -0.00064792 | 1.0005e-07 | -1.5797e-07 | 0.0039083 | 0.0039084 | 0.0039084 | 0.9843 | -0.3023 | 0.98426 | -0.30311 | 1.0737
17 | -0.044574 | -0.01123 | 0.044639 | 0.011272 | 6.574e-05 | 4.157e-05 | 0.066993 | 0.066993 | 0.066993 | 0.99036 | -0.18448 | 0.99196 | -0.1537 | 18.4046
18 | 0.044574 | 0.01123 | -0.044546 | -0.011213 | 2.7321e-05 | 1.7277e-05 | 0.066993 | 0.066993 | 0.066993 | 0.99036 | -0.18448 | 0.9897 | -0.1973 | 18.4047
19 | -0.044639 | -0.011272 | 0.044682 | 0.011298 | 4.2246e-05 | 2.6713e-05 | 0.066993 | 0.066993 | 0.066993 | 0.99196 | -0.1537 | 0.99298 | -0.13396 | 18.4046
20 | 0.042153 | 0.010613 | -0.042122 | -0.010593 | 3.1659e-05 | 1.9992e-05 | 0.063395 | 0.063395 | 0.063395 | 0.9897 | -0.1973 | 0.98889 | -0.21303 | 17.4162
21 | -0.050302 | -0.012731 | 0.050348 | 0.01276 | 4.6189e-05 | 2.9279e-05 | 0.075318 | 0.075318 | 0.075318 | 0.99437 | -0.10727 | 0.99537 | -0.08816 | 20.6917
22 | 0.048708 | 0.012331 | -0.048668 | -0.012306 | 4.0447e-05 | 2.5623e-05 | 0.072933 | 0.072933 | 0.072933 | 0.99437 | -0.10727 | 0.99347 | -0.12458 | 20.0365
23 | 0.0015938 | 0.00039939 | -0.0015938 | -0.00039945 | 1.0667e-08 | -5.8037e-08 | 0.0023851 | 0.0023851 | 0.0023851 | 0.99437 | -0.10727 | 0.99436 | -0.10741 | 0.65524
24 | 0.16431 | 0.041711 | -0.16389 | -0.041443 | 0.00042115 | 0.00026858 | 0.24582 | 0.24582 | 0.24582 | 0.99537 | -0.08816 | 0.99258 | -0.14158 | 33.7667
25 | -0.21466 | -0.054472 | 0.21473 | 0.054515 | 6.7689e-05 | 4.323e-05 | 0.32114 | 0.32114 | 0.32114 | 0.99537 | -0.08816 | 0.99571 | -0.081606 | 44.1125
26 | 0.048668 | 0.012306 | -0.048646 | -0.012292 | 2.1888e-05 | 1.3866e-05 | 0.072933 | 0.072933 | 0.072933 | 0.99347 | -0.12458 | 0.99298 | -0.13396 | 20.0365
27 | 0.0085222 | 0.0021351 | -0.0085213 | -0.0021348 | 8.6316e-07 | 3.7016e-07 | 0.012776 | 0.012776 | 0.012776 | 0.99258 | -0.14158 | 0.99247 | -0.14371 | 3.5098
28 | 0.055616 | 0.014056 | -0.055508 | -0.013988 | 0.00010778 | 6.8447e-05 | 0.083418 | 0.083418 | 0.083418 | 0.99258 | -0.14158 | 0.99048 | -0.18209 | 22.917
29 | 0.09975 | 0.025252 | -0.099631 | -0.025176 | 0.00011874 | 7.5814e-05 | 0.14963 | 0.14963 | 0.14963 | 0.99258 | -0.14158 | 0.99129 | -0.16641 | 41.1066
30 | -0.2159 | -0.054809 | 0.21675 | 0.055353 | 0.00085133 | 0.00054371 | 0.32289 | 0.32289 | 0.32289 | 0.99571 | -0.081606 | 1 | 0 | 44.3534
31 | -0.019302 | -0.0048399 | 0.019317 | 0.0048488 | 1.4971e-05 | 8.9552e-06 | 0.028829 | 0.028829 | 0.028829 | 0.99632 | -0.070691 | 0.99717 | -0.054429 | 7.9201
32 | 0.019302 | 0.0048399 | -0.019298 | -0.0048374 | 4.0613e-06 | 2.4296e-06 | 0.028829 | 0.028829 | 0.028829 | 0.99632 | -0.070691 | 0.99609 | -0.075107 | 7.9201
33 | -0.021125 | -0.0053019 | 0.021147 | 0.0053155 | 2.2436e-05 | 1.3573e-05 | 0.031526 | 0.031526 | 0.031526 | 0.99717 | -0.054429 | 0.99832 | -0.032184 | 8.6611
34 | 0.0055584 | 0.001393 | -0.0055577 | -0.0013929 | 7.1948e-07 | 9.8297e-08 | 0.0083035 | 0.0083036 | 0.0083036 | 0.99609 | -0.075107 | 0.99595 | -0.077824 | 2.2812
35 | 0.01374 | 0.0034445 | -0.013736 | -0.0034425 | 3.5737e-06 | 1.9928e-06 | 0.020526 | 0.020526 | 0.020526 | 0.99609 | -0.075107 | 0.99581 | -0.080567 | 5.6389
36 | 0.038591 | 0.0097084 | -0.038548 | -0.0096814 | 4.2818e-05 | 2.6971e-05 | 0.058109 | 0.058109 | 0.058109 | 0.98842 | -0.22205 | 0.98722 | -0.2453 | 15.9641
37 | 0.015717 | 0.003938 | -0.015714 | -0.0039364 | 2.7036e-06 | 1.5653e-06 | 0.02366 | 0.02366 | 0.02366 | 0.98842 | -0.22205 | 0.98823 | -0.22566 | 6.5001
38 | -0.054307 | -0.013646 | 0.054388 | 0.013698 | 8.1043e-05 | 5.1453e-05 | 0.081769 | 0.081769 | 0.081769 | 0.98842 | -0.22205 | 0.99003 | -0.19084 | 22.4641
39 | 0.037858 | 0.0095085 | -0.037838 | -0.0094962 | 1.9575e-05 | 1.2323e-05 | 0.05707 | 0.05707 | 0.05707 | 0.98722 | -0.2453 | 0.98666 | -0.25614 | 15.6785
40 | 0.0138 | 0.0034567 | -0.013799 | -0.0034564 | 5.2934e-07 | 2.9689e-07 | 0.020778 | 0.020778 | 0.020778 | 0.98823 | -0.22566 | 0.98819 | -0.22647 | 5.7082
41 | -0.055485 | -0.013973 | 0.055508 | 0.013988 | 2.322e-05 | 1.4746e-05 | 0.083418 | 0.083418 | 0.083418 | 0.99003 | -0.19084 | 0.99048 | -0.18209 | 22.917
42 | 0.007084 | 0.0017745 | -0.0070836 | -0.0017744 | 3.9273e-07 | 1.3137e-07 | 0.010621 | 0.010621 | 0.010621 | 0.99247 | -0.14371 | 0.99241 | -0.14488 | 2.9178
43 | 0.097463 | 0.024633 | -0.097456 | -0.024628 | 6.5624e-06 | 4.1894e-06 | 0.14637 | 0.14637 | 0.14637 | 0.99129 | -0.16641 | 0.99122 | -0.16782 | 40.2125
44 | 0.023875 | 0.0060013 | -0.023868 | -0.0059973 | 6.4566e-06 | 3.9543e-06 | 0.035581 | 0.035581 | 0.035581 | 0.99862 | -0.026518 | 0.99832 | -0.032184 | 9.7751
45 | -0.023875 | -0.0060013 | 0.023887 | 0.0060091 | 1.2764e-05 | 7.8172e-06 | 0.035581 | 0.035581 | 0.035581 | 0.99862 | -0.026518 | 0.9992 | -0.015327 | 9.775
46 | -0.024861 | -0.0062532 | 0.02488 | 0.0062644 | 1.8217e-05 | 1.1195e-05 | 0.037032 | 0.037031 | 0.037032 | 0.9992 | -0.015327 | 1 | 0 | 10.1735
47 | -0.0089265 | -0.002234 | 0.0089278 | 0.0022346 | 1.2702e-06 | 5.7313e-07 | 0.013447 | 0.013447 | 0.013447 | 0.98772 | -0.2357 | 0.98787 | -0.23271 | 3.6942
48 | 0.0089265 | 0.002234 | -0.0089256 | -0.0022336 | 9.0039e-07 | 4.0631e-07 | 0.013447 | 0.013447 | 0.013447 | 0.98772 | -0.2357 | 0.98761 | -0.23782 | 3.6942
49 | -0.010835 | -0.0027125 | 0.010836 | 0.0027131 | 1.0538e-06 | 5.3934e-07 | 0.016319 | 0.016319 | 0.016319 | 0.98787 | -0.23271 | 0.98798 | -0.23067 | 4.4834
50 | 0.0081567 | 0.0020409 | -0.0081553 | -0.0020403 | 1.3271e-06 | 5.4951e-07 | 0.012288 | 0.012288 | 0.012288 | 0.98761 | -0.23782 | 0.98743 | -0.24124 | 3.3759
51 | -0.00032909 | -8.1187e-05 | 0.00032912 | 7.7893e-05 | 2.4125e-08 | -3.2949e-06 | 0.00049732 | 0.00049618 | 0.00049732 | 0.98376 | -0.3128 | 0.98383 | -0.31122 | 0.13663
52 | 0.00032909 | 8.1187e-05 | -0.00032908 | -8.2476e-05 | 9.4667e-09 | -1.2886e-06 | 0.00049732 | 0.00049778 | 0.00049778 | 0.98376 | -0.3128 | 0.98372 | -0.31341 | 0.13675
53 | 0.00075695 | 0.00018628 | -0.00075684 | -0.00018902 | 1.0871e-07 | -2.742e-06 | 0.0011436 | 0.0011446 | 0.0011446 | 0.98383 | -0.31122 | 0.98368 | -0.31426 | 0.31446
54 | -0.0010861 | -0.00026417 | 0.0010862 | 0.00026313 | 8.6756e-08 | -1.0374e-06 | 0.0016398 | 0.0016394 | 0.0016398 | 0.98383 | -0.31122 | 0.98392 | -0.3095 | 0.4505
55 | 0.00075684 | 0.00018902 | -0.00075682 | -0.00018959 | 2.2824e-08 | -5.7498e-07 | 0.0011446 | 0.0011448 | 0.0011448 | 0.98368 | -0.31426 | 0.98365 | -0.31489 | 0.31452
56 | -0.0038446 | -0.00095447 | 0.003845 | 0.00095434 | 3.6156e-07 | -1.3127e-07 | 0.0058112 | 0.005811 | 0.0058112 | 0.98392 | -0.3095 | 0.98402 | -0.30751 | 1.5965
57 | -0.027125 | -0.0067979 | 0.027125 | 0.0067979 | 5.3764e-08 | 3.3318e-08 | 0.040948 | 0.040948 | 0.040948 | 0.98568 | -0.2754 | 0.98568 | -0.27536 | 11.2496
58 | 0.0054544 | 0.0013669 | -0.0054531 | -0.0013667 | 1.2459e-06 | 1.7634e-07 | 0.0082453 | 0.0082455 | 0.0082455 | 0.98434 | -0.30156 | 0.98409 | -0.30635 | 2.2652
59 | -0.0019674 | -0.00049294 | 0.0019675 | 0.0004926 | 1.0124e-07 | -3.3589e-07 | 0.0029503 | 0.0029502 | 0.0029503 | 0.99225 | -0.14796 | 0.99231 | -0.14688 | 0.81053
60 | 0.0019674 | 0.00049294 | -0.0019674 | -0.00049307 | 3.8964e-08 | -1.2924e-07 | 0.0029503 | 0.0029504 | 0.0029504 | 0.99225 | -0.14796 | 0.99223 | -0.14838 | 0.81055
61 | -0.0026898 | -0.00067363 | 0.00269 | 0.00067331 | 2.1132e-07 | -3.1231e-07 | 0.0040333 | 0.0040331 | 0.0040333 | 0.99231 | -0.14688 | 0.99239 | -0.14523 | 1.1081
62 | 0.0018458 | 0.00046231 | -0.0018457 | -0.00046257 | 6.9711e-08 | -2.5981e-07 | 0.0027881 | 0.0027882 | 0.0027882 | 0.98507 | -0.28712 | 0.98503 | -0.28791 | 0.76598
63 | -0.0018458 | -0.00046231 | 0.0018458 | 0.0004621 | 5.6e-08 | -2.0874e-07 | 0.0027881 | 0.002788 | 0.0027881 | 0.98507 | -0.28712 | 0.9851 | -0.28648 | 0.76595
64 | -0.0029568 | -0.00074055 | 0.0029569 | 0.00074043 | 1.1418e-07 | -1.2127e-07 | 0.0044662 | 0.0044661 | 0.0044662 | 0.9851 | -0.28648 | 0.98514 | -0.28567 | 1.227
65 | 0.00075682 | 0.00018959 | -0.00075681 | -0.00018968 | 3.2451e-09 | -8.1729e-08 | 0.0011448 | 0.0011449 | 0.0011449 | 0.98365 | -0.31489 | 0.98364 | -0.31498 | 0.31453
66 | 0.0017296 | 0.00043328 | -0.0017296 | -0.00043347 | 4.4398e-08 | -1.9225e-07 | 0.002613 | 0.0026131 | 0.0026131 | 0.98491 | -0.29013 | 0.98489 | -0.29067 | 0.71789
67 | -0.0017296 | -0.00043328 | 0.0017296 | 0.00043324 | 9.3936e-09 | -4.0678e-08 | 0.002613 | 0.002613 | 0.002613 | 0.98491 | -0.29013 | 0.98492 | -0.29001 | 0.71787
68 | -0.0025613 | -0.00064168 | 0.0025614 | 0.00064155 | 7.6234e-08 | -1.2401e-07 | 0.0038695 | 0.0038695 | 0.0038695 | 0.98492 | -0.29001 | 0.98495 | -0.28939 | 1.0631
69 | -0.0010854 | -0.00027203 | 0.0010854 | 0.00027175 | 2.3387e-08 | -2.787e-07 | 0.0016419 | 0.0016418 | 0.0016419 | 0.98364 | -0.31496 | 0.98366 | -0.3145 | 0.45109
70 | -0.0017514 | -0.00043866 | 0.0017514 | 0.00043864 | 4.2981e-09 | -1.7979e-08 | 0.0026493 | 0.0026493 | 0.0026493 | 0.98366 | -0.3145 | 0.98367 | -0.31445 | 0.72784
71 | -0.0017514 | -0.00043864 | 0.0017515 | 0.00043853 | 2.736e-08 | -1.1445e-07 | 0.0026493 | 0.0026493 | 0.0026493 | 0.98367 | -0.31445 | 0.98368 | -0.31412 | 0.72783
72 | -0.0024265 | -0.00060771 | 0.0024267 | 0.00060726 | 2.3694e-07 | -4.4386e-07 | 0.0036704 | 0.0036702 | 0.0036704 | 0.98368 | -0.31412 | 0.98379 | -0.31207 | 1.0083
73 | -0.0034015 | -0.00085157 | 0.0034016 | 0.00085151 | 9.5258e-08 | -6.0907e-08 | 0.0051446 | 0.0051445 | 0.0051446 | 0.98379 | -0.31207 | 0.98382 | -0.31149 | 1.4133
74 | -0.0040043 | -0.0010026 | 0.0040047 | 0.0010025 | 3.7524e-07 | -1.0633e-07 | 0.0060561 | 0.006056 | 0.0060561 | 0.98382 | -0.31149 | 0.98392 | -0.30952 | 1.6638
75 | -0.0053121 | -0.0013301 | 0.0053128 | 0.0013302 | 6.6389e-07 | 7.641e-08 | 0.0080332 | 0.0080331 | 0.0080332 | 0.98392 | -0.30952 | 0.98405 | -0.30689 | 2.2069
76 | -0.011808 | -0.0029487 | 0.011809 | 0.0029493 | 1.0968e-06 | 5.8532e-07 | 0.017851 | 0.017851 | 0.017851 | 0.98405 | -0.30689 | 0.98415 | -0.30494 | 4.9042
77 | 0.0064951 | 0.0016185 | -0.0064949 | -0.0016185 | 1.9183e-07 | 5.5355e-08 | 0.0098181 | 0.0098182 | 0.0098182 | 0.98405 | -0.30689 | 0.98402 | -0.30751 | 2.6973
78 | 0.035658 | 0.0089498 | -0.035642 | -0.0089399 | 1.5672e-05 | 9.8455e-06 | 0.053782 | 0.053782 | 0.053782 | 0.98666 | -0.25614 | 0.98619 | -0.26536 | 14.7752
79 | 0.012076 | 0.0030245 | -0.012073 | -0.0030232 | 2.4149e-06 | 1.2961e-06 | 0.018183 | 0.018183 | 0.018183 | 0.98819 | -0.22647 | 0.98798 | -0.23067 | 4.9953
80 | 0.020925 | 0.0052513 | -0.020921 | -0.0052494 | 3.1038e-06 | 1.8805e-06 | 0.031575 | 0.031575 | 0.031575 | 0.98619 | -0.26536 | 0.98603 | -0.26847 | 8.6743
81 | -0.031954 | -0.0080343 | 0.031966 | 0.0080421 | 1.2481e-05 | 7.804e-06 | 0.048133 | 0.048133 | 0.048133 | 0.98803 | -0.22965 | 0.98845 | -0.22148 | 13.2234
82 | 0.031954 | 0.0080343 | -0.031884 | -0.0079907 | 6.9584e-05 | 4.351e-05 | 0.048133 | 0.048134 | 0.048134 | 0.98803 | -0.22965 | 0.98568 | -0.27536 | 13.2235
83 | -0.038305 | -0.0096308 | 0.038312 | 0.009635 | 6.7384e-06 | 4.2434e-06 | 0.057676 | 0.057676 | 0.057676 | 0.98845 | -0.22148 | 0.98864 | -0.21779 | 15.845
84 | 0.019774 | 0.0049618 | -0.019771 | -0.00496 | 2.9748e-06 | 1.7903e-06 | 0.029843 | 0.029843 | 0.029843 | 0.98603 | -0.26847 | 0.98587 | -0.27163 | 8.1986
85 | 0.018036 | 0.0045253 | -0.01803 | -0.0045214 | 6.4799e-06 | 3.85e-06 | 0.027225 | 0.027225 | 0.027225 | 0.98587 | -0.27163 | 0.98548 | -0.27917 | 7.4794
86 | 0.016672 | 0.0041812 | -0.01667 | -0.0041799 | 2.1372e-06 | 1.2532e-06 | 0.025175 | 0.025175 | 0.025175 | 0.98548 | -0.27917 | 0.98534 | -0.28186 | 6.9162
87 | 0.038927 | 0.0097925 | -0.038918 | -0.0097869 | 8.8615e-06 | 5.583e-06 | 0.058588 | 0.058588 | 0.058588 | 0.98889 | -0.21303 | 0.98864 | -0.21779 | 16.0956
88 | -0.0098662 | -0.0024726 | 0.0098664 | 0.0024727 | 2.44e-07 | 1.1875e-07 | 0.014892 | 0.014892 | 0.014892 | 0.98584 | -0.27203 | 0.98587 | -0.27151 | 4.0912
89 | 0.0081147 | 0.0020336 | -0.0081144 | -0.0020335 | 3.5445e-07 | 1.4652e-07 | 0.012248 | 0.012248 | 0.012248 | 0.98584 | -0.27203 | 0.98579 | -0.27295 | 3.3649
90 | -0.012104 | -0.0030335 | 0.012105 | 0.0030339 | 7.3992e-07 | 3.9816e-07 | 0.018269 | 0.018269 | 0.018269 | 0.98587 | -0.27151 | 0.98593 | -0.27023 | 5.0191
91 | 0.0063699 | 0.0015962 | -0.0063697 | -0.0015962 | 1.7876e-07 | 4.8669e-08 | 0.009615 | 0.009615 | 0.009615 | 0.98579 | -0.27295 | 0.98576 | -0.27354 | 2.6415
92 | -0.013429 | -0.0033658 | 0.013432 | 0.0033672 | 2.3743e-06 | 1.323e-06 | 0.020268 | 0.020268 | 0.020268 | 0.98593 | -0.27023 | 0.98612 | -0.26652 | 5.5682
93 | 0.0054903 | 0.0013758 | -0.0054902 | -0.0013758 | 9.4742e-08 | 1.3742e-08 | 0.0082875 | 0.0082875 | 0.0082875 | 0.98576 | -0.27354 | 0.98574 | -0.2739 | 2.2768
94 | -0.061831 | -0.015531 | 0.061851 | 0.015544 | 1.9977e-05 | 1.2707e-05 | 0.093313 | 0.093313 | 0.093313 | 0.98612 | -0.26652 | 0.98647 | -0.25975 | 25.6355
95 | 0.0484 | 0.012164 | -0.048374 | -0.012148 | 2.5583e-05 | 1.621e-05 | 0.073045 | 0.073045 | 0.073045 | 0.98612 | -0.26652 | 0.98555 | -0.2776 | 20.0674
96 | 0.0036948 | 0.0009258 | -0.0036946 | -0.00092586 | 1.2876e-07 | -5.8302e-08 | 0.0055773 | 0.0055774 | 0.0055774 | 0.98574 | -0.2739 | 0.98571 | -0.27463 | 1.5322
97 | 0.023961 | 0.006012 | -0.02395 | -0.006005 | 1.1359e-05 | 6.9736e-06 | 0.036146 | 0.036146 | 0.036146 | 0.98647 | -0.25975 | 0.98596 | -0.2697 | 9.9303
98 | -0.085813 | -0.021556 | 0.085866 | 0.021589 | 5.2742e-05 | 3.3648e-05 | 0.12946 | 0.12946 | 0.12946 | 0.98647 | -0.25975 | 0.98713 | -0.24688 | 35.5658
99 | 0.046898 | 0.011778 | -0.04687 | -0.01176 | 2.7746e-05 | 1.757e-05 | 0.070816 | 0.070816 | 0.070816 | 0.98555 | -0.2776 | 0.98492 | -0.29 | 19.4549
100 | 0.0020267 | 0.00050783 | -0.0020266 | -0.00050793 | 3.1326e-08 | -9.371e-08 | 0.0030594 | 0.0030595 | 0.0030595 | 0.98571 | -0.27463 | 0.98569 | -0.27495 | 0.84051
101 | -0.016692 | -0.0041843 | 0.016694 | 0.0041857 | 2.2449e-06 | 1.318e-06 | 0.025274 | 0.025274 | 0.025274 | 0.98275 | -0.3323 | 0.9829 | -0.32948 | 6.9433
102 | 0.012834 | 0.0032175 | -0.012831 | -0.0032158 | 3.1171e-06 | 1.7161e-06 | 0.019433 | 0.019433 | 0.019433 | 0.98275 | -0.3323 | 0.98249 | -0.3374 | 5.3386
103 | -0.018389 | -0.0046105 | 0.018395 | 0.0046138 | 5.4147e-06 | 3.2292e-06 | 0.02784 | 0.02784 | 0.02784 | 0.9829 | -0.32948 | 0.98321 | -0.3233 | 7.6484
104 | 0.0087596 | 0.0021955 | -0.0087594 | -0.0021954 | 1.616e-07 | 7.2417e-08 | 0.013267 | 0.013267 | 0.013267 | 0.98249 | -0.3374 | 0.98247 | -0.33779 | 3.6447
105 | -0.019582 | -0.0049115 | 0.019584 | 0.0049122 | 1.2474e-06 | 7.503e-07 | 0.029638 | 0.029638 | 0.029638 | 0.98321 | -0.3233 | 0.98328 | -0.32197 | 8.1422
106 | 0.0077703 | 0.0019475 | -0.00777 | -0.0019474 | 3.0383e-07 | 1.2037e-07 | 0.011769 | 0.011769 | 0.011769 | 0.98247 | -0.33779 | 0.98243 | -0.33861 | 3.2332
107 | -0.0255 | -0.0063951 | 0.025503 | 0.0063967 | 2.5594e-06 | 1.5799e-06 | 0.038592 | 0.038592 | 0.038592 | 0.98328 | -0.32197 | 0.98339 | -0.31986 | 10.6021
108 | 0.0066134 | 0.0016575 | -0.0066129 | -0.0016573 | 5.1349e-07 | 1.5585e-07 | 0.010017 | 0.010017 | 0.010017 | 0.98243 | -0.33861 | 0.98235 | -0.34024 | 2.7519
109 | -0.026706 | -0.0066981 | 0.026709 | 0.0067004 | 3.6767e-06 | 2.2769e-06 | 0.040412 | 0.040412 | 0.040412 | 0.98339 | -0.31986 | 0.98354 | -0.31697 | 11.1021
110 | 0.0055834 | 0.0013956 | -0.0055829 | -0.0013956 | 4.9993e-07 | 7.9172e-08 | 0.0084139 | 0.008414 | 0.008414 | 0.98728 | -0.24416 | 0.98719 | -0.24604 | 2.3115
111 | -0.0072435 | -0.0018117 | 0.0072445 | 0.001812 | 1.0057e-06 | 3.558e-07 | 0.010916 | 0.010916 | 0.010916 | 0.98728 | -0.24416 | 0.98743 | -0.24124 | 2.9989
112 | -0.0042591 | -0.0010673 | 0.0042593 | 0.0010672 | 1.437e-07 | -3.0902e-08 | 0.0063671 | 0.006367 | 0.0063671 | 0.99537 | -0.088989 | 0.99541 | -0.088281 | 1.7492
113 | 0.0014648 | 0.00036693 | -0.0014647 | -0.0003671 | 2.5093e-08 | -1.6534e-07 | 0.0021897 | 0.0021897 | 0.0021897 | 0.99537 | -0.088989 | 0.99536 | -0.089349 | 0.60157
114 | -0.0049006 | -0.001228 | 0.0049013 | 0.001228 | 6.7926e-07 | -4.0952e-09 | 0.0073258 | 0.0073256 | 0.0073258 | 0.99541 | -0.088281 | 0.99556 | -0.085371 | 2.0126
115 | -0.0061485 | -0.0015405 | 0.0061488 | 0.0015406 | 2.7944e-07 | 6.4099e-08 | 0.0091897 | 0.0091897 | 0.0091897 | 0.99556 | -0.085371 | 0.99561 | -0.084417 | 2.5246
116 | -0.0073879 | -0.0018512 | 0.0073888 | 0.0018515 | 8.2811e-07 | 2.9441e-07 | 0.011042 | 0.011042 | 0.011042 | 0.99561 | -0.084417 | 0.99573 | -0.082064 | 3.0334
117 | -0.009737 | -0.00244 | 0.0097377 | 0.0024403 | 6.943e-07 | 3.306e-07 | 0.014551 | 0.014551 | 0.014551 | 0.99573 | -0.082064 | 0.99581 | -0.080567 | 3.9975
118 | 0.095106 | 0.024039 | -0.094951 | -0.023941 | 0.00015424 | 9.8456e-05 | 0.14284 | 0.14284 | 0.14284 | 0.99122 | -0.16782 | 0.98946 | -0.2017 | 39.2431
119 | 0.0044273 | 0.0011093 | -0.004427 | -0.0011094 | 3.346e-07 | -4.4365e-08 | 0.006658 | 0.0066581 | 0.0066581 | 0.98946 | -0.2017 | 0.98938 | -0.20329 | 1.8291
120 | 0.090524 | 0.022832 | -0.090429 | -0.022771 | 9.5026e-05 | 6.0642e-05 | 0.13619 | 0.13619 | 0.13619 | 0.98946 | -0.2017 | 0.98833 | -0.22365 | 37.414
121 | 0.0029519 | 0.00073967 | -0.0029518 | -0.00073972 | 4.8053e-08 | -5.2737e-08 | 0.0044395 | 0.0044396 | 0.0044396 | 0.98938 | -0.20329 | 0.98936 | -0.20363 | 1.2197
122 | 0.089435 | 0.022522 | -0.089432 | -0.02252 | 2.7324e-06 | 1.7436e-06 | 0.13469 | 0.13469 | 0.13469 | 0.98833 | -0.22365 | 0.9883 | -0.22429 | 37.0028
123 | 0.0045432 | 0.0011377 | -0.0045432 | -0.0011378 | 7.653e-08 | -7.8492e-09 | 0.0068118 | 0.0068118 | 0.0068118 | 0.99241 | -0.14488 | 0.99239 | -0.14523 | 1.8714
124 | 0.0014767 | 0.00037002 | -0.0014767 | -0.0003701 | 1.2033e-08 | -7.5832e-08 | 0.002221 | 0.002221 | 0.002221 | 0.98936 | -0.20363 | 0.98936 | -0.2038 | 0.61016
125 | 0.087956 | 0.02215 | -0.087861 | -0.022089 | 9.488e-05 | 6.0539e-05 | 0.13247 | 0.13247 | 0.13247 | 0.9883 | -0.22429 | 0.98713 | -0.24688 | 36.3922
126 | -0.0056099 | -0.0014054 | 0.0056102 | 0.0014055 | 3.0517e-07 | 5.1056e-08 | 0.0084744 | 0.0084743 | 0.0084744 | 0.98502 | -0.28809 | 0.98508 | -0.28695 | 2.3281
127 | 0.003945 | 0.00098819 | -0.0039448 | -0.00098826 | 2.3136e-07 | -7.3045e-08 | 0.0059594 | 0.0059594 | 0.0059594 | 0.98502 | -0.28809 | 0.98495 | -0.28932 | 1.6372
128 | -0.0078423 | -0.0019649 | 0.0078432 | 0.0019653 | 9.0925e-07 | 3.6192e-07 | 0.011846 | 0.011846 | 0.011846 | 0.98508 | -0.28695 | 0.9852 | -0.28451 | 3.2544
129 | 0.0039448 | 0.00098826 | -0.0039448 | -0.00098827 | 1.2612e-08 | -3.981e-09 | 0.0059594 | 0.0059595 | 0.0059595 | 0.98495 | -0.28932 | 0.98495 | -0.28939 | 1.6372
130 | -0.013598 | -0.0034067 | 0.013601 | 0.0034084 | 2.9984e-06 | 1.6775e-06 | 0.020537 | 0.020537 | 0.020537 | 0.9852 | -0.28451 | 0.98544 | -0.27988 | 5.642
131 | 0.0057544 | 0.0014415 | -0.0057544 | -0.0014415 | 2.8873e-08 | 5.4986e-09 | 0.0086911 | 0.0086911 | 0.0086911 | 0.9852 | -0.28451 | 0.9852 | -0.28462 | 2.3877
132 | -0.014649 | -0.0036711 | 0.01465 | 0.003672 | 1.6658e-06 | 9.504e-07 | 0.02212 | 0.02212 | 0.02212 | 0.98544 | -0.27988 | 0.98556 | -0.2775 | 6.0768
133 | 0.0043555 | 0.0010908 | -0.0043553 | -0.0010909 | 2.1843e-07 | -3.16e-08 | 0.0065782 | 0.0065782 | 0.0065782 | 0.9852 | -0.28462 | 0.98514 | -0.28567 | 1.8072
134 | -0.015688 | -0.0039322 | 0.015688 | 0.0039322 | 8.2317e-08 | 4.7698e-08 | 0.023687 | 0.023687 | 0.023687 | 0.98556 | -0.2775 | 0.98557 | -0.27739 | 6.5073
135 | 0.017684 | 0.0044345 | -0.017677 | -0.0044307 | 6.4789e-06 | 3.8373e-06 | 0.026689 | 0.026689 | 0.026689 | 0.98596 | -0.2697 | 0.98557 | -0.27739 | 7.3322
136 | -0.027897 | -0.0069981 | 0.027901 | 0.0070006 | 3.9951e-06 | 2.481e-06 | 0.042209 | 0.042209 | 0.042209 | 0.98354 | -0.31697 | 0.98369 | -0.31397 | 11.5958
137 | 0.029108 | 0.0073077 | -0.029095 | -0.0072999 | 1.2538e-05 | 7.8052e-06 | 0.044015 | 0.044015 | 0.044015 | 0.98415 | -0.30494 | 0.98369 | -0.31397 | 12.092
138 | -0.040917 | -0.010257 | 0.040946 | 0.010275 | 2.9136e-05 | 1.8389e-05 | 0.061866 | 0.061866 | 0.061866 | 0.98415 | -0.30494 | 0.98492 | -0.29 | 16.9962

## res_trafo
| p_hv_mw | q_hv_mvar | p_lv_mw | q_lv_mvar | pl_mw | ql_mvar | i_hv_ka | i_lv_ka | vm_hv_pu | va_hv_degree | vm_lv_pu | va_lv_degree | loading_percent
0 | -1.2729e-15 | -1.3162e-15 | 0.00165 | 1.2699e-07 | 0.00165 | 1.2699e-07 | 5.2857e-17 | 0.0023815 | 0.99998 | 149.9956 | 1 | 0 | 0.2619

## res_ext_grid
| p_mw | q_mvar
0 | 0.24604 | 0.062309

## res_load
| p_mw | q_mvar
0 | 0.0033022 | 0.00082761
1 | 0.0024264 | 0.00060811
2 | 0.0034335 | 0.0008605
3 | 0.0019642 | 0.00049227
4 | 0.0020238 | 0.00050721
5 | 0.0013163 | 0.00032989
6 | 0.0035339 | 0.00088569
7 | 0.0023932 | 0.00059979
8 | 0.0015938 | 0.00039945
9 | 0.0011738 | 0.00029418
10 | 0.0039642 | 0.00099351
11 | 0.0018077 | 0.00045305
12 | 0.00068991 | 0.00017291
13 | 0.0019143 | 0.00047976
14 | 0.0010969 | 0.00027492
15 | 0.0014373 | 0.00036023
16 | 0.0021681 | 0.00054338
17 | 0.0027207 | 0.00068186
18 | 0.00097399 | 0.00024411
19 | 0.0019072 | 0.00047798
20 | 0.00076894 | 0.00019271
21 | 0.00032908 | 8.2476e-05
22 | 0.0027585 | 0.00069134
23 | 0.020998 | 0.0052625
24 | 0.0054531 | 0.0013667
25 | 0.00072229 | 0.00018102
26 | 0.0019674 | 0.00049307
27 | 0.0018457 | 0.00046257
28 | 0.001111 | 0.00027845
29 | 0.00075681 | 0.00018968
30 | 0.0017296 | 0.00043347
31 | 0.00083168 | 0.00020844
32 | 0.0010854 | 0.00027203
33 | 0.000666 | 0.00016692
34 | 0.00067503 | 0.00016918
35 | 0.00097478 | 0.0002443
36 | 0.0006027 | 0.00015105
37 | 0.0013074 | 0.00032767
38 | 0.0025852 | 0.00064792
39 | 0.0021802 | 0.00054641
40 | 0.0017234 | 0.00043194
41 | 0.014718 | 0.0036887
42 | 0.0012372 | 0.00031008
43 | 0.0063389 | 0.0015887
44 | 0.0047595 | 0.0011928
45 | 0.0011474 | 0.00028758
46 | 0.0017345 | 0.00043472
47 | 0.0013577 | 0.00034026
48 | 0.0031946 | 0.00080064
49 | 0.000606 | 0.00015188
50 | 0.0017515 | 0.00043896
51 | 0.0022378 | 0.00056084
52 | 0.0017445 | 0.00043721
53 | 0.0013244 | 0.00033193
54 | 0.00087944 | 0.00022041
55 | 0.0017954 | 0.00044997
56 | 0.0014766 | 0.00037007
57 | 0.001668 | 0.00041803
58 | 0.0038577 | 0.00096683
59 | 0.0016953 | 0.00042489
60 | 0.0040712 | 0.0010203
61 | 0.0011878 | 0.0002977
62 | 0.00098909 | 0.00024789
63 | 0.0059169 | 0.0014829
64 | 0.0011566 | 0.00028987
65 | 0.0012027 | 0.00030142
66 | 0.0066129 | 0.0016573
67 | 0.0016601 | 0.00041605
68 | 0.00096054 | 0.00024074
69 | 0.00091082 | 0.00022827
70 | 0.0013466 | 0.00033749
71 | 0.0027944 | 0.00070034
72 | 0.00064137 | 0.00016074
73 | 0.0014647 | 0.0003671
74 | 0.0012472 | 0.00031257
75 | 0.0012391 | 0.00031056
76 | 0.0023483 | 0.00058854
77 | 0.0023506 | 0.00058913
78 | 0.0014751 | 0.0003697
79 | 0.00099418 | 0.00024917
80 | 0.0025403 | 0.00063667
81 | 0.0014751 | 0.0003697
82 | 0.0014761 | 0.00036993
83 | 0.0018531 | 0.00046444
84 | 0.0016649 | 0.00041725
85 | 0.0022321 | 0.00055942
86 | 0.0013834 | 0.00034672
87 | 0.0010481 | 0.00026269
88 | 0.0013989 | 0.0003506
89 | 0.0010379 | 0.00026012
90 | 0.0013983 | 0.00035045
91 | 0.0039985 | 0.0010021
92 | 0.0055577 | 0.0013929
93 | 0.0019955 | 0.00050013
94 | 0.0062664 | 0.0015705
95 | 0.0019888 | 0.00049845
96 | 0.002761 | 0.00069196
97 | 0.0011878 | 0.0002977
98 | 0.0026499 | 0.00066413
99 | 0.0011942 | 0.00029929
100 | 0.0059238 | 0.0014847
101 | 0.0020266 | 0.00050793
102 | 0.0014767 | 0.0003701

## dtypes
| element | column | dtype
0 | bus | name | object
1 | bus | vn_kv | float64
2 | bus | type | object
3 | bus | zone | object
4 | bus | in_service | bool
5 | load | name | object
6 | load | bus | uint32
7 | load | p_mw | float64
8 | load | q_mvar | float64
9 | load | const_z_percent | float64
10 | load | const_i_percent | float64
11 | load | sn_mva | float64
12 | load | scaling | float64
13 | load | in_service | bool
14 | load | type | object
15 | ext_grid | name | object
16 | ext_grid | bus | uint32
17 | ext_grid | vm_pu | float64
18 | ext_grid | va_degree | float64
19 | ext_grid | slack_weight | float64
20 | ext_grid | in_service | bool
21 | line | name | object
22 | line | std_type | object
23 | line | from_bus | uint32
24 | line | to_bus | uint32
25 | line | length_km | float64
26 | line | r_ohm_per_km | float64
27 | line | x_ohm_per_km | float64
28 | line | c_nf_per_km | float64
29 | line | g_us_per_km | float64
30 | line | max_i_ka | float64
31 | line | df | float64
32 | line | parallel | uint32
33 | line | type | object
34 | line | in_service | bool
35 | trafo | name | object
36 | trafo | std_type | object
37 | trafo | hv_bus | uint32
38 | trafo | lv_bus | uint32
39 | trafo | sn_mva | float64
40 | trafo | vn_hv_kv | float64
41 | trafo | vn_lv_kv | float64
42 | trafo | vk_percent | float64
43 | trafo | vkr_percent | float64
44 | trafo | pfe_kw | float64
45 | trafo | i0_percent | float64
46 | trafo | shift_degree | float64
47 | trafo | tap_side | object
48 | trafo | tap_neutral | int32
49 | trafo | tap_min | int32
50 | trafo | tap_max | int32
51 | trafo | tap_step_percent | float64
52 | trafo | tap_step_degree | float64
53 | trafo | tap_pos | int32
54 | trafo | tap_phase_shifter | bool
55 | trafo | parallel | uint32
56 | trafo | df | float64
57 | trafo | in_service | bool
58 | line_geodata | coords | object
59 | bus_geodata | x | float64
60 | bus_geodata | y | float64
61 | bus_geodata | coords | object
62 | res_bus | vm_pu | float64
63 | res_bus | va_degree | float64
64 | res_bus | p_mw | float64
65 | res_bus | q_mvar | float64
66 | res_line | p_from_mw | float64
67 | res_line | q_from_mvar | float64
68 | res_line | p_to_mw | float64
69 | res_line | q_to_mvar | float64
70 | res_line | pl_mw | float64
71 | res_line | ql_mvar | float64
72 | res_line | i_from_ka | float64
73 | res_line | i_to_ka | float64
74 | res_line | i_ka | float64
75 | res_line | vm_from_pu | float64
76 | res_line | va_from_degree | float64
77 | res_line | vm_to_pu | float64
78 | res_line | va_to_degree | float64
79 | res_line | loading_percent | float64
80 | res_trafo | p_hv_mw | float64
81 | res_trafo | q_hv_mvar | float64
82 | res_trafo | p_lv_mw | float64
83 | res_trafo | q_lv_mvar | float64
84 | res_trafo | pl_mw | float64
85 | res_trafo | ql_mvar | float64
86 | res_trafo | i_hv_ka | float64
87 | res_trafo | i_lv_ka | float64
88 | res_trafo | vm_hv_pu | float64
89 | res_trafo | va_hv_degree | float64
90 | res_trafo | vm_lv_pu | float64
91 | res_trafo | va_lv_degree | float64
92 | res_trafo | loading_percent | float64
93 | res_ext_grid | p_mw | float64
94 | res_ext_grid | q_mvar | float64
95 | res_load | p_mw | float64
96 | res_load | q_mvar | float64

## parameters
| version | format_version | converged | OPF_converged | name | f_hz | sn_mva
0 | 2.14.6 | 2.14.0 | TRUE | FALSE |  | 50 | 1