## bus
| name | vn_kv | type | zone | in_service
0 | bus_LV_225-3_0_6_node_0 | 0.4 | n |  | TRUE
1 | bus_LV_225-3_0_6_node_1 | 0.4 | n |  | TRUE
2 | bus_LV_225-3_0_6_node_3 | 0.4 | n |  | TRUE
3 | bus_LV_225-3_0_6_node_2 | 0.4 | n |  | TRUE
4 | bus_LV_225-3_0_6_node_5 | 0.4 | n |  | TRUE
5 | bus_LV_225-3_0_6_node_6 | 0.4 | n |  | TRUE
6 | bus_LV_225-3_0_6_node_4 | 0.4 | n |  | TRUE
7 | bus_LV_225-3_0_6_node_9 | 0.4 | n |  | TRUE
8 | bus_LV_225-3_0_6_node_7 | 0.4 | n |  | TRUE
9 | bus_LV_225-3_0_6_node_10 | 0.4 | n |  | TRUE
10 | bus_LV_225-3_0_6_node_147 | 0.4 | n |  | TRUE
11 | bus_LV_225-3_0_6_node_15 | 0.4 | n |  | TRUE
12 | bus_LV_225-3_0_6_node_8 | 0.4 | n |  | TRUE
13 | bus_LV_225-3_0_6_node_91 | 0.4 | n |  | TRUE
14 | bus_LV_225-3_0_6_node_13 | 0.4 | n |  | TRUE
15 | bus_LV_225-3_0_6_node_11 | 0.4 | n |  | TRUE
16 | bus_LV_225-3_0_6_node_12 | 0.4 | n |  | TRUE
17 | bus_LV_225-3_0_6_node_14 | 0.4 | n |  | TRUE
18 | bus_LV_225-3_0_6_node_17 | 0.4 | n |  | TRUE
19 | bus_LV_225-3_0_6_node_16 | 0.4 | n |  | TRUE
20 | bus_LV_225-3_0_6_node_148 | 0.4 | n |  | TRUE
21 | bus_LV_225-3_0_6_node_18 | 0.4 | n |  | TRUE
22 | bus_LV_225-3_0_6_node_100 | 0.4 | n |  | TRUE
23 | bus_LV_225-3_0_6_node_101 | 0.4 | n |  | TRUE
24 | bus_LV_225-3_0_6_node_51 | 0.4 | n |  | TRUE
25 | bus_LV_225-3_0_6_node_90 | 0.4 | n |  | TRUE
26 | bus_LV_225-3_0_6_node_66 | 0.4 | n |  | TRUE
27 | bus_LV_225-3_0_6_node_50 | 0.4 | n |  | TRUE
28 | bus_LV_225-3_0_6_node_20 | 0.4 | n |  | TRUE
29 | bus_LV_225-3_0_6_node_56 | 0.4 | n |  | TRUE
30 | bus_LV_225-3_0_6_node_54 | 0.4 | n |  | TRUE
31 | bus_LV_225-3_0_6_node_24 | 0.4 | n |  | TRUE
32 | bus_LV_225-3_0_6_node_55 | 0.4 | n |  | TRUE
33 | bus_LV_225-3_0_6_node_21 | 0.4 | n |  | TRUE
34 | bus_LV_225-3_0_6_node_22 | 0.4 | n |  | TRUE
35 | bus_LV_225-3_0_6_node_23 | 0.4 | n |  | TRUE
36 | bus_LV_225-3_0_6_node_25 | 0.4 | n |  | TRUE
37 | bus_LV_225-3_0_6_node_82 | 0.4 | n |  | TRUE
38 | bus_LV_225-3_0_6_node_81 | 0.4 | n |  | TRUE
39 | bus_LV_225-3_0_6_node_26 | 0.4 | n |  | TRUE
40 | bus_LV_225-3_0_6_node_27 | 0.4 | n |  | TRUE
41 | bus_LV_225-3_0_6_node_28 | 0.4 | n |  | TRUE
42 | bus_LV_225-3_0_6_node_29 | 0.4 | n |  | TRUE
43 | bus_LV_225-3_0_6_node_30 | 0.4 | n |  | TRUE
44 | bus_LV_225-3_0_6_node_31 | 0.4 | n |  | TRUE
45 | bus_LV_225-3_0_6_node_120 | 0.4 | n |  | TRUE
46 | bus_LV_225-3_0_6_node_124 | 0.4 | n |  | TRUE
47 | bus_LV_225-3_0_6_node_137 | 0.4 | n |  | TRUE
48 | bus_LV_225-3_0_6_node_122 | 0.4 | n |  | TRUE
49 | bus_LV_225-3_0_6_node_118 | 0.4 | n |  | TRUE
50 | bus_LV_225-3_0_6_node_123 | 0.4 | n |  | TRUE
51 | bus_LV_225-3_0_6_node_135 | 0.4 | n |  | TRUE
52 | bus_LV_225-3_0_6_node_32 | 0.4 | n |  | TRUE
53 | bus_LV_225-3_0_6_node_33 | 0.4 | n |  | TRUE
54 | bus_LV_225-3_0_6_node_34 | 0.4 | n |  | TRUE
55 | bus_LV_225-3_0_6_node_35 | 0.4 | n |  | TRUE
56 | bus_LV_225-3_0_6_node_36 | 0.4 | n |  | TRUE
57 | bus_LV_225-3_0_6_node_39 | 0.4 | n |  | TRUE
58 | bus_LV_225-3_0_6_node_41 | 0.4 | n |  | TRUE
59 | bus_LV_225-3_0_6_node_37 | 0.4 | n |  | TRUE
60 | bus_LV_225-3_0_6_node_46 | 0.4 | n |  | TRUE
61 | bus_LV_225-3_0_6_node_47 | 0.4 | n |  | TRUE
62 | bus_LV_225-3_0_6_node_49 | 0.4 | n |  | TRUE
63 | bus_LV_225-3_0_6_node_38 | 0.4 | n |  | TRUE
64 | bus_LV_225-3_0_6_node_40 | 0.4 | n |  | TRUE
65 | bus_LV_225-3_0_6_node_76 | 0.4 | n |  | TRUE
66 | bus_LV_225-3_0_6_node_98 | 0.4 | n |  | TRUE
67 | bus_LV_225-3_0_6_node_77 | 0.4 | n |  | TRUE
68 | bus_LV_225-3_0_6_node_99 | 0.4 | n |  | TRUE
69 | bus_LV_225-3_0_6_node_42 | 0.4 | n |  | TRUE
70 | bus_LV_225-3_0_6_node_43 | 0.4 | n |  | TRUE
71 | bus_LV_225-3_0_6_node_45 | 0.4 | n |  | TRUE
72 | bus_LV_225-3_0_6_node_88 | 0.4 | n |  | TRUE
73 | bus_LV_225-3_0_6_node_109 | 0.4 | n |  | TRUE
74 | bus_LV_225-3_0_6_node_86 | 0.4 | n |  | TRUE
75 | bus_LV_225-3_0_6_node_48 | 0.4 | n |  | TRUE
76 | bus_LV_225-3_0_6_node_75 | 0.4 | n |  | TRUE
77 | bus_LV_225-3_0_6_node_103 | 0.4 | n |  | TRUE
78 | bus_LV_225-3_0_6_node_127 | 0.4 | n |  | TRUE
79 | bus_LV_225-3_0_6_node_74 | 0.4 | n |  | TRUE
80 | bus_LV_225-3_0_6_node_104 | 0.4 | n |  | TRUE
81 | bus_LV_225-3_0_6_node_142 | 0.4 | n |  | TRUE
82 | bus_LV_225-3_0_6_node_140 | 0.4 | n |  | TRUE
83 | bus_LV_225-3_0_6_node_67 | 0.4 | n |  | TRUE
84 | bus_LV_225-3_0_6_node_79 | 0.4 | n |  | TRUE
85 | bus_LV_225-3_0_6_node_65 | 0.4 | n |  | TRUE
86 | bus_LV_225-3_0_6_node_102 | 0.4 | n |  | TRUE
87 | bus_LV_225-3_0_6_node_113 | 0.4 | n |  | TRUE
88 | bus_LV_225-3_0_6_node_52 | 0.4 | n |  | TRUE
89 | bus_LV_225-3_0_6_node_53 | 0.4 | n |  | TRUE
90 | bus_LV_225-3_0_6_node_57 | 0.4 | n |  | TRUE
91 | bus_LV_225-3_0_6_node_58 | 0.4 | n |  | TRUE
92 | bus_LV_225-3_0_6_node_59 | 0.4 | n |  | TRUE
93 | bus_LV_225-3_0_6_node_60 | 0.4 | n |  | TRUE
94 | bus_LV_225-3_0_6_node_61 | 0.4 | n |  | TRUE
95 | bus_LV_225-3_0_6_node_62 | 0.4 | n |  | TRUE
96 | bus_LV_225-3_0_6_node_144 | 0.4 | n |  | TRUE
97 | bus_LV_225-3_0_6_node_63 | 0.4 | n |  | TRUE
98 | bus_LV_225-3_0_6_node_64 | 0.4 | n |  | TRUE
99 | bus_LV_225-3_0_6_node_78 | 0.4 | n |  | TRUE
100 | bus_LV_225-3_0_6_node_68 | 0.4 | n |  | TRUE
101 | bus_LV_225-3_0_6_node_69 | 0.4 | n |  | TRUE
102 | bus_LV_225-3_0_6_node_70 | 0.4 | n |  | TRUE
103 | bus_LV_225-3_0_6_node_73 | 0.4 | n |  | TRUE
104 | bus_LV_225-3_0_6_node_71 | 0.4 | n |  | TRUE
105 | bus_LV_225-3_0_6_node_107 | 0.4 | n |  | TRUE
106 | bus_LV_225-3_0_6_node_108 | 0.4 | n |  | TRUE
107 | bus_LV_225-3_0_6_node_80 | 0.4 | n |  | TRUE
108 | bus_LV_225-3_0_6_node_145 | 0.4 | n |  | TRUE
109 | bus_LV_225-3_0_6_node_84 | 0.4 | n |  | TRUE
110 | bus_LV_225-3_0_6_node_105 | 0.4 | n |  | TRUE
111 | bus_LV_225-3_0_6_node_132 | 0.4 | n |  | TRUE
112 | bus_LV_225-3_0_6_node_116 | 0.4 | n |  | TRUE
113 | bus_LV_225-3_0_6_node_97 | 0.4 | n |  | TRUE
114 | bus_LV_225-3_0_6_node_130 | 0.4 | n |  | TRUE
115 | bus_LV_225-3_0_6_node_85 | 0.4 | n |  | TRUE
116 | bus_LV_225-3_0_6_node_87 | 0.4 | n |  | TRUE
117 | bus_LV_225-3_0_6_node_89 | 0.4 | n |  | TRUE
118 | bus_LV_225-3_0_6_node_141 | 0.4 | n |  | TRUE
119 | bus_LV_225-3_0_6_node_143 | 0.4 | n |  | TRUE
120 | bus_LV_225-3_0_6_node_92 | 0.4 | n |  | TRUE
121 | bus_LV_225-3_0_6_node_93 | 0.4 | n |  | TRUE
122 | bus_LV_225-3_0_6_node_94 | 0.4 | n |  | TRUE
123 | bus_LV_225-3_0_6_node_117 | 0.4 | n |  | TRUE
124 | bus_LV_225-3_0_6_node_133 | 0.4 | n |  | TRUE
125 | bus_LV_225-3_0_6_node_115 | 0.4 | n |  | TRUE
126 | bus_LV_225-3_0_6_node_139 | 0.4 | n |  | TRUE
127 | bus_LV_225-3_0_6_node_131 | 0.4 | n |  | TRUE
128 | bus_LV_225-3_0_6_node_95 | 0.4 | n |  | TRUE
129 | bus_LV_225-3_0_6_node_96 | 0.4 | n |  | TRUE
130 | bus_LV_225-3_0_6_node_106 | 0.4 | n |  | TRUE
131 | bus_LV_225-3_0_6_node_146 | 0.4 | n |  | TRUE
132 | bus_LV_225-3_0_6_node_110 | 0.4 | n |  | TRUE
133 | bus_LV_225-3_0_6_node_111 | 0.4 | n |  | TRUE
134 | bus_LV_225-3_0_6_node_112 | 0.4 | n |  | TRUE
135 | bus_LV_225-3_0_6_node_114 | 0.4 | n |  | TRUE
136 | bus_LV_225-3_0_6_node_128 | 0.4 | n |  | TRUE
137 | bus_LV_225-3_0_6_node_129 | 0.4 | n |  | TRUE
138 | bus_LV_225-3_0_6_node_119 | 0.4 | n |  | TRUE
139 | bus_LV_225-3_0_6_node_121 | 0.4 | n |  | TRUE
140 | bus_LV_225-3_0_6_node_126 | 0.4 | n |  | TRUE
141 | bus_LV_225-3_0_6_node_125 | 0.4 | n |  | TRUE
142 | bus_LV_225-3_0_6_node_138 | 0.4 | n |  | TRUE
143 | bus_LV_225-3_0_6_node_136 | 0.4 | n |  | TRUE
144 | bus_LV_225-3_0_6_node_134 | 0.4 | n |  | TRUE
145 | bus_MV_369_0_node_22 | 20 | n |  | TRUE

## load
| name | bus | p_mw | q_mvar | const_z_percent | const_i_percent | sn_mva | scaling | in_service | type
0 | LV_225-3_0_6_load_0 | 0 | 0.0045217 | 0.0011333 | 0 | 0 |  | 1 | TRUE | wye
1 | LV_225-3_0_6_load_6 | 5 | 0.0042769 | 0.0010719 | 0 | 0 |  | 1 | TRUE | wye
2 | LV_225-3_0_6_load_9 | 7 | 0.0028669 | 0.00071852 | 0 | 0 |  | 1 | TRUE | wye
3 | LV_225-3_0_6_load_7 | 8 | 0.0032184 | 0.00080661 | 0 | 0 |  | 1 | TRUE | wye
4 | LV_225-3_0_6_load_10 | 9 | 0.021743 | 0.0054494 | 0 | 0 |  | 1 | TRUE | wye
5 | LV_225-3_0_6_load_147 | 10 | 0.0018928 | 0.00047439 | 0 | 0 |  | 1 | TRUE | wye
6 | LV_225-3_0_6_load_8 | 12 | 0.0045589 | 0.0011426 | 0 | 0 |  | 1 | TRUE | wye
7 | LV_225-3_0_6_load_11 | 15 | 0.0014006 | 0.00035102 | 0 | 0 |  | 1 | TRUE | wye
8 | LV_225-3_0_6_load_14 | 17 | 0.0045074 | 0.0011297 | 0 | 0 |  | 1 | TRUE | wye
9 | LV_225-3_0_6_load_17 | 18 | 0.00096642 | 0.00024221 | 0 | 0 |  | 1 | TRUE | wye
10 | LV_225-3_0_6_load_148 | 20 | 0.002698 | 0.00067617 | 0 | 0 |  | 1 | TRUE | wye
11 | LV_225-3_0_6_load_101 | 23 | 0.0068219 | 0.0017097 | 0 | 0 |  | 1 | TRUE | wye
12 | LV_225-3_0_6_load_51 | 24 | 0.0015908 | 0.00039868 | 0 | 0 |  | 1 | TRUE | wye
13 | LV_225-3_0_6_load_90 | 25 | 0.0092429 | 0.0023165 | 0 | 0 |  | 1 | TRUE | wye
14 | LV_225-3_0_6_load_66 | 26 | 0.019893 | 0.0049855 | 0 | 0 |  | 1 | TRUE | wye
15 | LV_225-3_0_6_load_50 | 27 | 0.006517 | 0.0016333 | 0 | 0 |  | 1 | TRUE | wye
16 | LV_225-3_0_6_load_56 | 29 | 0.0025685 | 0.00064373 | 0 | 0 |  | 1 | TRUE | wye
17 | LV_225-3_0_6_load_54 | 30 | 0.0071275 | 0.0017863 | 0 | 0 |  | 1 | TRUE | wye
18 | LV_225-3_0_6_load_24 | 31 | 0.00042287 | 0.00010598 | 0 | 0 |  | 1 | TRUE | wye
19 | LV_225-3_0_6_load_21 | 33 | 0.034194 | 0.0085698 | 0 | 0 |  | 1 | TRUE | wye
20 | LV_225-3_0_6_load_22 | 34 | 0.0004292 | 0.00010757 | 0 | 0 |  | 1 | TRUE | wye
21 | LV_225-3_0_6_load_23 | 35 | 0.00031826 | 7.9763e-05 | 0 | 0 |  | 1 | TRUE | wye
22 | LV_225-3_0_6_load_25 | 36 | 0.021323 | 0.0053441 | 0 | 0 |  | 1 | TRUE | wye
23 | LV_225-3_0_6_load_82 | 37 | 0.021402 | 0.0053639 | 0 | 0 |  | 1 | TRUE | wye
24 | LV_225-3_0_6_load_81 | 38 | 0.0059802 | 0.0014988 | 0 | 0 |  | 1 | TRUE | wye
25 | LV_225-3_0_6_load_26 | 39 | 0.016705 | 0.0041868 | 0 | 0 |  | 1 | TRUE | wye
26 | LV_225-3_0_6_load_27 | 40 | 0.00072888 | 0.00018268 | 0 | 0 |  | 1 | TRUE | wye
27 | LV_225-3_0_6_load_29 | 42 | 0.00079601 | 0.0001995 | 0 | 0 |  | 1 | TRUE | wye
28 | LV_225-3_0_6_load_30 | 43 | 0.00069007 | 0.00017295 | 0 | 0 |  | 1 | TRUE | wye
29 | LV_225-3_0_6_load_31 | 44 | 0.00079596 | 0.00019949 | 0 | 0 |  | 1 | TRUE | wye
30 | LV_225-3_0_6_load_124 | 46 | 0.0006152 | 0.00015418 | 0 | 0 |  | 1 | TRUE | wye
31 | LV_225-3_0_6_load_137 | 47 | 0.00072922 | 0.00018276 | 0 | 0 |  | 1 | TRUE | wye
32 | LV_225-3_0_6_load_122 | 48 | 0.00072876 | 0.00018265 | 0 | 0 |  | 1 | TRUE | wye
33 | LV_225-3_0_6_load_118 | 49 | 0.00070628 | 0.00017701 | 0 | 0 |  | 1 | TRUE | wye
34 | LV_225-3_0_6_load_123 | 50 | 0.000682 | 0.00017093 | 0 | 0 |  | 1 | TRUE | wye
35 | LV_225-3_0_6_load_135 | 51 | 0.00084645 | 0.00021214 | 0 | 0 |  | 1 | TRUE | wye
36 | LV_225-3_0_6_load_32 | 52 | 0.0014457 | 0.00036234 | 0 | 0 |  | 1 | TRUE | wye
37 | LV_225-3_0_6_load_33 | 53 | 0.0015953 | 0.00039981 | 0 | 0 |  | 1 | TRUE | wye
38 | LV_225-3_0_6_load_34 | 54 | 0.0016827 | 0.00042173 | 0 | 0 |  | 1 | TRUE | wye
39 | LV_225-3_0_6_load_35 | 55 | 0.0031166 | 0.00078108 | 0 | 0 |  | 1 | TRUE | wye
40 | LV_225-3_0_6_load_36 | 56 | 0.0014119 | 0.00035385 | 0 | 0 |  | 1 | TRUE | wye
41 | LV_225-3_0_6_load_41 | 58 | 0.0018883 | 0.00047326 | 0 | 0 |  | 1 | TRUE | wye
42 | LV_225-3_0_6_load_37 | 59 | 0.0014621 | 0.00036643 | 0 | 0 |  | 1 | TRUE | wye
43 | LV_225-3_0_6_load_47 | 61 | 0.0014242 | 0.00035695 | 0 | 0 |  | 1 | TRUE | wye
44 | LV_225-3_0_6_load_38 | 63 | 0.0024756 | 0.00062045 | 0 | 0 |  | 1 | TRUE | wye
45 | LV_225-3_0_6_load_40 | 64 | 0.00014301 | 3.5843e-05 | 0 | 0 |  | 1 | TRUE | wye
46 | LV_225-3_0_6_load_76 | 65 | 0.00016137 | 4.0443e-05 | 0 | 0 |  | 1 | TRUE | wye
47 | LV_225-3_0_6_load_98 | 66 | 0.0031541 | 0.00079049 | 0 | 0 |  | 1 | TRUE | wye
48 | LV_225-3_0_6_load_77 | 67 | 0.00017729 | 4.4434e-05 | 0 | 0 |  | 1 | TRUE | wye
49 | LV_225-3_0_6_load_99 | 68 | 0.0036777 | 0.00092171 | 0 | 0 |  | 1 | TRUE | wye
50 | LV_225-3_0_6_load_42 | 69 | 0.0018638 | 0.00046711 | 0 | 0 |  | 1 | TRUE | wye
51 | LV_225-3_0_6_load_43 | 70 | 0.0010541 | 0.00026419 | 0 | 0 |  | 1 | TRUE | wye
52 | LV_225-3_0_6_load_45 | 71 | 0.0013647 | 0.00034203 | 0 | 0 |  | 1 | TRUE | wye
53 | LV_225-3_0_6_load_86 | 74 | 0.0081695 | 0.0020475 | 0 | 0 |  | 1 | TRUE | wye
54 | LV_225-3_0_6_load_75 | 76 | 0.0012335 | 0.00030915 | 0 | 0 |  | 1 | TRUE | wye
55 | LV_225-3_0_6_load_103 | 77 | 0.00059313 | 0.00014865 | 0 | 0 |  | 1 | TRUE | wye
56 | LV_225-3_0_6_load_127 | 78 | 0.00097997 | 0.0002456 | 0 | 0 |  | 1 | TRUE | wye
57 | LV_225-3_0_6_load_74 | 79 | 0.0016669 | 0.00041776 | 0 | 0 |  | 1 | TRUE | wye
58 | LV_225-3_0_6_load_142 | 81 | 0.0012186 | 0.00030541 | 0 | 0 |  | 1 | TRUE | wye
59 | LV_225-3_0_6_load_140 | 82 | 0.0071797 | 0.0017994 | 0 | 0 |  | 1 | TRUE | wye
60 | LV_225-3_0_6_load_65 | 85 | 0.0089448 | 0.0022418 | 0 | 0 |  | 1 | TRUE | wye
61 | LV_225-3_0_6_load_102 | 86 | 0.0011855 | 0.00029712 | 0 | 0 |  | 1 | TRUE | wye
62 | LV_225-3_0_6_load_113 | 87 | 0.0009488 | 0.00023779 | 0 | 0 |  | 1 | TRUE | wye
63 | LV_225-3_0_6_load_53 | 89 | 0.0033769 | 0.00084633 | 0 | 0 |  | 1 | TRUE | wye
64 | LV_225-3_0_6_load_57 | 90 | 0.0035828 | 0.00089792 | 0 | 0 |  | 1 | TRUE | wye
65 | LV_225-3_0_6_load_58 | 91 | 0.0079035 | 0.0019808 | 0 | 0 |  | 1 | TRUE | wye
66 | LV_225-3_0_6_load_59 | 92 | 0.0062255 | 0.0015603 | 0 | 0 |  | 1 | TRUE | wye
67 | LV_225-3_0_6_load_61 | 94 | 0.0065923 | 0.0016522 | 0 | 0 |  | 1 | TRUE | wye
68 | LV_225-3_0_6_load_62 | 95 | 0.0016076 | 0.00040289 | 0 | 0 |  | 1 | TRUE | wye
69 | LV_225-3_0_6_load_144 | 96 | 0.0064271 | 0.0016108 | 0 | 0 |  | 1 | TRUE | wye
70 | LV_225-3_0_6_load_63 | 97 | 0.0063595 | 0.0015939 | 0 | 0 |  | 1 | TRUE | wye
71 | LV_225-3_0_6_load_64 | 98 | 0.0094742 | 0.0023745 | 0 | 0 |  | 1 | TRUE | wye
72 | LV_225-3_0_6_load_68 | 100 | 0.014729 | 0.0036915 | 0 | 0 |  | 1 | TRUE | wye
73 | LV_225-3_0_6_load_69 | 101 | 0.0072608 | 0.0018197 | 0 | 0 |  | 1 | TRUE | wye
74 | LV_225-3_0_6_load_73 | 103 | 0.014603 | 0.0036598 | 0 | 0 |  | 1 | TRUE | wye
75 | LV_225-3_0_6_load_107 | 105 | 0.0070048 | 0.0017556 | 0 | 0 |  | 1 | TRUE | wye
76 | LV_225-3_0_6_load_108 | 106 | 0.0035181 | 0.00088171 | 0 | 0 |  | 1 | TRUE | wye
77 | LV_225-3_0_6_load_80 | 107 | 0.0011158 | 0.00027964 | 0 | 0 |  | 1 | TRUE | wye
78 | LV_225-3_0_6_load_145 | 108 | 0.00017225 | 4.3171e-05 | 0 | 0 |  | 1 | TRUE | wye
79 | LV_225-3_0_6_load_132 | 111 | 0.071908 | 0.018022 | 0 | 0 |  | 1 | TRUE | wye
80 | LV_225-3_0_6_load_116 | 112 | 2.5123e-05 | 6.2964e-06 | 0 | 0 |  | 1 | TRUE | wye
81 | LV_225-3_0_6_load_130 | 114 | 0.055563 | 0.013925 | 0 | 0 |  | 1 | TRUE | wye
82 | LV_225-3_0_6_load_85 | 115 | 0.00080467 | 0.00020167 | 0 | 0 |  | 1 | TRUE | wye
83 | LV_225-3_0_6_load_87 | 116 | 0.0014808 | 0.00037112 | 0 | 0 |  | 1 | TRUE | wye
84 | LV_225-3_0_6_load_89 | 117 | 0.0011834 | 0.00029658 | 0 | 0 |  | 1 | TRUE | wye
85 | LV_225-3_0_6_load_141 | 118 | 0.0067803 | 0.0016993 | 0 | 0 |  | 1 | TRUE | wye
86 | LV_225-3_0_6_load_143 | 119 | 0.007335 | 0.0018383 | 0 | 0 |  | 1 | TRUE | wye
87 | LV_225-3_0_6_load_92 | 120 | 9.6542e-05 | 2.4196e-05 | 0 | 0 |  | 1 | TRUE | wye
88 | LV_225-3_0_6_load_117 | 123 | 0.00022876 | 5.7333e-05 | 0 | 0 |  | 1 | TRUE | wye
89 | LV_225-3_0_6_load_115 | 125 | 0.00086039 | 0.00021563 | 0 | 0 |  | 1 | TRUE | wye
90 | LV_225-3_0_6_load_139 | 126 | 0.00090444 | 0.00022667 | 0 | 0 |  | 1 | TRUE | wye
91 | LV_225-3_0_6_load_131 | 127 | 0.00097529 | 0.00024443 | 0 | 0 |  | 1 | TRUE | wye
92 | LV_225-3_0_6_load_95 | 128 | 0.00087491 | 0.00021927 | 0 | 0 |  | 1 | TRUE | wye
93 | LV_225-3_0_6_load_96 | 129 | 0.000244 | 6.1152e-05 | 0 | 0 |  | 1 | TRUE | wye
94 | LV_225-3_0_6_load_146 | 131 | 0.0009022 | 0.00022611 | 0 | 0 |  | 1 | TRUE | wye
95 | LV_225-3_0_6_load_110 | 132 | 0.00066358 | 0.00016631 | 0 | 0 |  | 1 | TRUE | wye
96 | LV_225-3_0_6_load_111 | 133 | 0.00098769 | 0.00024754 | 0 | 0 |  | 1 | TRUE | wye
97 | LV_225-3_0_6_load_112 | 134 | 0.00072136 | 0.00018079 | 0 | 0 |  | 1 | TRUE | wye
98 | LV_225-3_0_6_load_114 | 135 | 0.00066057 | 0.00016555 | 0 | 0 |  | 1 | TRUE | wye
99 | LV_225-3_0_6_load_129 | 137 | 0.00077187 | 0.00019345 | 0 | 0 |  | 1 | TRUE | wye
100 | LV_225-3_0_6_load_119 | 138 | 0.00079108 | 0.00019826 | 0 | 0 |  | 1 | TRUE | wye
101 | LV_225-3_0_6_load_121 | 139 | 0.0012105 | 0.00030339 | 0 | 0 |  | 1 | TRUE | wye
102 | LV_225-3_0_6_load_126 | 140 | 0.00072805 | 0.00018247 | 0 | 0 |  | 1 | TRUE | wye
103 | LV_225-3_0_6_load_125 | 141 | 0.00087984 | 0.00022051 | 0 | 0 |  | 1 | TRUE | wye
104 | LV_225-3_0_6_load_138 | 142 | 0.00069558 | 0.00017433 | 0 | 0 |  | 1 | TRUE | wye
105 | LV_225-3_0_6_load_134 | 144 | 0.00076789 | 0.00019245 | 0 | 0 |  | 1 | TRUE | wye

## ext_grid
| name | bus | vm_pu | va_degree | slack_weight | in_service
0 |  | 66 | 1 | 0 | 1 | TRUE

## line
| name | std_type | from_bus | to_bus | length_km | r_ohm_per_km | x_ohm_per_km | c_nf_per_km | g_us_per_km | max_i_ka | df | parallel | type | in_service
0 | LV_225-3_0_6_line_0 |  | 0 | 1 | 0.018187 | 0.125 | 0.08 | 261 | 0 | 0.364 | 1 | 1 | cs | TRUE
1 | LV_225-3_0_6_line_1 |  | 1 | 2 | 0.004437 | 0.125 | 0.08 | 261 | 0 | 0.364 | 1 | 1 | cs | TRUE
2 | LV_225-3_0_6_line_2 |  | 2 | 6 | 0.009624 | 0.125 | 0.08 | 261 | 0 | 0.364 | 1 | 1 | cs | TRUE
3 | LV_225-3_0_6_line_3 |  | 2 | 7 | 0.025511 | 0.125 | 0.08 | 261 | 0 | 0.364 | 1 | 1 | cs | TRUE
4 | LV_225-3_0_6_line_4 |  | 2 | 8 | 0.022734 | 0.125 | 0.08 | 261 | 0 | 0.364 | 1 | 1 | cs | TRUE
5 | LV_225-3_0_6_line_5 |  | 3 | 4 | 0.004456 | 0.125 | 0.08 | 261 | 0 | 0.364 | 1 | 1 | cs | TRUE
6 | LV_225-3_0_6_line_6 |  | 3 | 5 | 0.022905 | 0.125 | 0.08 | 261 | 0 | 0.364 | 1 | 1 | cs | TRUE
7 | LV_225-3_0_6_line_7 |  | 4 | 10 | 0.032663 | 0.125 | 0.08 | 261 | 0 | 0.364 | 1 | 1 | cs | TRUE
8 | LV_225-3_0_6_line_8 |  | 4 | 7 | 0.023726 | 0.125 | 0.08 | 261 | 0 | 0.364 | 1 | 1 | cs | TRUE
9 | LV_225-3_0_6_line_9 |  | 5 | 11 | 0.035738 | 0.125 | 0.08 | 261 | 0 | 0.364 | 1 | 1 | cs | TRUE
10 | LV_225-3_0_6_line_10 |  | 6 | 9 | 0.077521 | 0.125 | 0.08 | 261 | 0 | 0.364 | 1 | 1 | cs | TRUE
11 | LV_225-3_0_6_line_11 |  | 8 | 12 | 0.042048 | 0.125 | 0.08 | 261 | 0 | 0.364 | 1 | 1 | cs | TRUE
12 | LV_225-3_0_6_line_12 |  | 11 | 13 | 0.026395 | 0.125 | 0.08 | 261 | 0 | 0.364 | 1 | 1 | cs | TRUE
13 | LV_225-3_0_6_line_13 |  | 11 | 14 | 0.01722 | 0.125 | 0.08 | 261 | 0 | 0.364 | 1 | 1 | cs | TRUE
14 | LV_225-3_0_6_line_14 |  | 13 | 22 | 0.011344 | 0.125 | 0.08 | 261 | 0 | 0.364 | 1 | 1 | cs | TRUE
15 | LV_225-3_0_6_line_15 |  | 13 | 25 | 0.014076 | 0.125 | 0.08 | 261 | 0 | 0.364 | 1 | 1 | cs | TRUE
16 | LV_225-3_0_6_line_16 |  | 14 | 18 | 0.016353 | 0.125 | 0.08 | 261 | 0 | 0.364 | 1 | 1 | cs | TRUE
17 | LV_225-3_0_6_line_17 |  | 14 | 19 | 0.011379 | 0.125 | 0.08 | 261 | 0 | 0.364 | 1 | 1 | cs | TRUE
18 | LV_225-3_0_6_line_18 |  | 14 | 15 | 0.015467 | 0.125 | 0.08 | 261 | 0 | 0.364 | 1 | 1 | cs | TRUE
19 | LV_225-3_0_6_line_19 |  | 15 | 16 | 0.0084017 | 0.125 | 0.08 | 261 | 0 | 0.364 | 1 | 1 | cs | TRUE
20 | LV_225-3_0_6_line_20 |  | 16 | 17 | 0.0082378 | 0.125 | 0.08 | 261 | 0 | 0.364 | 1 | 1 | cs | TRUE
21 | LV_225-3_0_6_line_21 |  | 19 | 20 | 0.012354 | 0.125 | 0.08 | 261 | 0 | 0.364 | 1 | 1 | cs | TRUE
22 | LV_225-3_0_6_line_22 |  | 21 | 22 | 0.003555 | 0.125 | 0.08 | 261 | 0 | 0.364 | 1 | 2 | cs | TRUE
23 | LV_225-3_0_6_line_23 |  | 21 | 23 | 0.016788 | 0.125 | 0.08 | 261 | 0 | 0.364 | 1 | 1 | cs | TRUE
24 | LV_225-3_0_6_line_24 |  | 21 | 24 | 0.011523 | 0.125 | 0.08 | 261 | 0 | 0.364 | 1 | 3 | cs | TRUE
25 | LV_225-3_0_6_line_25 |  | 22 | 26 | 0.021079 | 0.125 | 0.08 | 261 | 0 | 0.364 | 1 | 1 | cs | TRUE
26 | LV_225-3_0_6_line_26 |  | 24 | 27 | 0.032796 | 0.125 | 0.08 | 261 | 0 | 0.364 | 1 | 3 | cs | TRUE
27 | LV_225-3_0_6_line_27 |  | 25 | 95 | 0.023881 | 0.125 | 0.08 | 261 | 0 | 0.364 | 1 | 1 | cs | TRUE
28 | LV_225-3_0_6_line_28 |  | 26 | 98 | 0.015189 | 0.125 | 0.08 | 261 | 0 | 0.364 | 1 | 1 | cs | TRUE
29 | LV_225-3_0_6_line_29 |  | 27 | 88 | 0.016414 | 0.125 | 0.08 | 261 | 0 | 0.364 | 1 | 3 | cs | TRUE
30 | LV_225-3_0_6_line_30 |  | 28 | 29 | 0.048332 | 0.125 | 0.08 | 261 | 0 | 0.364 | 1 | 1 | cs | TRUE
31 | LV_225-3_0_6_line_31 |  | 28 | 30 | 0.017045 | 0.125 | 0.08 | 261 | 0 | 0.364 | 1 | 1 | cs | TRUE
32 | LV_225-3_0_6_line_32 |  | 29 | 31 | 0.03856 | 0.125 | 0.08 | 261 | 0 | 0.364 | 1 | 1 | cs | TRUE
33 | LV_225-3_0_6_line_33 |  | 30 | 32 | 0.045141 | 0.125 | 0.08 | 261 | 0 | 0.364 | 1 | 1 | cs | TRUE
34 | LV_225-3_0_6_line_34 |  | 31 | 34 | 0.039025 | 0.125 | 0.08 | 261 | 0 | 0.364 | 1 | 1 | cs | TRUE
35 | LV_225-3_0_6_line_35 |  | 32 | 90 | 0.013303 | 0.125 | 0.08 | 261 | 0 | 0.364 | 1 | 3 | cs | TRUE
36 | LV_225-3_0_6_line_36 |  | 32 | 89 | 0.020693 | 0.125 | 0.08 | 261 | 0 | 0.364 | 1 | 3 | cs | TRUE
37 | LV_225-3_0_6_line_37 |  | 33 | 34 | 0.0062862 | 0.125 | 0.08 | 261 | 0 | 0.364 | 1 | 1 | cs | TRUE
38 | LV_225-3_0_6_line_38 |  | 33 | 35 | 0.0013381 | 0.125 | 0.08 | 261 | 0 | 0.364 | 1 | 1 | cs | TRUE
39 | LV_225-3_0_6_line_39 |  | 35 | 36 | 0.013941 | 0.125 | 0.08 | 261 | 0 | 0.364 | 1 | 1 | cs | TRUE
40 | LV_225-3_0_6_line_40 |  | 36 | 37 | 0.0057964 | 0.125 | 0.08 | 261 | 0 | 0.364 | 1 | 1 | cs | TRUE
41 | LV_225-3_0_6_line_41 |  | 37 | 38 | 0.012076 | 0.125 | 0.08 | 261 | 0 | 0.364 | 1 | 1 | cs | TRUE
42 | LV_225-3_0_6_line_42 |  | 39 | 40 | 0.0010941 | 0.125 | 0.08 | 261 | 0 | 0.364 | 1 | 3 | cs | TRUE
43 | LV_225-3_0_6_line_43 |  | 39 | 41 | 0.011367 | 0.125 | 0.08 | 261 | 0 | 0.364 | 1 | 3 | cs | TRUE
44 | LV_225-3_0_6_line_44 |  | 40 | 42 | 0.0015407 | 0.125 | 0.08 | 261 | 0 | 0.364 | 1 | 3 | cs | TRUE
45 | LV_225-3_0_6_line_45 |  | 41 | 43 | 0.016177 | 0.125 | 0.08 | 261 | 0 | 0.364 | 1 | 1 | cs | TRUE
46 | LV_225-3_0_6_line_46 |  | 41 | 44 | 0.013491 | 0.125 | 0.08 | 261 | 0 | 0.364 | 1 | 3 | cs | TRUE
47 | LV_225-3_0_6_line_47 |  | 42 | 45 | 0.018859 | 0.125 | 0.08 | 261 | 0 | 0.364 | 1 | 3 | cs | TRUE
48 | LV_225-3_0_6_line_48 |  | 43 | 46 | 0.0011381 | 0.125 | 0.08 | 261 | 0 | 0.364 | 1 | 1 | cs | TRUE
49 | LV_225-3_0_6_line_49 |  | 44 | 47 | 0.0015435 | 0.125 | 0.08 | 261 | 0 | 0.364 | 1 | 3 | cs | TRUE
50 | LV_225-3_0_6_line_50 |  | 45 | 48 | 0.0070906 | 0.125 | 0.08 | 261 | 0 | 0.364 | 1 | 3 | cs | TRUE
51 | LV_225-3_0_6_line_51 |  | 45 | 49 | 0.018083 | 0.125 | 0.08 | 261 | 0 | 0.364 | 1 | 1 | cs | TRUE
52 | LV_225-3_0_6_line_52 |  | 46 | 50 | 0.0073649 | 0.125 | 0.08 | 261 | 0 | 0.364 | 1 | 1 | cs | TRUE
53 | LV_225-3_0_6_line_53 |  | 47 | 51 | 0.026502 | 0.125 | 0.08 | 261 | 0 | 0.364 | 1 | 3 | cs | TRUE
54 | LV_225-3_0_6_line_54 |  | 48 | 108 | 0.0015442 | 0.125 | 0.08 | 261 | 0 | 0.364 | 1 | 3 | cs | TRUE
55 | LV_225-3_0_6_line_55 |  | 49 | 138 | 0.0093021 | 0.125 | 0.08 | 261 | 0 | 0.364 | 1 | 1 | cs | TRUE
56 | LV_225-3_0_6_line_56 |  | 50 | 141 | 0.0019253 | 0.125 | 0.08 | 261 | 0 | 0.364 | 1 | 1 | cs | TRUE
57 | LV_225-3_0_6_line_57 |  | 51 | 144 | 0.00096822 | 0.125 | 0.08 | 261 | 0 | 0.364 | 1 | 3 | cs | TRUE
58 | LV_225-3_0_6_line_58 |  | 52 | 53 | 0.008911 | 0.125 | 0.08 | 261 | 0 | 0.364 | 1 | 1 | cs | TRUE
59 | LV_225-3_0_6_line_59 |  | 52 | 54 | 0.014611 | 0.125 | 0.08 | 261 | 0 | 0.364 | 1 | 1 | cs | TRUE
60 | LV_225-3_0_6_line_60 |  | 53 | 55 | 0.024664 | 0.125 | 0.08 | 261 | 0 | 0.364 | 1 | 1 | cs | TRUE
61 | LV_225-3_0_6_line_61 |  | 54 | 56 | 0.0096875 | 0.125 | 0.08 | 261 | 0 | 0.364 | 1 | 1 | cs | TRUE
62 | LV_225-3_0_6_line_62 |  | 55 | 57 | 0.007613 | 0.125 | 0.08 | 261 | 0 | 0.364 | 1 | 1 | cs | TRUE
63 | LV_225-3_0_6_line_63 |  | 57 | 58 | 0.015056 | 0.125 | 0.08 | 261 | 0 | 0.364 | 1 | 3 | cs | TRUE
64 | LV_225-3_0_6_line_64 |  | 57 | 59 | 0.019118 | 0.125 | 0.08 | 261 | 0 | 0.364 | 1 | 3 | cs | TRUE
65 | LV_225-3_0_6_line_65 |  | 58 | 66 | 0.00063748 | 0.125 | 0.08 | 261 | 0 | 0.364 | 1 | 3 | cs | TRUE
66 | LV_225-3_0_6_line_66 |  | 59 | 63 | 0.010163 | 0.125 | 0.08 | 261 | 0 | 0.364 | 1 | 3 | cs | TRUE
67 | LV_225-3_0_6_line_67 |  | 60 | 61 | 0.020052 | 0.125 | 0.08 | 261 | 0 | 0.364 | 1 | 1 | cs | TRUE
68 | LV_225-3_0_6_line_68 |  | 60 | 62 | 0.012439 | 0.125 | 0.08 | 261 | 0 | 0.364 | 1 | 1 | cs | TRUE
69 | LV_225-3_0_6_line_69 |  | 62 | 78 | 0.0055208 | 0.125 | 0.08 | 261 | 0 | 0.364 | 1 | 1 | cs | TRUE
70 | LV_225-3_0_6_line_70 |  | 63 | 64 | 0.015991 | 0.125 | 0.08 | 261 | 0 | 0.364 | 1 | 3 | cs | TRUE
71 | LV_225-3_0_6_line_71 |  | 64 | 65 | 0.01015 | 0.125 | 0.08 | 261 | 0 | 0.364 | 1 | 3 | cs | TRUE
72 | LV_225-3_0_6_line_72 |  | 65 | 67 | 0.0026867 | 0.125 | 0.08 | 261 | 0 | 0.364 | 1 | 3 | cs | TRUE
73 | LV_225-3_0_6_line_73 |  | 66 | 68 | 0.022885 | 0.125 | 0.08 | 261 | 0 | 0.364 | 1 | 3 | cs | TRUE
74 | LV_225-3_0_6_line_74 |  | 67 | 108 | 0.014663 | 0.125 | 0.08 | 261 | 0 | 0.364 | 1 | 3 | cs | TRUE
75 | LV_225-3_0_6_line_75 |  | 68 | 90 | 0.0016974 | 0.125 | 0.08 | 261 | 0 | 0.364 | 1 | 3 | cs | TRUE
76 | LV_225-3_0_6_line_76 |  | 69 | 70 | 0.0090367 | 0.125 | 0.08 | 261 | 0 | 0.364 | 1 | 1 | cs | TRUE
77 | LV_225-3_0_6_line_77 |  | 70 | 71 | 0.01045 | 0.125 | 0.08 | 261 | 0 | 0.364 | 1 | 1 | cs | TRUE
78 | LV_225-3_0_6_line_78 |  | 71 | 72 | 0.0075831 | 0.125 | 0.08 | 261 | 0 | 0.364 | 1 | 1 | cs | TRUE
79 | LV_225-3_0_6_line_79 |  | 72 | 73 | 0.030834 | 0.125 | 0.08 | 261 | 0 | 0.364 | 1 | 1 | cs | TRUE
80 | LV_225-3_0_6_line_80 |  | 72 | 74 | 0.012755 | 0.125 | 0.08 | 261 | 0 | 0.364 | 1 | 1 | cs | TRUE
81 | LV_225-3_0_6_line_81 |  | 73 | 118 | 0.01789 | 0.125 | 0.08 | 261 | 0 | 0.364 | 1 | 1 | cs | TRUE
82 | LV_225-3_0_6_line_82 |  | 73 | 119 | 0.022053 | 0.125 | 0.08 | 261 | 0 | 0.364 | 1 | 1 | cs | TRUE
83 | LV_225-3_0_6_line_83 |  | 73 | 96 | 0.025752 | 0.125 | 0.08 | 261 | 0 | 0.364 | 1 | 1 | cs | TRUE
84 | LV_225-3_0_6_line_84 |  | 74 | 115 | 0.010885 | 0.125 | 0.08 | 261 | 0 | 0.364 | 1 | 1 | cs | TRUE
85 | LV_225-3_0_6_line_85 |  | 75 | 76 | 0.0065171 | 0.125 | 0.08 | 261 | 0 | 0.364 | 1 | 1 | cs | TRUE
86 | LV_225-3_0_6_line_86 |  | 75 | 77 | 0.040033 | 0.125 | 0.08 | 261 | 0 | 0.364 | 1 | 1 | cs | TRUE
87 | LV_225-3_0_6_line_87 |  | 76 | 79 | 0.02072 | 0.125 | 0.08 | 261 | 0 | 0.364 | 1 | 1 | cs | TRUE
88 | LV_225-3_0_6_line_88 |  | 77 | 86 | 0.013447 | 0.125 | 0.08 | 261 | 0 | 0.364 | 1 | 1 | cs | TRUE
89 | LV_225-3_0_6_line_89 |  | 78 | 87 | 0.0087968 | 0.125 | 0.08 | 261 | 0 | 0.364 | 1 | 1 | cs | TRUE
90 | LV_225-3_0_6_line_90 |  | 80 | 81 | 0.018114 | 0.125 | 0.08 | 261 | 0 | 0.364 | 1 | 1 | cs | TRUE
91 | LV_225-3_0_6_line_91 |  | 80 | 82 | 0.01173 | 0.125 | 0.08 | 261 | 0 | 0.364 | 1 | 1 | cs | TRUE
92 | LV_225-3_0_6_line_92 |  | 82 | 118 | 0.026029 | 0.125 | 0.08 | 261 | 0 | 0.364 | 1 | 1 | cs | TRUE
93 | LV_225-3_0_6_line_93 |  | 83 | 84 | 0.004003 | 0.125 | 0.08 | 261 | 0 | 0.364 | 1 | 1 | cs | TRUE
94 | LV_225-3_0_6_line_94 |  | 83 | 85 | 0.0089622 | 0.125 | 0.08 | 261 | 0 | 0.364 | 1 | 1 | cs | TRUE
95 | LV_225-3_0_6_line_95 |  | 84 | 86 | 0.016481 | 0.125 | 0.08 | 261 | 0 | 0.364 | 1 | 1 | cs | TRUE
96 | LV_225-3_0_6_line_96 |  | 84 | 99 | 0.022453 | 0.125 | 0.08 | 261 | 0 | 0.364 | 1 | 1 | cs | TRUE
97 | LV_225-3_0_6_line_97 |  | 85 | 97 | 0.020703 | 0.125 | 0.08 | 261 | 0 | 0.364 | 1 | 1 | cs | TRUE
98 | LV_225-3_0_6_line_98 |  | 87 | 133 | 0.0087355 | 0.125 | 0.08 | 261 | 0 | 0.364 | 1 | 1 | cs | TRUE
99 | LV_225-3_0_6_line_99 |  | 88 | 89 | 0.011982 | 0.125 | 0.08 | 261 | 0 | 0.364 | 1 | 3 | cs | TRUE
100 | LV_225-3_0_6_line_100 |  | 91 | 92 | 0.0015915 | 0.125 | 0.08 | 261 | 0 | 0.364 | 1 | 1 | cs | TRUE
101 | LV_225-3_0_6_line_101 |  | 91 | 93 | 0.033376 | 0.125 | 0.08 | 261 | 0 | 0.364 | 1 | 1 | cs | TRUE
102 | LV_225-3_0_6_line_102 |  | 92 | 94 | 0.02016 | 0.125 | 0.08 | 261 | 0 | 0.364 | 1 | 1 | cs | TRUE
103 | LV_225-3_0_6_line_103 |  | 93 | 95 | 0.010135 | 0.125 | 0.08 | 261 | 0 | 0.364 | 1 | 1 | cs | TRUE
104 | LV_225-3_0_6_line_104 |  | 94 | 96 | 0.02071 | 0.125 | 0.08 | 261 | 0 | 0.364 | 1 | 1 | cs | TRUE
105 | LV_225-3_0_6_line_105 |  | 97 | 98 | 0.022838 | 0.125 | 0.08 | 261 | 0 | 0.364 | 1 | 1 | cs | TRUE
106 | LV_225-3_0_6_line_106 |  | 99 | 107 | 0.016692 | 0.125 | 0.08 | 261 | 0 | 0.364 | 1 | 1 | cs | TRUE
107 | LV_225-3_0_6_line_107 |  | 99 | 103 | 0.015325 | 0.125 | 0.08 | 261 | 0 | 0.364 | 1 | 1 | cs | TRUE
108 | LV_225-3_0_6_line_108 |  | 100 | 101 | 0.021374 | 0.125 | 0.08 | 261 | 0 | 0.364 | 1 | 1 | cs | TRUE
109 | LV_225-3_0_6_line_109 |  | 100 | 102 | 0.013632 | 0.125 | 0.08 | 261 | 0 | 0.364 | 1 | 1 | cs | TRUE
110 | LV_225-3_0_6_line_110 |  | 102 | 103 | 0.015667 | 0.125 | 0.08 | 261 | 0 | 0.364 | 1 | 1 | cs | TRUE
111 | LV_225-3_0_6_line_111 |  | 104 | 105 | 0.013881 | 0.125 | 0.08 | 261 | 0 | 0.364 | 1 | 1 | cs | TRUE
112 | LV_225-3_0_6_line_112 |  | 104 | 106 | 0.0254 | 0.125 | 0.08 | 261 | 0 | 0.364 | 1 | 1 | cs | TRUE
113 | LV_225-3_0_6_line_113 |  | 105 | 107 | 0.0045936 | 0.125 | 0.08 | 261 | 0 | 0.364 | 1 | 1 | cs | TRUE
114 | LV_225-3_0_6_line_114 |  | 109 | 110 | 0.036913 | 0.125 | 0.08 | 261 | 0 | 0.364 | 1 | 1 | cs | TRUE
115 | LV_225-3_0_6_line_115 |  | 109 | 111 | 0.011395 | 0.125 | 0.08 | 261 | 0 | 0.364 | 1 | 1 | cs | TRUE
116 | LV_225-3_0_6_line_116 |  | 110 | 112 | 0.026643 | 0.125 | 0.08 | 261 | 0 | 0.364 | 1 | 1 | cs | TRUE
117 | LV_225-3_0_6_line_117 |  | 110 | 113 | 0.055511 | 0.125 | 0.08 | 261 | 0 | 0.364 | 1 | 1 | cs | TRUE
118 | LV_225-3_0_6_line_118 |  | 111 | 114 | 0.026263 | 0.125 | 0.08 | 261 | 0 | 0.364 | 1 | 1 | cs | TRUE
119 | LV_225-3_0_6_line_119 |  | 113 | 130 | 0.05894 | 0.125 | 0.08 | 261 | 0 | 0.364 | 1 | 1 | cs | TRUE
120 | LV_225-3_0_6_line_120 |  | 113 | 129 | 0.056781 | 0.125 | 0.08 | 261 | 0 | 0.364 | 1 | 1 | cs | TRUE
121 | LV_225-3_0_6_line_121 |  | 114 | 127 | 0.0072772 | 0.125 | 0.08 | 261 | 0 | 0.364 | 1 | 1 | cs | TRUE
122 | LV_225-3_0_6_line_122 |  | 115 | 116 | 0.013247 | 0.125 | 0.08 | 261 | 0 | 0.364 | 1 | 1 | cs | TRUE
123 | LV_225-3_0_6_line_123 |  | 116 | 117 | 0.0034278 | 0.125 | 0.08 | 261 | 0 | 0.364 | 1 | 1 | cs | TRUE
124 | LV_225-3_0_6_line_124 |  | 120 | 121 | 0.062488 | 0.125 | 0.08 | 261 | 0 | 0.364 | 1 | 1 | cs | TRUE
125 | LV_225-3_0_6_line_125 |  | 121 | 122 | 0.06421 | 0.125 | 0.08 | 261 | 0 | 0.364 | 1 | 1 | cs | TRUE
126 | LV_225-3_0_6_line_126 |  | 122 | 123 | 0.023715 | 0.125 | 0.08 | 261 | 0 | 0.364 | 1 | 1 | cs | TRUE
127 | LV_225-3_0_6_line_127 |  | 122 | 124 | 0.008136 | 0.125 | 0.08 | 261 | 0 | 0.364 | 1 | 1 | cs | TRUE
128 | LV_225-3_0_6_line_128 |  | 123 | 125 | 0.020421 | 0.125 | 0.08 | 261 | 0 | 0.364 | 1 | 1 | cs | TRUE
129 | LV_225-3_0_6_line_129 |  | 124 | 126 | 0.015306 | 0.125 | 0.08 | 261 | 0 | 0.364 | 1 | 1 | cs | TRUE
130 | LV_225-3_0_6_line_130 |  | 124 | 127 | 0.037049 | 0.125 | 0.08 | 261 | 0 | 0.364 | 1 | 1 | cs | TRUE
131 | LV_225-3_0_6_line_131 |  | 126 | 143 | 0.02796 | 0.125 | 0.08 | 261 | 0 | 0.364 | 1 | 1 | cs | TRUE
132 | LV_225-3_0_6_line_132 |  | 128 | 129 | 0.021364 | 0.125 | 0.08 | 261 | 0 | 0.364 | 1 | 1 | cs | TRUE
133 | LV_225-3_0_6_line_133 |  | 130 | 131 | 0.060362 | 0.125 | 0.08 | 261 | 0 | 0.364 | 1 | 1 | cs | TRUE
134 | LV_225-3_0_6_line_134 |  | 132 | 133 | 0.018303 | 0.125 | 0.08 | 261 | 0 | 0.364 | 1 | 1 | cs | TRUE
135 | LV_225-3_0_6_line_135 |  | 132 | 134 | 0.0090738 | 0.125 | 0.08 | 261 | 0 | 0.364 | 1 | 1 | cs | TRUE
136 | LV_225-3_0_6_line_136 |  | 134 | 135 | 0.0092114 | 0.125 | 0.08 | 261 | 0 | 0.364 | 1 | 1 | cs | TRUE
137 | LV_225-3_0_6_line_137 |  | 135 | 136 | 0.03254 | 0.125 | 0.08 | 261 | 0 | 0.364 | 1 | 1 | cs | TRUE
138 | LV_225-3_0_6_line_138 |  | 136 | 137 | 0.012419 | 0.125 | 0.08 | 261 | 0 | 0.364 | 1 | 1 | cs | TRUE
139 | LV_225-3_0_6_line_139 |  | 137 | 142 | 0.009616 | 0.125 | 0.08 | 261 | 0 | 0.364 | 1 | 1 | cs | TRUE
140 | LV_225-3_0_6_line_140 |  | 138 | 139 | 0.0099716 | 0.125 | 0.08 | 261 | 0 | 0.364 | 1 | 1 | cs | TRUE
141 | LV_225-3_0_6_line_141 |  | 140 | 141 | 0.025287 | 0.125 | 0.08 | 261 | 0 | 0.364 | 1 | 1 | cs | TRUE
142 | LV_225-3_0_6_line_142 |  | 142 | 143 | 0.024596 | 0.125 | 0.08 | 261 | 0 | 0.364 | 1 | 1 | cs | TRUE
143 | LV_225-3_0_6_line_143 |  | 143 | 144 | 0.016723 | 0.125 | 0.08 | 261 | 0 | 0.364 | 1 | 2 | cs | TRUE

## trafo
| name | std_type | hv_bus | lv_bus | sn_mva | vn_hv_kv | vn_lv_kv | vk_percent | vkr_percent | pfe_kw | i0_percent | shift_degree | tap_side | tap_neutral | tap_min | tap_max | tap_step_percent | tap_step_degree | tap_pos | tap_phase_shifter | parallel | df | in_service
0 | LV_225-3_0_6_trafo_98 | 0.63 MVA 20/0.4 kV | 145 | 66 | 0.63 | 20 | 0.4 | 6 | 1.206 | 1.65 | 0.2619 | 150 | hv | 0 | -2 | 2 | 2.5 | 0 | 0 | FALSE | 1 | 1 | TRUE

## line_geodata
| x0 | y0 | x1 | y1 | x2 | y2 | x3 | y3 | x4 | y4 | x5 | y5
0 | 2701576.2746 | 1265822.0923 | 2701593.3718 | 1265828.2919
1 | 2701576.2746 | 1265822.0923 | 2701574.6522 | 1265826.2234
2 | 2701574.6522 | 1265826.2234 | 2701565.5893 | 1265822.9094
3 | 2701574.6522 | 1265826.2234 | 2701598.6158 | 1265834.973
4 | 2701574.6522 | 1265826.2234 | 2701566.6172 | 1265847.4905
5 | 2701622.428 | 1265838.9218 | 2701620.9025 | 1265843.1102
6 | 2701622.428 | 1265838.9218 | 2701643.8825 | 1265846.9429
7 | 2701609.9203 | 1265873.8806 | 2701620.9025 | 1265843.1102
8 | 2701620.9025 | 1265843.1102 | 2701598.6158 | 1265834.973
9 | 2701673.103 | 1265866.4941 | 2701663.5687 | 1265856.4439 | 2701648.4005 | 1265848.632 | 2701643.8825 | 1265846.9429
10 | 2701565.5893 | 1265822.9094 | 2701551.3517 | 1265858.6392 | 2701514.9909 | 1265844.3744
11 | 2701572.0026 | 1265883.0812 | 2701558.7856 | 1265868.2194 | 2701566.6172 | 1265847.4905
12 | 2701673.103 | 1265866.4941 | 2701676.5002 | 1265876.0716 | 2701677.3325 | 1265884.5931 | 2701676.7565 | 1265892.2452
13 | 2701687.2636 | 1265856.7183 | 2701682.341 | 1265860.5035 | 2701673.103 | 1265866.4941
14 | 2701675.6585 | 1265903.5358 | 2701676.7565 | 1265892.2452
15 | 2701676.7565 | 1265892.2452 | 2701662.8747 | 1265889.9134
16 | 2701687.2636 | 1265856.7183 | 2701694.6433 | 1265851.0627 | 2701701.3459 | 1265848.8603
17 | 2701687.2636 | 1265856.7183 | 2701687.8264 | 1265858.5851 | 2701691.5126 | 1265857.9368 | 2701697.1838 | 1265858.3459
18 | 2701687.2636 | 1265856.7183 | 2701685.1825 | 1265849.8656 | 2701680.4273 | 1265843.0559
19 | 2701673.6985 | 1265838.0248 | 2701680.4273 | 1265843.0559
20 | 2701673.6985 | 1265838.0248 | 2701665.815 | 1265835.635
21 | 2701697.1838 | 1265858.3459 | 2701697.46 | 1265863.7329 | 2701699.4084 | 1265870.4165
22 | 2701675.6585 | 1265903.5358 | 2701678.972 | 1265904.8494
23 | 2701678.972 | 1265904.8494 | 2701676.313 | 1265921.4258
24 | 2701678.972 | 1265904.8494 | 2701689.6859 | 1265909.0924
25 | 2701675.6585 | 1265903.5358 | 2701672.1977 | 1265924.3289
26 | 2701720.1768 | 1265921.1709 | 2701703.9544 | 1265914.743 | 2701689.6859 | 1265909.0924
27 | 2701639.3238 | 1265885.9574 | 2701662.8747 | 1265889.9134
28 | 2701669.7041 | 1265939.3116 | 2701672.1977 | 1265924.3289
29 | 2701735.4366 | 1265927.2174 | 2701720.1768 | 1265921.1709
30 | 2701774.882 | 1265869.5591 | 2701799.7581 | 1265875.1365 | 2701821.3975 | 1265882.438
31 | 2701774.882 | 1265869.5591 | 2701774.5719 | 1265872.7008 | 2701774.3403 | 1265880.4589 | 2701773.5241 | 1265886.5311
32 | 2701821.3975 | 1265882.438 | 2701837.1645 | 1265887.758 | 2701857.969 | 1265894.6606
33 | 2701767.8537 | 1265931.3122 | 2701768.3864 | 1265926.1837 | 2701770.4704 | 1265909.2498 | 2701773.5241 | 1265886.5311
34 | 2701895.0082 | 1265906.9497 | 2701857.969 | 1265894.6606
35 | 2701767.8537 | 1265931.3122 | 2701766.0765 | 1265944.4958
36 | 2701767.8537 | 1265931.3122 | 2701747.3239 | 1265928.719
37 | 2701895.0082 | 1265906.9497 | 2701900.9745 | 1265908.9292
38 | 2701902.2446 | 1265909.3506 | 2701900.9745 | 1265908.9292
39 | 2701902.2446 | 1265909.3506 | 2701915.4762 | 1265913.7406
40 | 2701920.9777 | 1265915.5659 | 2701915.4762 | 1265913.7406
41 | 2701932.4391 | 1265919.3687 | 2701920.9777 | 1265915.5659
42 | 2701842.7743 | 1266034.5098 | 2701842.1496 | 1266033.6116
43 | 2701849.2636 | 1266043.8421 | 2701842.7743 | 1266034.5098
44 | 2701841.27 | 1266032.3466 | 2701842.1496 | 1266033.6116
45 | 2701849.2636 | 1266043.8421 | 2701836.1181 | 1266053.2705
46 | 2701849.2636 | 1266043.8421 | 2701856.9632 | 1266054.9203
47 | 2701830.5031 | 1266016.8629 | 2701841.27 | 1266032.3466
48 | 2701835.1932 | 1266053.9338 | 2701836.1181 | 1266053.2705
49 | 2701857.844 | 1266056.1877 | 2701856.9632 | 1266054.9203
50 | 2701830.5031 | 1266016.8629 | 2701826.4564 | 1266011.0404
51 | 2701830.5031 | 1266016.8629 | 2701815.9179 | 1266027.5519
52 | 2701829.2085 | 1266058.2262 | 2701835.1932 | 1266053.9338
53 | 2701857.844 | 1266056.1877 | 2701872.9691 | 1266077.9498
54 | 2701826.4564 | 1266011.0404 | 2701825.5751 | 1266009.7724
55 | 2701815.9179 | 1266027.5519 | 2701808.415 | 1266033.0506
56 | 2701829.2085 | 1266058.2262 | 2701827.644 | 1266059.3484
57 | 2701873.5217 | 1266078.7448 | 2701872.9691 | 1266077.9498
58 | 2701755.9011 | 1266025.319 | 2701756.9385 | 1266016.4686
59 | 2701754.2002 | 1266039.8308 | 2701755.9011 | 1266025.319
60 | 2701759.8096 | 1265991.9726 | 2701756.9385 | 1266016.4686
61 | 2701753.0724 | 1266049.4524 | 2701754.2002 | 1266039.8308
62 | 2701760.6959 | 1265984.4113 | 2701759.8096 | 1265991.9726
63 | 2701760.6959 | 1265984.4113 | 2701762.7073 | 1265969.49
64 | 2701760.6959 | 1265984.4113 | 2701779.5162 | 1265987.7746
65 | 2701762.7925 | 1265968.8583 | 2701762.7073 | 1265969.49
66 | 2701779.5162 | 1265987.7746 | 2701789.5203 | 1265989.5625
67 | 2701748.9015 | 1266085.0374 | 2701729.6743 | 1266079.3469
68 | 2701758.4859 | 1266090.3957 | 2701748.6479 | 1266087.0792 | 2701748.9015 | 1266085.0374
69 | 2701758.4859 | 1266090.3957 | 2701763.7074 | 1266092.1887
70 | 2701805.2621 | 1265992.3756 | 2701789.5203 | 1265989.5625
71 | 2701805.2621 | 1265992.3756 | 2701806.4244 | 1265992.5833 | 2701814.1242 | 1265997.1845
72 | 2701814.1242 | 1265997.1845 | 2701816.4305 | 1265998.5627
73 | 2701765.8498 | 1265946.178 | 2701762.7925 | 1265968.8583
74 | 2701825.5751 | 1266009.7724 | 2701818.7457 | 1265999.9462 | 2701816.4305 | 1265998.5627
75 | 2701765.8498 | 1265946.178 | 2701766.0765 | 1265944.4958
76 | 2701559.6925 | 1266015.3255 | 2701565.9975 | 1266008.8518
77 | 2701573.2884 | 1266001.3658 | 2701565.9975 | 1266008.8518
78 | 2701578.5792 | 1265995.9334 | 2701573.2884 | 1266001.3658
79 | 2701602.0525 | 1265977.5324 | 2701595.5058 | 1265978.5541 | 2701578.5792 | 1265995.9334
80 | 2701578.5792 | 1265995.9334 | 2701587.6651 | 1266004.8858
81 | 2701602.0525 | 1265977.5324 | 2701614.6876 | 1265990.1982
82 | 2701602.0525 | 1265977.5324 | 2701586.4495 | 1265961.948
83 | 2701602.0525 | 1265977.5324 | 2701609.6104 | 1265973.3255 | 2701612.419 | 1265956.4557
84 | 2701595.4188 | 1266012.5255 | 2701587.6651 | 1266004.8858
85 | 2701662.4148 | 1266057.8154 | 2701668.5847 | 1266059.9144
86 | 2701662.4148 | 1266057.8154 | 2701658.8044 | 1266055.8183 | 2701656.4433 | 1266052.9864 | 2701655.4635 | 1266049.5334 | 2701655.6902 | 1266045.9898 | 2701659.9541 | 1266021.2754
87 | 2701668.5847 | 1266059.9144 | 2701688.2007 | 1266066.5876
88 | 2701662.2403 | 1266008.0244 | 2701659.9541 | 1266021.2754
89 | 2701763.7074 | 1266092.1887 | 2701772.0274 | 1266095.0456
90 | 2701641.355 | 1266016.93 | 2701626.549 | 1266027.3656
91 | 2701641.355 | 1266016.93 | 2701633.0708 | 1266008.6258
92 | 2701633.0708 | 1266008.6258 | 2701614.6876 | 1265990.1982
93 | 2701661.0854 | 1265991.1032 | 2701665.0424 | 1265991.7829
94 | 2701661.0854 | 1265991.1032 | 2701662.5564 | 1265982.2625
95 | 2701665.0424 | 1265991.7829 | 2701662.2403 | 1266008.0244
96 | 2701687.2292 | 1265995.6344 | 2701665.0424 | 1265991.7829
97 | 2701665.9545 | 1265961.8402 | 2701662.5564 | 1265982.2625
98 | 2701780.2893 | 1266097.8827 | 2701772.0274 | 1266095.0456
99 | 2701735.4366 | 1265927.2174 | 2701747.3239 | 1265928.719
100 | 2701619.3926 | 1265914.5701 | 2701619.1312 | 1265916.1399
101 | 2701629.3291 | 1265884.2785 | 2701623.6948 | 1265888.7299 | 2701619.3926 | 1265914.5701
102 | 2701615.8203 | 1265936.0265 | 2701619.1312 | 1265916.1399
103 | 2701629.3291 | 1265884.2785 | 2701639.3238 | 1265885.9574
104 | 2701615.8203 | 1265936.0265 | 2701612.419 | 1265956.4557
105 | 2701665.9545 | 1265961.8402 | 2701666.1335 | 1265960.7645 | 2701669.7041 | 1265939.3116
106 | 2701687.2292 | 1265995.6344 | 2701703.6762 | 1265998.4829
107 | 2701687.2292 | 1265995.6344 | 2701689.631 | 1265980.4987
108 | 2701694.8668 | 1265952.2404 | 2701694.8668 | 1265952.2404 | 2701716.0321 | 1265955.2191
109 | 2701692.0863 | 1265965.0256 | 2701692.6496 | 1265965.1131 | 2701694.8668 | 1265952.2404
110 | 2701692.0863 | 1265965.0256 | 2701689.631 | 1265980.4987
111 | 2701721.8798 | 1266001.6356 | 2701708.2024 | 1265999.2668
112 | 2701719.8925 | 1266026.956 | 2701721.8798 | 1266001.6356
113 | 2701708.2024 | 1265999.2668 | 2701703.6762 | 1265998.4829
114 | 2702005.1761 | 1266044.353 | 2701981.951 | 1266015.6059
115 | 2701981.951 | 1266015.6059 | 2701972.9543 | 1266022.5993
116 | 2702005.1761 | 1266044.353 | 2701988.1747 | 1266058.149 | 2701987.3762 | 1266062.8298
117 | 2702005.1761 | 1266044.353 | 2702020.7994 | 1266063.6944 | 2702040.4547 | 1266087.209
118 | 2701972.9543 | 1266022.5993 | 2701952.2192 | 1266038.7173
119 | 2702040.4547 | 1266087.209 | 2702060.7515 | 1266111.502 | 2702078.9096 | 1266131.866
120 | 2702040.4547 | 1266087.209 | 2702011.8508 | 1266110.0456 | 2701997.1582 | 1266123.8772
121 | 2701952.2192 | 1266038.7173 | 2701946.4737 | 1266043.1834
122 | 2701595.4188 | 1266012.5255 | 2701604.8546 | 1266021.8226
123 | 2701607.2964 | 1266024.2285 | 2701604.8546 | 1266021.8226
124 | 2701910.7305 | 1266117.0519 | 2701915.1524 | 1266132.2409 | 2701921.6423 | 1266146.2868 | 2701930.0129 | 1266153.4594 | 2701935.5975 | 1266154.0673 | 2701946.8013 | 1266144.7763
125 | 2701921.9354 | 1266072.5632 | 2701901.405 | 1266088.8341 | 2701894.1662 | 1266099.863 | 2701896.0281 | 1266106.3005 | 2701910.7305 | 1266117.0519
126 | 2701921.9354 | 1266072.5632 | 2701935.6455 | 1266091.9129
127 | 2701917.2229 | 1266065.9208 | 2701921.9354 | 1266072.5632
128 | 2701935.6455 | 1266091.9129 | 2701943.5047 | 1266103.0052 | 2701949.0726 | 1266099.0553
129 | 2701917.2229 | 1266065.9208 | 2701905.1389 | 1266075.3155
130 | 2701917.2229 | 1266065.9208 | 2701946.4737 | 1266043.1834
131 | 2701883.0655 | 1266092.4766 | 2701905.1389 | 1266075.3155
132 | 2701981.6029 | 1266138.521 | 2701997.1582 | 1266123.8772
133 | 2702078.9096 | 1266131.866 | 2702036.0379 | 1266174.3581
134 | 2701797.6006 | 1266103.827 | 2701780.2893 | 1266097.8827
135 | 2701797.6006 | 1266103.827 | 2701806.1826 | 1266106.7739
136 | 2701814.8947 | 1266109.7655 | 2701806.1826 | 1266106.7739
137 | 2701845.6705 | 1266120.3334 | 2701814.8947 | 1266109.7655
138 | 2701845.6705 | 1266120.3334 | 2701855.6098 | 1266112.8881
139 | 2701855.6098 | 1266112.8881 | 2701863.3061 | 1266107.1231
140 | 2701800.3721 | 1266038.945 | 2701808.415 | 1266033.0506
141 | 2701805.5822 | 1266063.4206 | 2701807.9106 | 1266064.9587 | 2701813.651 | 1266066.5811 | 2701819.8706 | 1266062.2512 | 2701822.7824 | 1266062.8352 | 2701827.644 | 1266059.3484
142 | 2701883.0655 | 1266092.4766 | 2701874.8822 | 1266098.4517 | 2701863.3061 | 1266107.1231
143 | 2701883.0655 | 1266092.4766 | 2701873.5217 | 1266078.7448

## bus_geodata
| x | y | coords
0 | 2701593.3718 | 1265828.2919
1 | 2701576.2746 | 1265822.0923
2 | 2701574.6522 | 1265826.2234
3 | 2701622.428 | 1265838.9218
4 | 2701620.9025 | 1265843.1102
5 | 2701643.8825 | 1265846.9429
6 | 2701565.5893 | 1265822.9094
7 | 2701598.6158 | 1265834.973
8 | 2701566.6172 | 1265847.4905
9 | 2701514.9909 | 1265844.3744
10 | 2701609.9203 | 1265873.8806
11 | 2701673.103 | 1265866.4941
12 | 2701572.0026 | 1265883.0812
13 | 2701676.7565 | 1265892.2452
14 | 2701687.2636 | 1265856.7183
15 | 2701680.4273 | 1265843.0559
16 | 2701673.6985 | 1265838.0248
17 | 2701665.815 | 1265835.635
18 | 2701701.3459 | 1265848.8603
19 | 2701697.1838 | 1265858.3459
20 | 2701699.4084 | 1265870.4165
21 | 2701678.972 | 1265904.8494
22 | 2701675.6585 | 1265903.5358
23 | 2701676.313 | 1265921.4258
24 | 2701689.6859 | 1265909.0924
25 | 2701662.8747 | 1265889.9134
26 | 2701672.1977 | 1265924.3289
27 | 2701720.1768 | 1265921.1709
28 | 2701774.882 | 1265869.5591
29 | 2701821.3975 | 1265882.438
30 | 2701773.5241 | 1265886.5311
31 | 2701857.969 | 1265894.6606
32 | 2701767.8537 | 1265931.3122
33 | 2701900.9745 | 1265908.9292
34 | 2701895.0082 | 1265906.9497
35 | 2701902.2446 | 1265909.3506
36 | 2701915.4762 | 1265913.7406
37 | 2701920.9777 | 1265915.5659
38 | 2701932.4391 | 1265919.3687
39 | 2701842.7743 | 1266034.5098
40 | 2701842.1496 | 1266033.6116
41 | 2701849.2636 | 1266043.8421
42 | 2701841.27 | 1266032.3466
43 | 2701836.1181 | 1266053.2705
44 | 2701856.9632 | 1266054.9203
45 | 2701830.5031 | 1266016.8629
46 | 2701835.1932 | 1266053.9338
47 | 2701857.844 | 1266056.1877
48 | 2701826.4564 | 1266011.0404
49 | 2701815.9179 | 1266027.5519
50 | 2701829.2085 | 1266058.2262
51 | 2701872.9691 | 1266077.9498
52 | 2701755.9011 | 1266025.319
53 | 2701756.9385 | 1266016.4686
54 | 2701754.2002 | 1266039.8308
55 | 2701759.8096 | 1265991.9726
56 | 2701753.0724 | 1266049.4524
57 | 2701760.6959 | 1265984.4114
58 | 2701762.7073 | 1265969.49
59 | 2701779.5162 | 1265987.7746
60 | 2701748.9015 | 1266085.0374
61 | 2701729.6743 | 1266079.3469
62 | 2701758.4859 | 1266090.3957
63 | 2701789.5203 | 1265989.5625
64 | 2701805.2621 | 1265992.3756
65 | 2701814.1242 | 1265997.1845
66 | 2701762.7925 | 1265968.8583
67 | 2701816.4305 | 1265998.5627
68 | 2701765.8498 | 1265946.178
69 | 2701559.6925 | 1266015.3255
70 | 2701565.9975 | 1266008.8518
71 | 2701573.2884 | 1266001.3658
72 | 2701578.5792 | 1265995.9334
73 | 2701602.0525 | 1265977.5324
74 | 2701587.6651 | 1266004.8858
75 | 2701662.4148 | 1266057.8154
76 | 2701668.5847 | 1266059.9144
77 | 2701659.9541 | 1266021.2754
78 | 2701763.7074 | 1266092.1887
79 | 2701688.2007 | 1266066.5876
80 | 2701641.355 | 1266016.93
81 | 2701626.549 | 1266027.3656
82 | 2701633.0708 | 1266008.6258
83 | 2701661.0854 | 1265991.1032
84 | 2701665.0424 | 1265991.7829
85 | 2701662.5564 | 1265982.2625
86 | 2701662.2403 | 1266008.0244
87 | 2701772.0274 | 1266095.0456
88 | 2701735.4366 | 1265927.2174
89 | 2701747.3239 | 1265928.719
90 | 2701766.0765 | 1265944.4958
91 | 2701619.3926 | 1265914.5701
92 | 2701619.1312 | 1265916.1399
93 | 2701629.3291 | 1265884.2785
94 | 2701615.8203 | 1265936.0265
95 | 2701639.3238 | 1265885.9574
96 | 2701612.419 | 1265956.4557
97 | 2701665.9545 | 1265961.8402
98 | 2701669.7041 | 1265939.3116
99 | 2701687.2292 | 1265995.6344
100 | 2701694.8669 | 1265952.2404
101 | 2701716.0321 | 1265955.2191
102 | 2701692.0863 | 1265965.0256
103 | 2701689.631 | 1265980.4987
104 | 2701721.8798 | 1266001.6356
105 | 2701708.2024 | 1265999.2668
106 | 2701719.8925 | 1266026.956
107 | 2701703.6762 | 1265998.4829
108 | 2701825.5751 | 1266009.7724
109 | 2701981.951 | 1266015.6059
110 | 2702005.1761 | 1266044.353
111 | 2701972.9543 | 1266022.5993
112 | 2701987.3762 | 1266062.8298
113 | 2702040.4547 | 1266087.209
114 | 2701952.2192 | 1266038.7173
115 | 2701595.4188 | 1266012.5255
116 | 2701604.8546 | 1266021.8226
117 | 2701607.2964 | 1266024.2285
118 | 2701614.6876 | 1265990.1982
119 | 2701586.4495 | 1265961.948
120 | 2701946.8013 | 1266144.7763
121 | 2701910.7305 | 1266117.0519
122 | 2701921.9354 | 1266072.5632
123 | 2701935.6455 | 1266091.9129
124 | 2701917.2229 | 1266065.9208
125 | 2701949.0726 | 1266099.0553
126 | 2701905.1389 | 1266075.3155
127 | 2701946.4737 | 1266043.1834
128 | 2701981.6029 | 1266138.521
129 | 2701997.1582 | 1266123.8772
130 | 2702078.9096 | 1266131.866
131 | 2702036.0379 | 1266174.3581
132 | 2701797.6006 | 1266103.827
133 | 2701780.2893 | 1266097.8826
134 | 2701806.1826 | 1266106.7739
135 | 2701814.8947 | 1266109.7655
136 | 2701845.6705 | 1266120.3334
137 | 2701855.6098 | 1266112.8881
138 | 2701808.415 | 1266033.0506
139 | 2701800.3721 | 1266038.945
140 | 2701805.5822 | 1266063.4206
141 | 2701827.644 | 1266059.3484
142 | 2701863.3061 | 1266107.1231
143 | 2701883.0655 | 1266092.4766
144 | 2701873.5217 | 1266078.7448
145 | 2701760.6959 | 1265984.4114

## line_std_types
| c_nf_per_km | r_ohm_per_km | x_ohm_per_km | max_i_ka | type | q_mm2 | alpha | voltage_rating
NAYY 4x50 SE | 210 | 0.642 | 0.083 | 0.142 | cs | 50 | 0.00403 | LV
NAYY 4x120 SE | 264 | 0.225 | 0.08 | 0.242 | cs | 120 | 0.00403 | LV
NAYY 4x150 SE | 261 | 0.208 | 0.08 | 0.27 | cs | 150 | 0.00403 | LV
NA2XS2Y 1x95 RM/25 12/20 kV | 216 | 0.313 | 0.132 | 0.252 | cs | 95 | 0.00403 | MV
NA2XS2Y 1x185 RM/25 12/20 kV | 273 | 0.161 | 0.117 | 0.362 | cs | 185 | 0.00403 | MV
NA2XS2Y 1x240 RM/25 12/20 kV | 304 | 0.122 | 0.112 | 0.421 | cs | 240 | 0.00403 | MV
NA2XS2Y 1x95 RM/25 6/10 kV | 315 | 0.313 | 0.123 | 0.249 | cs | 95 | 0.00403 | MV
NA2XS2Y 1x185 RM/25 6/10 kV | 406 | 0.161 | 0.11 | 0.358 | cs | 185 | 0.00403 | MV
NA2XS2Y 1x240 RM/25 6/10 kV | 456 | 0.122 | 0.105 | 0.416 | cs | 240 | 0.00403 | MV
NA2XS2Y 1x150 RM/25 12/20 kV | 250 | 0.206 | 0.116 | 0.319 | cs | 150 | 0.00403 | MV
NA2XS2Y 1x120 RM/25 12/20 kV | 230 | 0.253 | 0.119 | 0.283 | cs | 120 | 0.00403 | MV
NA2XS2Y 1x70 RM/25 12/20 kV | 190 | 0.443 | 0.132 | 0.22 | cs | 70 | 0.00403 | MV
NA2XS2Y 1x150 RM/25 6/10 kV | 360 | 0.206 | 0.11 | 0.315 | cs | 150 | 0.00403 | MV
NA2XS2Y 1x120 RM/25 6/10 kV | 340 | 0.253 | 0.113 | 0.28 | cs | 120 | 0.00403 | MV
NA2XS2Y 1x70 RM/25 6/10 kV | 280 | 0.443 | 0.123 | 0.217 | cs | 70 | 0.00403 | MV
N2XS(FL)2Y 1x120 RM/35 64/110 kV | 112 | 0.153 | 0.166 | 0.366 | cs | 120 | 0.00393 | HV
N2XS(FL)2Y 1x185 RM/35 64/110 kV | 125 | 0.099 | 0.156 | 0.457 | cs | 185 | 0.00393 | HV
N2XS(FL)2Y 1x240 RM/35 64/110 kV | 135 | 0.075 | 0.149 | 0.526 | cs | 240 | 0.00393 | HV
N2XS(FL)2Y 1x300 RM/35 64/110 kV | 144 | 0.06 | 0.144 | 0.588 | cs | 300 | 0.00393 | HV
15-AL1/3-ST1A 0.4 | 11 | 1.8769 | 0.35 | 0.105 | ol | 16 | 0.00403 | LV
24-AL1/4-ST1A 0.4 | 11.25 | 1.2012 | 0.335 | 0.14 | ol | 24 | 0.00403 | LV
48-AL1/8-ST1A 0.4 | 12.2 | 0.5939 | 0.3 | 0.21 | ol | 48 | 0.00403 | LV
94-AL1/15-ST1A 0.4 | 13.2 | 0.306 | 0.29 | 0.35 | ol | 94 | 0.00403 | LV
34-AL1/6-ST1A 10.0 | 9.7 | 0.8342 | 0.36 | 0.17 | ol | 34 | 0.00403 | MV
48-AL1/8-ST1A 10.0 | 10.1 | 0.5939 | 0.35 | 0.21 | ol | 48 | 0.00403 | MV
70-AL1/11-ST1A 10.0 | 10.4 | 0.4132 | 0.339 | 0.29 | ol | 70 | 0.00403 | MV
94-AL1/15-ST1A 10.0 | 10.75 | 0.306 | 0.33 | 0.35 | ol | 94 | 0.00403 | MV
122-AL1/20-ST1A 10.0 | 11.1 | 0.2376 | 0.323 | 0.41 | ol | 122 | 0.00403 | MV
149-AL1/24-ST1A 10.0 | 11.25 | 0.194 | 0.315 | 0.47 | ol | 149 | 0.00403 | MV
34-AL1/6-ST1A 20.0 | 9.15 | 0.8342 | 0.382 | 0.17 | ol | 34 | 0.00403 | MV
48-AL1/8-ST1A 20.0 | 9.5 | 0.5939 | 0.372 | 0.21 | ol | 48 | 0.00403 | MV
70-AL1/11-ST1A 20.0 | 9.7 | 0.4132 | 0.36 | 0.29 | ol | 70 | 0.00403 | MV
94-AL1/15-ST1A 20.0 | 10 | 0.306 | 0.35 | 0.35 | ol | 94 | 0.00403 | MV
122-AL1/20-ST1A 20.0 | 10.3 | 0.2376 | 0.344 | 0.41 | ol | 122 | 0.00403 | MV
149-AL1/24-ST1A 20.0 | 10.5 | 0.194 | 0.337 | 0.47 | ol | 149 | 0.00403 | MV
184-AL1/30-ST1A 20.0 | 10.75 | 0.1571 | 0.33 | 0.535 | ol | 184 | 0.00403 | MV
243-AL1/39-ST1A 20.0 | 11 | 0.1188 | 0.32 | 0.645 | ol | 243 | 0.00403 | MV
48-AL1/8-ST1A 110.0 | 8 | 0.5939 | 0.46 | 0.21 | ol | 48 | 0.00403 | HV
70-AL1/11-ST1A 110.0 | 8.4 | 0.4132 | 0.45 | 0.29 | ol | 70 | 0.00403 | HV
94-AL1/15-ST1A 110.0 | 8.65 | 0.306 | 0.44 | 0.35 | ol | 94 | 0.00403 | HV
122-AL1/20-ST1A 110.0 | 8.5 | 0.2376 | 0.43 | 0.41 | ol | 122 | 0.00403 | HV
149-AL1/24-ST1A 110.0 | 8.75 | 0.194 | 0.41 | 0.47 | ol | 149 | 0.00403 | HV
184-AL1/30-ST1A 110.0 | 8.8 | 0.1571 | 0.4 | 0.535 | ol | 184 | 0.00403 | HV
243-AL1/39-ST1A 110.0 | 9 | 0.1188 | 0.39 | 0.645 | ol | 243 | 0.00403 | HV
305-AL1/39-ST1A 110.0 | 9.2 | 0.0949 | 0.38 | 0.74 | ol | 305 | 0.00403 | HV
490-AL1/64-ST1A 110.0 | 9.75 | 0.059 | 0.37 | 0.96 | ol | 490 | 0.00403 | HV
679-AL1/86-ST1A 110.0 | 9.95 | 0.042 | 0.36 | 1.15 | ol | 679 | 0.00403 | HV
490-AL1/64-ST1A 220.0 | 10 | 0.059 | 0.285 | 0.96 | ol | 490 | 0.00403 | HV
679-AL1/86-ST1A 220.0 | 11.7 | 0.042 | 0.275 | 1.15 | ol | 679 | 0.00403 | HV
490-AL1/64-ST1A 380.0 | 11 | 0.059 | 0.253 | 0.96 | ol | 490 | 0.00403 | HV
679-AL1/86-ST1A 380.0 | 14.6 | 0.042 | 0.25 | 1.15 | ol | 679 | 0.00403 | HV

## trafo_std_types
| i0_percent | pfe_kw | vkr_percent | sn_mva | vn_lv_kv | vn_hv_kv | vk_percent | shift_degree | vector_group | tap_side | tap_neutral | tap_min | tap_max | tap_step_degree | tap_step_percent | tap_phase_shifter
160 MVA 380/110 kV | 0.06 | 60 | 0.25 | 160 | 110 | 380 | 12.2 | 0 | Yy0 | hv | 0 | -9 | 9 | 0 | 1.5 | FALSE
100 MVA 220/110 kV | 0.06 | 55 | 0.26 | 100 | 110 | 220 | 12 | 0 | Yy0 | hv | 0 | -9 | 9 | 0 | 1.5 | FALSE
63 MVA 110/20 kV | 0.04 | 22 | 0.32 | 63 | 20 | 110 | 18 | 150 | YNd5 | hv | 0 | -9 | 9 | 0 | 1.5 | FALSE
40 MVA 110/20 kV | 0.05 | 18 | 0.34 | 40 | 20 | 110 | 16.2 | 150 | YNd5 | hv | 0 | -9 | 9 | 0 | 1.5 | FALSE
25 MVA 110/20 kV | 0.07 | 14 | 0.41 | 25 | 20 | 110 | 12 | 150 | YNd5 | hv | 0 | -9 | 9 | 0 | 1.5 | FALSE
63 MVA 110/10 kV | 0.04 | 22 | 0.32 | 63 | 10 | 110 | 18 | 150 | YNd5 | hv | 0 | -9 | 9 | 0 | 1.5 | FALSE
40 MVA 110/10 kV | 0.05 | 18 | 0.34 | 40 | 10 | 110 | 16.2 | 150 | YNd5 | hv | 0 | -9 | 9 | 0 | 1.5 | FALSE
25 MVA 110/10 kV | 0.07 | 14 | 0.41 | 25 | 10 | 110 | 12 | 150 | YNd5 | hv | 0 | -9 | 9 | 0 | 1.5 | FALSE
0.25 MVA 20/0.4 kV | 0.32 | 0.8 | 1.44 | 0.25 | 0.4 | 20 | 6 | 150 | Yzn5 | hv | 0 | -2 | 2 | 0 | 2.5 | FALSE
0.4 MVA 20/0.4 kV | 0.3375 | 1.35 | 1.425 | 0.4 | 0.4 | 20 | 6 | 150 | Dyn5 | hv | 0 | -2 | 2 | 0 | 2.5 | FALSE
0.63 MVA 20/0.4 kV | 0.2619 | 1.65 | 1.206 | 0.63 | 0.4 | 20 | 6 | 150 | Dyn5 | hv | 0 | -2 | 2 | 0 | 2.5 | FALSE
0.25 MVA 10/0.4 kV | 0.24 | 0.6 | 1.2 | 0.25 | 0.4 | 10 | 4 | 150 | Dyn5 | hv | 0 | -2 | 2 | 0 | 2.5 | FALSE
0.4 MVA 10/0.4 kV | 0.2375 | 0.95 | 1.325 | 0.4 | 0.4 | 10 | 4 | 150 | Dyn5 | hv | 0 | -2 | 2 | 0 | 2.5 | FALSE
0.63 MVA 10/0.4 kV | 0.1873 | 1.18 | 1.0794 | 0.63 | 0.4 | 10 | 4 | 150 | Dyn5 | hv | 0 | -2 | 2 | 0 | 2.5 | FALSE

## trafo3w_std_types
| sn_hv_mva | sn_mv_mva | sn_lv_mva | vn_hv_kv | vn_mv_kv | vn_lv_kv | vk_hv_percent | vk_mv_percent | vk_lv_percent | vkr_hv_percent | vkr_mv_percent | vkr_lv_percent | pfe_kw | i0_percent | shift_mv_degree | shift_lv_degree | vector_group | tap_side | tap_neutral | tap_min | tap_max | tap_step_percent
63/25/38 MVA 110/20/10 kV | 63 | 25 | 38 | 110 | 20 | 10 | 10.4 | 10.4 | 10.4 | 0.28 | 0.32 | 0.35 | 35 | 0.89 | 0 | 0 | YN0yn0yn0 | hv | 0 | -10 | 10 | 1.2
63/25/38 MVA 110/10/10 kV | 63 | 25 | 38 | 110 | 10 | 10 | 10.4 | 10.4 | 10.4 | 0.28 | 0.32 | 0.35 | 35 | 0.89 | 0 | 0 | YN0yn0yn0 | hv | 0 | -10 | 10 | 1.2

## fuse_std_types
| fuse_type | i_rated_a | t_avg | t_min | t_total | x_avg | x_min | x_total
HV 100A | HV 100A | 100 | 0 | [10.0, 3.64, 0.854, 0.281, 0.1, 0.0531, 0.022, 0.01] | [10.0, 4.267, 1.21, 0.403, 0.1, 0.058, 0.022, 0.01] | 0 | [300.0, 350.0, 450.0, 550.0, 700.0, 850.0, 1200.0, 1752.0] | [600.0, 700.0, 900.0, 1150.0, 1665.0, 2000.0, 3000.0, 4313.0]
HV 10A | HV 10A | 10 | 0 | [10.0, 1675.0, 0.344, 0.156, 0.1, 0.0417, 0.0171, 0.01] | [10.0, 1.3, 0.3, 0.155, 0.1, 0.0555, 0.023, 0.01] | 0 | [30.0, 32.0, 35.0, 37.0, 39.0, 50.0, 70.0, 88.0] | [60.0, 70.0, 80.0, 87.0, 94.0, 110.0, 150.0, 216.0]
HV 125A | HV 125A | 125 | 0 | [10.0, 1.82, 0.344, 0.1, 0.0467, 0.0269, 0.01] | [10.0, 2.478, 0.426, 0.1, 0.0427, 0.0211, 0.01] | 0 | [375.0, 500.0, 700.0, 925.0, 1200.0, 1500.0, 2341.0] | [750.0, 1000.0, 1500.0, 2200.0, 3000.0, 4000.0, 5765.0]
HV 160A | HV 160A | 160 | 0 | [10.0, 4.15, 1.03, 0.198, 0.1, 0.051, 0.0172, 0.01] | [10.0, 2.3, 0.734, 0.274, 0.1, 0.046, 0.0177, 0.01] | 0 | [480.0, 550.0, 700.0, 1000.0, 1260.0, 1600.0, 2500.0, 3227.0] | [960.0, 1300.0, 1700.0, 2200.0, 2996.0, 4000.0, 6000.0, 7946.0]
HV 16A | HV 16A | 16 | 0 | [10.0, 0.352, 0.164, 0.1, 0.0649, 0.0342, 0.01] | [10.0, 2.34, 0.722, 0.181, 0.1, 0.055, 0.0296, 0.01] | 0 | [48.0, 60.0, 65.0, 71.0, 80.0, 100.0, 162.0] | [96.0, 110.0, 125.0, 150.0, 168.0, 200.0, 250.0, 398.0]
HV 200A | HV 200A | 200 | 0 | [10.0, 4.267, 1.21, 0.403, 0.1, 0.058, 0.022, 0.01] | [10.0, 3.73, 1.654, 0.328, 0.1, 0.0531, 0.019, 0.01] | 0 | [600.0, 700.0, 900.0, 1150.0, 1665.0, 2000.0, 3000.0, 4313.0] | [1200.0, 1500.0, 1800.0, 2700.0, 3960.0, 5000.0, 7500.0, 10620.0]
HV 20A | HV 20A | 20 | 0 | [10.0, 1.3, 0.3, 0.155, 0.1, 0.0555, 0.023, 0.01] | [10.0, 1.3, 0.161, 0.1, 0.0611, 0.0399, 0.0141, 0.01] | 0 | [60.0, 70.0, 80.0, 87.0, 94.0, 110.0, 150.0, 216.0] | [120.0, 150.0, 200.0, 223.0, 260.0, 300.0, 450.0, 532.0]
HV 25A | HV 25A | 25 | 0 | [10.0, 2.512, 0.833, 0.299, 0.1, 0.0372, 0.0223, 0.01] | [10.0, 3.125, 0.597, 0.198, 0.1, 0.0378, 0.022, 0.01] | 0 | [75.0, 82.0, 90.0, 100.0, 124.0, 170.0, 200.0, 289.0] | [150.0, 170.0, 210.0, 250.0, 294.0, 400.0, 500.0, 711.0]
HV 31.5A | HV 31.5A | 31.5 | 0 | [10.0, 2.34, 0.722, 0.181, 0.1, 0.055, 0.0296, 0.01] | [10.0, 2.84, 0.368, 0.164, 0.1, 0.0621, 0.0378, 0.0195, 0.01] | 0 | [95.0, 110.0, 125.0, 150.0, 165.0, 200.0, 250.0, 390.0] | [189.0, 220.0, 300.0, 350.0, 393.0, 450.0, 530.0, 700.0, 960.0]
HV 40A | HV 40A | 40 | 0 | [10.0, 1.3, 0.161, 0.1, 0.0611, 0.0399, 0.0141, 0.01] | [10.0, 2.05, 0.369, 0.198, 0.1, 0.051, 0.0298, 0.01] | 0 | [120.0, 150.0, 200.0, 223.0, 260.0, 300.0, 450.0, 532.0] | [240.0, 300.0, 400.0, 450.0, 530.0, 650.0, 800.0, 1311.0]
HV 50A | HV 50A | 50 | 0 | [10.0, 3.215, 0.597, 0.198, 0.1, 0.0378, 0.022, 0.01] | [10.0, 3.64, 0.854, 0.281, 0.1, 0.0531, 0.022, 0.01] | 0 | [150.0, 170.0, 210.0, 250.0, 294.0, 400.0, 500.0, 711.0] | [300.0, 350.0, 450.0, 550.0, 700.0, 850.0, 1200.0, 1752.0]
HV 6.3A | HV 6.3A | 6.3 | 0 | [10.0, 1.39, 0.344, 0.168, 0.1, 0.056, 0.0263, 0.01] | [10.0, 1.711, 0.516, 0.198, 0.1, 0.0634, 0.0303, 0.01] | 0 | [19.0, 19.5, 20.4, 20.8, 22.0, 25.0, 32.0, 48.0] | [38.0, 40.0, 43.0, 48.0, 53.0, 60.0, 75.0, 118.0]
HV 63A | HV 63A | 63 | 0 | [10.0, 2.84, 0.368, 0.164, 0.1, 0.0621, 0.0378, 0.0195, 0.01] | [10.0, 1.82, 0.344, 0.1, 0.0467, 0.0269, 0.01] | 0 | [189.0, 220.0, 300.0, 350.0, 393.0, 450.0, 530.0, 700.0, 961.0] | [378.0, 500.0, 700.0, 934.0, 1200.0, 1500.0, 2366.0]
HV 80A | HV 80A | 80 | 0 | [10.0, 2.05, 0.369, 0.198, 0.1, 0.051, 0.0298, 0.01] | [10.0, 4.15, 1.03, 0.198, 0.1, 0.051, 0.0172, 0.01] | 0 | [240.0, 300.0, 400.0, 450.0, 530.0, 650.0, 800.0, 1311.0] | [480.0, 550.0, 700.0, 1000.0, 1260.0, 1600.0, 2500.0, 3227.0]
Siemens NH-1-100 | Siemens NH-1-100 | 100 | [5400.0, 2000.0, 400.0, 20.0, 1.0, 0.2, 0.012, 0.004] | 0 | 0 | [150.0, 190.0, 250.0, 430.0, 900.0, 1250.0, 2700.0, 3600.0] | 0 | 0
Siemens NH-1-125 | Siemens NH-1-125 | 125 | [4800.0, 120.0, 7.0, 0.1, 0.004] | 0 | 0 | [180.0, 400.0, 740.0, 2000.0, 4250.0] | 0 | 0
Siemens NH-1-16 | Siemens NH-1-16 | 16 | [4000.0, 400.0, 2.0, 0.1, 0.04, 0.01] | 0 | 0 | [26.0, 35.0, 75.0, 150.0, 200.0, 300.0] | 0 | 0
Siemens NH-1-160 | Siemens NH-1-160 | 160 | [4800.0, 120.0, 7.0, 0.1, 0.004] | 0 | 0 | [210.0, 500.0, 900.0, 2300.0, 5000.0] | 0 | 0
Siemens NH-1-25 | Siemens NH-1-25 | 25 | [4000.0, 1000.0, 10.0, 0.2, 0.02, 0.01] | 0 | 0 | [40.0, 50.0, 100.0, 210.0, 400.0, 500.0] | 0 | 0
Siemens NH-1-50 | Siemens NH-1-50 | 50 | [4000.0, 40.0, 4.0, 1.0, 0.02, 0.01] | 0 | 0 | [86.0, 200.0, 300.0, 400.0, 1000.0, 1280.0] | 0 | 0
Siemens NH-1-63 | Siemens NH-1-63 | 63 | [4000.0, 100.0, 10.0, 2.0, 0.04, 0.01] | 0 | 0 | [100.0, 200.0, 300.0, 400.0, 1000.0, 1500.0] | 0 | 0
Siemens NH-1-80 | Siemens NH-1-80 | 80 | [4800.0, 120.0, 7.0, 0.1, 0.01] | 0 | 0 | [150.58, 250.0, 450.0, 1150.0, 2470.0] | 0 | 0
Siemens NH-2-1000 | Siemens NH-2-1000 | 1000 | [4800.0, 120.0, 7.0, 0.1, 0.004] | 0 | 0 | [1900.0, 3500.0, 8400.0, 24000.0, 52000.0] | 0 | 0
Siemens NH-2-200 | Siemens NH-2-200 | 200 | [4800.0, 120.0, 7.0, 0.1, 0.004] | 0 | 0 | [280.0, 650.0, 1200.0, 3000.0, 7000.0] | 0 | 0
Siemens NH-2-224 | Siemens NH-2-224 | 224 | [4800.0, 120.0, 7.0, 0.2, 0.04, 0.004] | 0 | 0 | [400.0, 750.0, 1453.0, 3025.0, 4315.0, 7600.0] | 0 | 0
Siemens NH-2-250 | Siemens NH-2-250 | 250 | [4800.0, 120.0, 7.0, 0.1, 0.004] | 0 | 0 | [450.0, 800.0, 1650.0, 4000.0, 8500.0] | 0 | 0
Siemens NH-2-315 | Siemens NH-2-315 | 315 | [4800.0, 120.0, 7.0, 0.1, 0.004] | 0 | 0 | [550.0, 920.0, 1900.0, 5000.0, 11000.0] | 0 | 0
Siemens NH-2-355 | Siemens NH-2-355 | 355 | [4800.0, 120.0, 6.0, 0.1, 0.004] | 0 | 0 | [650.0, 1116.27, 2350.0, 5840.0, 12790.0] | 0 | 0
Siemens NH-2-400 | Siemens NH-2-400 | 400 | [4800.0, 120.0, 7.0, 0.1, 0.004] | 0 | 0 | [720.0, 1350.0, 2800.0, 6500.0, 15000.0] | 0 | 0
Siemens NH-2-425 | Siemens NH-2-425 | 425 | [4800.0, 120.0, 7.0, 0.1, 0.004] | 0 | 0 | [850.0, 1500.0, 3050.0, 7500.0, 16500.0] | 0 | 0
Siemens NH-2-630 | Siemens NH-2-630 | 630 | [4800.0, 120.0, 7.0, 0.1, 0.004] | 0 | 0 | [1200.0, 2000.0, 4800.0, 12000.0, 26000.0] | 0 | 0

## res_bus
| vm_pu | va_degree | p_mw | q_mvar
0 | 0.982 | -0.34587 | 0.0045217 | 0.0011333
1 | 0.98207 | -0.34438 | 0 | 0
2 | 0.98209 | -0.34402 | 0 | 0
3 | 0.98387 | -0.30943 | 0 | 0
4 | 0.98371 | -0.31255 | 0 | 0
5 | 0.98469 | -0.29344 | 0.0042769 | 0.0010719
6 | 0.9819 | -0.3478 | 0 | 0
7 | 0.9829 | -0.32834 | 0.0028669 | 0.00071852
8 | 0.98193 | -0.34722 | 0.0032184 | 0.00080661
9 | 0.98034 | -0.37832 | 0.021743 | 0.0054494
10 | 0.98365 | -0.31366 | 0.0018928 | 0.00047439
11 | 0.98611 | -0.2658 | 0 | 0
12 | 0.98175 | -0.35068 | 0.0045589 | 0.0011426
13 | 0.98739 | -0.24092 | 0 | 0
14 | 0.98596 | -0.26875 | 0 | 0
15 | 0.98587 | -0.27039 | 0.0014006 | 0.00035102
16 | 0.98584 | -0.27107 | 0 | 0
17 | 0.9858 | -0.27174 | 0.0045074 | 0.0011297
18 | 0.98594 | -0.26904 | 0.00096642 | 0.00024221
19 | 0.98593 | -0.26931 | 0 | 0
20 | 0.9859 | -0.2699 | 0.002698 | 0.00067617
21 | 0.98912 | -0.20759 | 0 | 0
22 | 0.98875 | -0.21477 | 0 | 0
23 | 0.98901 | -0.20963 | 0.0068219 | 0.0017097
24 | 0.98995 | -0.19162 | 0.0015908 | 0.00039868
25 | 0.9864 | -0.26017 | 0.0092429 | 0.0023165
26 | 0.98685 | -0.25151 | 0.019893 | 0.0049855
27 | 0.99232 | -0.14601 | 0.006517 | 0.0016333
28 | 0.99071 | -0.17673 | 0 | 0
29 | 0.98683 | -0.25139 | 0.0025685 | 0.00064373
30 | 0.99208 | -0.15054 | 0.0071275 | 0.0017863
31 | 0.98383 | -0.30959 | 0.00042287 | 0.00010598
32 | 0.99599 | -0.075876 | 0 | 0
33 | 0.98033 | -0.37803 | 0.034194 | 0.0085698
34 | 0.98081 | -0.36855 | 0.0004292 | 0.00010757
35 | 0.98026 | -0.37922 | 0.00031826 | 7.9763e-05
36 | 0.97964 | -0.39155 | 0.021323 | 0.0053441
37 | 0.97949 | -0.39443 | 0.021402 | 0.0053639
38 | 0.97942 | -0.39574 | 0.0059802 | 0.0014988
39 | 0.99374 | -0.1187 | 0.016705 | 0.0041868
40 | 0.9938 | -0.11765 | 0.00072888 | 0.00018268
41 | 0.99323 | -0.12855 | 0 | 0
42 | 0.99388 | -0.11616 | 0.00079601 | 0.0001995
43 | 0.99317 | -0.12958 | 0.00069007 | 0.00017295
44 | 0.99263 | -0.13997 | 0.00079596 | 0.00019949
45 | 0.99484 | -0.097822 | 0 | 0
46 | 0.99317 | -0.12964 | 0.0006152 | 0.00015418
47 | 0.99256 | -0.14127 | 0.00072922 | 0.00018276
48 | 0.99521 | -0.090826 | 0.00072876 | 0.00018265
49 | 0.99479 | -0.098685 | 0.00070628 | 0.00017701
50 | 0.99315 | -0.12994 | 0.000682 | 0.00017093
51 | 0.9914 | -0.1635 | 0.00084645 | 0.00021214
52 | 0.99888 | -0.021263 | 0.0014457 | 0.00036234
53 | 0.99892 | -0.020556 | 0.0015953 | 0.00039981
54 | 0.99884 | -0.022053 | 0.0016827 | 0.00042173
55 | 0.99905 | -0.017913 | 0.0031166 | 0.00078108
56 | 0.99883 | -0.022292 | 0.0014119 | 0.00035385
57 | 0.99912 | -0.016683 | 0 | 0
58 | 0.99996 | -0.00068378 | 0.0018883 | 0.00047326
59 | 0.99809 | -0.036005 | 0.0014621 | 0.00036643
60 | 0.98953 | -0.19945 | 0 | 0
61 | 0.9895 | -0.19995 | 0.0014242 | 0.00035695
62 | 0.98955 | -0.19913 | 0 | 0
63 | 0.99756 | -0.046205 | 0.0024756 | 0.00062045
64 | 0.99672 | -0.062046 | 0.00014301 | 3.5843e-05
65 | 0.99619 | -0.072107 | 0.00016137 | 4.0443e-05
66 | 1 | 0 | -0.54072 | -0.13837
67 | 0.99605 | -0.074769 | 0.00017729 | 4.4434e-05
68 | 0.99756 | -0.046124 | 0.0036777 | 0.00092171
69 | 0.97892 | -0.40598 | 0.0018638 | 0.00046711
70 | 0.97894 | -0.40568 | 0.0010541 | 0.00026419
71 | 0.97897 | -0.40512 | 0.0013647 | 0.00034203
72 | 0.979 | -0.40453 | 0 | 0
73 | 0.97945 | -0.39561 | 0 | 0
74 | 0.97886 | -0.40723 | 0.0081695 | 0.0020475
75 | 0.98228 | -0.34044 | 0 | 0
76 | 0.98226 | -0.34078 | 0.0012335 | 0.00030915
77 | 0.98239 | -0.33834 | 0.00059313 | 0.00014865
78 | 0.98955 | -0.19899 | 0.00097997 | 0.0002456
79 | 0.98223 | -0.3414 | 0.0016669 | 0.00041776
80 | 0.97898 | -0.40478 | 0 | 0
81 | 0.97896 | -0.40518 | 0.0012186 | 0.00030541
82 | 0.979 | -0.40452 | 0.0071797 | 0.0017994
83 | 0.9827 | -0.33227 | 0 | 0
84 | 0.9825 | -0.3361 | 0 | 0
85 | 0.98314 | -0.32371 | 0.0089448 | 0.0022418
86 | 0.98243 | -0.33749 | 0.0011855 | 0.00029712
87 | 0.98957 | -0.19861 | 0.0009488 | 0.00023779
88 | 0.99354 | -0.12264 | 0 | 0
89 | 0.99443 | -0.10562 | 0.0033769 | 0.00084633
90 | 0.99738 | -0.049518 | 0.0035828 | 0.00089792
91 | 0.98227 | -0.34038 | 0.0079035 | 0.0019808
92 | 0.98219 | -0.34204 | 0.0062255 | 0.0015603
93 | 0.9843 | -0.30091 | 0 | 0
94 | 0.98123 | -0.3608 | 0.0065923 | 0.0016522
95 | 0.98491 | -0.28896 | 0.0016076 | 0.00040289
96 | 0.98037 | -0.37764 | 0.0064271 | 0.0016108
97 | 0.98432 | -0.30065 | 0.0063595 | 0.0015939
98 | 0.98576 | -0.27266 | 0.0094742 | 0.0023745
99 | 0.9815 | -0.35567 | 0 | 0
100 | 0.98039 | -0.3775 | 0.014729 | 0.0036915
101 | 0.98024 | -0.38031 | 0.0072608 | 0.0018197
102 | 0.98066 | -0.37206 | 0 | 0
103 | 0.98098 | -0.36582 | 0.014603 | 0.0036598
104 | 0.98123 | -0.36095 | 0 | 0
105 | 0.98128 | -0.36006 | 0.0070048 | 0.0017556
106 | 0.98115 | -0.36256 | 0.0035181 | 0.00088171
107 | 0.98132 | -0.35919 | 0.0011158 | 0.00027964
108 | 0.99529 | -0.089296 | 0.00017225 | 4.3171e-05
109 | 0.97778 | -0.42757 | 0 | 0
110 | 0.97771 | -0.42896 | 0 | 0
111 | 0.97781 | -0.42714 | 0.071908 | 0.018022
112 | 0.97771 | -0.42897 | 2.5123e-05 | 6.2964e-06
113 | 0.97761 | -0.43101 | 0 | 0
114 | 0.97961 | -0.3918 | 0.055563 | 0.013925
115 | 0.97882 | -0.40792 | 0.00080467 | 0.00020167
116 | 0.97879 | -0.40856 | 0.0014808 | 0.00037112
117 | 0.97879 | -0.40863 | 0.0011834 | 0.00029658
118 | 0.9792 | -0.40054 | 0.0067803 | 0.0016993
119 | 0.9793 | -0.39855 | 0.007335 | 0.0018383
120 | 0.98494 | -0.28783 | 9.6542e-05 | 2.4196e-05
121 | 0.98495 | -0.28772 | 0 | 0
122 | 0.98495 | -0.28761 | 0 | 0
123 | 0.98493 | -0.28807 | 0.00022876 | 5.7333e-05
124 | 0.98496 | -0.28743 | 0 | 0
125 | 0.98491 | -0.28839 | 0.00086039 | 0.00021563
126 | 0.98683 | -0.25128 | 0.00090444 | 0.00022667
127 | 0.98048 | -0.37469 | 0.00097529 | 0.00024443
128 | 0.97753 | -0.43251 | 0.00087491 | 0.00021927
129 | 0.97755 | -0.43217 | 0.000244 | 6.1152e-05
130 | 0.97756 | -0.43198 | 0 | 0
131 | 0.97751 | -0.43298 | 0.0009022 | 0.00022611
132 | 0.98967 | -0.19668 | 0.00066358 | 0.00016631
133 | 0.9896 | -0.19809 | 0.00098769 | 0.00024754
134 | 0.98971 | -0.19587 | 0.00072136 | 0.00018079
135 | 0.98976 | -0.19493 | 0.00066057 | 0.00016555
136 | 0.98995 | -0.19123 | 0 | 0
137 | 0.99003 | -0.18982 | 0.00077187 | 0.00019345
138 | 0.99478 | -0.099013 | 0.00079108 | 0.00019826
139 | 0.99477 | -0.099226 | 0.0012105 | 0.00030339
140 | 0.99314 | -0.13032 | 0.00072805 | 0.00018247
141 | 0.99315 | -0.12999 | 0.00087984 | 0.00022051
142 | 0.99009 | -0.1886 | 0.00069558 | 0.00017433
143 | 0.99027 | -0.18516 | 0 | 0
144 | 0.99135 | -0.16431 | 0.00076789 | 0.00019245
145 | 0.99998 | 149.9956 | 0 | 0

## res_line
| p_from_mw | q_from_mvar | p_to_mw | q_to_mvar | pl_mw | ql_mvar | i_from_ka | i_to_ka | i_ka | vm_from_pu | va_from_degree | vm_to_pu | va_to_degree | loading_percent
0 | -0.0045217 | -0.0011333 | 0.0045221 | 0.0011332 | 3.2017e-07 | -2.5192e-08 | 0.0068517 | 0.0068517 | 0.0068517 | 0.982 | -0.34587 | 0.98207 | -0.34438 | 1.8823
1 | -0.0045221 | -0.0011332 | 0.0045221 | 0.0011332 | 7.8111e-08 | -6.1522e-09 | 0.0068517 | 0.0068516 | 0.0068517 | 0.98207 | -0.34438 | 0.98209 | -0.34402 | 1.8823
2 | 0.021779 | 0.0054711 | -0.021775 | -0.0054687 | 3.9309e-06 | 2.394e-06 | 0.033003 | 0.033003 | 0.033003 | 0.98209 | -0.34402 | 0.9819 | -0.3478 | 9.0668
3 | -0.03408 | -0.0085539 | 0.034106 | 0.0085699 | 2.5512e-05 | 1.6005e-05 | 0.051641 | 0.051641 | 0.051641 | 0.98209 | -0.34402 | 0.9829 | -0.32834 | 14.1872
4 | 0.0077792 | 0.0019496 | -0.007778 | -0.0019491 | 1.1844e-06 | 4.7039e-07 | 0.011787 | 0.011787 | 0.011787 | 0.98209 | -0.34402 | 0.98193 | -0.34722 | 3.2381
5 | 0.038899 | 0.0097837 | -0.038894 | -0.00978 | 5.7862e-06 | 3.6466e-06 | 0.058845 | 0.058845 | 0.058845 | 0.98387 | -0.30943 | 0.98371 | -0.31255 | 16.1661
6 | -0.038899 | -0.0097837 | 0.038929 | 0.0098024 | 2.9742e-05 | 1.8744e-05 | 0.058845 | 0.058844 | 0.058845 | 0.98387 | -0.30943 | 0.98469 | -0.29344 | 16.1661
7 | 0.0018929 | 0.00047403 | -0.0018928 | -0.00047439 | 1.0042e-07 | -3.5037e-07 | 0.0028632 | 0.0028634 | 0.0028634 | 0.98371 | -0.31255 | 0.98365 | -0.31366 | 0.78664
8 | 0.037001 | 0.009306 | -0.036973 | -0.0092884 | 2.7883e-05 | 1.7544e-05 | 0.055981 | 0.055982 | 0.055982 | 0.98371 | -0.31255 | 0.9829 | -0.32834 | 15.3795
9 | -0.043206 | -0.010874 | 0.043263 | 0.01091 | 5.716e-05 | 3.6127e-05 | 0.065308 | 0.065307 | 0.065308 | 0.98469 | -0.29344 | 0.98611 | -0.2658 | 17.9416
10 | 0.021775 | 0.0054687 | -0.021743 | -0.0054494 | 3.1664e-05 | 1.9286e-05 | 0.033003 | 0.033003 | 0.033003 | 0.9819 | -0.3478 | 0.98034 | -0.37832 | 9.0669
11 | 0.0045596 | 0.0011425 | -0.0045589 | -0.0011426 | 7.5282e-07 | -4.9984e-08 | 0.0069096 | 0.0069098 | 0.0069098 | 0.98193 | -0.34722 | 0.98175 | -0.35068 | 1.8983
12 | -0.052838 | -0.01331 | 0.052901 | 0.01335 | 6.2961e-05 | 3.9958e-05 | 0.079755 | 0.079755 | 0.079755 | 0.98611 | -0.2658 | 0.98739 | -0.24092 | 21.9108
13 | 0.0095747 | 0.0023994 | -0.0095733 | -0.0023987 | 1.3479e-06 | 6.4304e-07 | 0.014448 | 0.014448 | 0.014448 | 0.98611 | -0.2658 | 0.98596 | -0.26875 | 3.9692
14 | -0.1298 | -0.032796 | 0.12996 | 0.0329 | 0.00016292 | 0.00010412 | 0.1957 | 0.1957 | 0.1957 | 0.98739 | -0.24092 | 0.98875 | -0.21477 | 53.7633
15 | 0.076894 | 0.019447 | -0.076823 | -0.019401 | 7.0959e-05 | 4.5234e-05 | 0.11594 | 0.11594 | 0.11594 | 0.98739 | -0.24092 | 0.9864 | -0.26017 | 31.8526
16 | 0.00096644 | 0.00024201 | -0.00096642 | -0.00024221 | 1.3045e-08 | -2.002e-07 | 0.0014585 | 0.0014586 | 0.0014586 | 0.98596 | -0.26875 | 0.98594 | -0.26904 | 0.4007
17 | 0.0026981 | 0.00067597 | -0.002698 | -0.00067607 | 7.0749e-08 | -9.9831e-08 | 0.0040719 | 0.004072 | 0.004072 | 0.98596 | -0.26875 | 0.98593 | -0.26931 | 1.1187
18 | 0.0059088 | 0.0014808 | -0.0059083 | -0.0014807 | 4.6125e-07 | 9.7957e-08 | 0.0089175 | 0.0089176 | 0.0089176 | 0.98596 | -0.26875 | 0.98587 | -0.27039 | 2.4499
19 | 0.0045077 | 0.0011296 | -0.0045076 | -0.0011297 | 1.4584e-07 | -1.379e-08 | 0.0068036 | 0.0068037 | 0.0068037 | 0.98587 | -0.27039 | 0.98584 | -0.27107 | 1.8691
20 | 0.0045076 | 0.0011297 | -0.0045074 | -0.0011297 | 1.43e-07 | -1.3512e-08 | 0.0068037 | 0.0068037 | 0.0068037 | 0.98584 | -0.27107 | 0.9858 | -0.27174 | 1.8691
21 | 0.002698 | 0.00067607 | -0.002698 | -0.00067617 | 7.6817e-08 | -1.0838e-07 | 0.004072 | 0.004072 | 0.004072 | 0.98593 | -0.26931 | 0.9859 | -0.2699 | 1.1187
22 | 0.22814 | 0.057737 | -0.22806 | -0.057687 | 7.8608e-05 | 5.0218e-05 | 0.34341 | 0.34341 | 0.34341 | 0.98912 | -0.20759 | 0.98875 | -0.21477 | 47.1718
23 | 0.0068225 | 0.0017099 | -0.0068219 | -0.0017097 | 6.6321e-07 | 2.0899e-07 | 0.010264 | 0.010264 | 0.010264 | 0.98912 | -0.20759 | 0.98901 | -0.20963 | 2.8197
24 | -0.23496 | -0.059447 | 0.23514 | 0.059562 | 0.00018018 | 0.00011487 | 0.35367 | 0.35367 | 0.35367 | 0.98912 | -0.20759 | 0.98995 | -0.19162 | 32.3878
25 | 0.098104 | 0.024786 | -0.097931 | -0.024676 | 0.00017247 | 0.00011011 | 0.14771 | 0.14771 | 0.14771 | 0.98875 | -0.21477 | 0.98685 | -0.25151 | 40.5803
26 | -0.23673 | -0.05996 | 0.23725 | 0.060292 | 0.00051975 | 0.00033137 | 0.35607 | 0.35606 | 0.35607 | 0.98995 | -0.19162 | 0.99232 | -0.14601 | 32.6067
27 | 0.06758 | 0.017085 | -0.067487 | -0.017025 | 9.3172e-05 | 5.9325e-05 | 0.102 | 0.102 | 0.102 | 0.9864 | -0.26017 | 0.98491 | -0.28896 | 28.022
28 | 0.078039 | 0.019691 | -0.07796 | -0.01964 | 7.8929e-05 | 5.0321e-05 | 0.11772 | 0.11772 | 0.11772 | 0.98685 | -0.25151 | 0.98576 | -0.27266 | 32.34
29 | -0.24377 | -0.061925 | 0.24405 | 0.0621 | 0.0002746 | 0.00017511 | 0.36584 | 0.36584 | 0.36584 | 0.99232 | -0.14601 | 0.99354 | -0.12264 | 33.5016
30 | 0.087497 | 0.022261 | -0.087184 | -0.022061 | 0.00031359 | 0.00020008 | 0.13154 | 0.13154 | 0.13154 | 0.99071 | -0.17673 | 0.98683 | -0.25139 | 36.1365
31 | -0.087497 | -0.022261 | 0.087608 | 0.022332 | 0.00011059 | 7.056e-05 | 0.13154 | 0.13154 | 0.13154 | 0.99071 | -0.17673 | 0.99208 | -0.15054 | 36.1365
32 | 0.084615 | 0.021417 | -0.084379 | -0.021267 | 0.00023567 | 0.00015034 | 0.12766 | 0.12766 | 0.12766 | 0.98683 | -0.25139 | 0.98383 | -0.30959 | 35.0726
33 | -0.094735 | -0.024118 | 0.095078 | 0.024336 | 0.00034242 | 0.00021857 | 0.14223 | 0.14223 | 0.14223 | 0.99208 | -0.15054 | 0.99599 | -0.075876 | 39.0734
34 | 0.083956 | 0.021161 | -0.08372 | -0.02101 | 0.00023613 | 0.00015063 | 0.12702 | 0.12702 | 0.12702 | 0.98383 | -0.30959 | 0.98081 | -0.36855 | 34.8969
35 | -0.34306 | -0.087638 | 0.34349 | 0.087917 | 0.00043781 | 0.00027968 | 0.51312 | 0.51312 | 0.51312 | 0.99599 | -0.075876 | 0.99738 | -0.049518 | 46.9887
36 | 0.24798 | 0.063301 | -0.24762 | -0.063074 | 0.00035581 | 0.00022691 | 0.37089 | 0.37089 | 0.37089 | 0.99599 | -0.075876 | 0.99443 | -0.10562 | 33.9643
37 | -0.083253 | -0.020879 | 0.083291 | 0.020903 | 3.7647e-05 | 2.4015e-05 | 0.12637 | 0.12637 | 0.12637 | 0.98033 | -0.37803 | 0.98081 | -0.36855 | 34.718
38 | 0.04906 | 0.012309 | -0.049057 | -0.012307 | 2.783e-06 | 1.7642e-06 | 0.074471 | 0.074471 | 0.074471 | 0.98033 | -0.37803 | 0.98026 | -0.37922 | 20.4591
39 | 0.048738 | 0.012227 | -0.04871 | -0.012209 | 2.8618e-05 | 1.814e-05 | 0.073988 | 0.073988 | 0.073988 | 0.98026 | -0.37922 | 0.97964 | -0.39155 | 20.3264
40 | 0.027387 | 0.0068651 | -0.027383 | -0.0068628 | 3.7615e-06 | 2.3344e-06 | 0.041599 | 0.041599 | 0.041599 | 0.97964 | -0.39155 | 0.97949 | -0.39443 | 11.4284
41 | 0.0059805 | 0.0014989 | -0.0059802 | -0.0014988 | 3.738e-07 | 8.7252e-08 | 0.0090855 | 0.0090855 | 0.0090855 | 0.97949 | -0.39443 | 0.97942 | -0.39574 | 2.496
42 | -0.16578 | -0.042275 | 0.16579 | 0.04228 | 8.4449e-06 | 5.3622e-06 | 0.24849 | 0.24849 | 0.24849 | 0.99374 | -0.1187 | 0.9938 | -0.11765 | 22.7557
43 | 0.14907 | 0.038088 | -0.149 | -0.038043 | 7.096e-05 | 4.4973e-05 | 0.22348 | 0.22348 | 0.22348 | 0.99374 | -0.1187 | 0.99323 | -0.12855 | 20.465
44 | -0.16652 | -0.042463 | 0.16653 | 0.042471 | 1.1997e-05 | 7.618e-06 | 0.24958 | 0.24958 | 0.24958 | 0.9938 | -0.11765 | 0.99388 | -0.11616 | 22.8556
45 | 0.0035954 | 0.00090051 | -0.0035952 | -0.00090061 | 1.76e-07 | -9.6715e-08 | 0.0053863 | 0.0053864 | 0.0053864 | 0.99323 | -0.12855 | 0.99317 | -0.12958 | 1.4798
46 | 0.14541 | 0.037143 | -0.14533 | -0.037092 | 8.0211e-05 | 5.0812e-05 | 0.21809 | 0.21809 | 0.21809 | 0.99323 | -0.12855 | 0.99263 | -0.13997 | 19.9718
47 | -0.16732 | -0.04267 | 0.16747 | 0.042764 | 0.00014825 | 9.4148e-05 | 0.25078 | 0.25078 | 0.25078 | 0.99388 | -0.11616 | 0.99484 | -0.097822 | 22.9648
48 | 0.0029051 | 0.00072766 | -0.0029051 | -0.00072767 | 8.0851e-09 | -9.5535e-09 | 0.0043525 | 0.0043525 | 0.0043525 | 0.99317 | -0.12958 | 0.99317 | -0.12964 | 1.1957
49 | 0.14453 | 0.036893 | -0.14452 | -0.036887 | 9.0766e-06 | 5.7492e-06 | 0.2169 | 0.2169 | 0.2169 | 0.99263 | -0.13997 | 0.99256 | -0.14127 | 19.8626
50 | -0.17018 | -0.043443 | 0.17024 | 0.043479 | 5.7555e-05 | 3.6559e-05 | 0.25483 | 0.25483 | 0.25483 | 0.99484 | -0.097822 | 0.99521 | -0.090826 | 23.3357
51 | 0.0027081 | 0.00067828 | -0.0027079 | -0.00067844 | 1.1125e-07 | -1.6358e-07 | 0.0040504 | 0.0040505 | 0.0040505 | 0.99484 | -0.097822 | 0.99479 | -0.098685 | 1.1128
52 | 0.0022899 | 0.00057348 | -0.0022899 | -0.00057356 | 3.2507e-08 | -7.4501e-08 | 0.0034307 | 0.0034308 | 0.0034308 | 0.99317 | -0.12964 | 0.99315 | -0.12994 | 0.94252
53 | 0.14379 | 0.036704 | -0.14364 | -0.036606 | 0.00015428 | 9.7714e-05 | 0.21581 | 0.21581 | 0.21581 | 0.99256 | -0.14127 | 0.9914 | -0.1635 | 19.7625
54 | -0.17097 | -0.043662 | 0.17098 | 0.04367 | 1.2642e-05 | 8.0307e-06 | 0.25591 | 0.25591 | 0.25591 | 0.99521 | -0.090826 | 0.99529 | -0.089296 | 23.4354
55 | 0.0020017 | 0.00050143 | -0.0020016 | -0.00050153 | 3.127e-08 | -1.0075e-07 | 0.002994 | 0.0029941 | 0.0029941 | 0.99479 | -0.098685 | 0.99478 | -0.099013 | 0.82254
56 | 0.0016079 | 0.00040263 | -0.0016079 | -0.00040265 | 4.1898e-09 | -2.2233e-08 | 0.002409 | 0.002409 | 0.002409 | 0.99315 | -0.12994 | 0.99315 | -0.12999 | 0.6618
57 | 0.14279 | 0.036394 | -0.14279 | -0.036391 | 5.5704e-06 | 3.5276e-06 | 0.21454 | 0.21454 | 0.21454 | 0.9914 | -0.1635 | 0.99135 | -0.16431 | 19.6461
58 | -0.0045405 | -0.0011377 | 0.0045406 | 0.0011377 | 1.5287e-07 | -1.8809e-08 | 0.0067638 | 0.0067637 | 0.0067638 | 0.99888 | -0.021263 | 0.99892 | -0.020556 | 1.8582
59 | 0.0030947 | 0.00077534 | -0.0030946 | -0.00077546 | 1.1645e-07 | -1.1672e-07 | 0.0046101 | 0.0046101 | 0.0046101 | 0.99888 | -0.021263 | 0.99884 | -0.022053 | 1.2665
60 | -0.0061359 | -0.0015375 | 0.0061366 | 0.0015376 | 7.7265e-07 | 1.7158e-07 | 0.0091401 | 0.00914 | 0.0091401 | 0.99892 | -0.020556 | 0.99905 | -0.017913 | 2.511
61 | 0.0014119 | 0.00035373 | -0.0014119 | -0.00035385 | 1.6071e-08 | -1.1651e-07 | 0.0021033 | 0.0021033 | 0.0021033 | 0.99884 | -0.022053 | 0.99883 | -0.022292 | 0.57784
62 | -0.0092532 | -0.0023187 | 0.0092537 | 0.002319 | 5.4225e-07 | 2.4735e-07 | 0.013782 | 0.013782 | 0.013782 | 0.99905 | -0.017913 | 0.99912 | -0.016683 | 3.7862
63 | -0.18543 | -0.047527 | 0.18558 | 0.047618 | 0.00014393 | 9.1525e-05 | 0.27654 | 0.27654 | 0.27654 | 0.99912 | -0.016683 | 0.99996 | -0.00068378 | 25.3246
64 | 0.17618 | 0.045208 | -0.17601 | -0.045103 | 0.000165 | 0.00010485 | 0.26276 | 0.26276 | 0.26276 | 0.99912 | -0.016683 | 0.99809 | -0.036005 | 24.0626
65 | -0.18747 | -0.048091 | 0.18747 | 0.048095 | 6.2185e-06 | 3.9548e-06 | 0.27935 | 0.27935 | 0.27935 | 0.99996 | -0.00068378 | 1 | 0 | 25.5819
66 | 0.17455 | 0.044736 | -0.17447 | -0.044682 | 8.6261e-05 | 5.4809e-05 | 0.26058 | 0.26058 | 0.26058 | 0.99809 | -0.036005 | 0.99756 | -0.046205 | 23.863
67 | 0.0014243 | 0.00035671 | -0.0014242 | -0.00035695 | 3.4491e-08 | -2.355e-07 | 0.0021417 | 0.0021418 | 0.0021418 | 0.98953 | -0.19945 | 0.9895 | -0.19995 | 0.5884
68 | -0.0014243 | -0.00035671 | 0.0014243 | 0.00035657 | 2.1396e-08 | -1.4611e-07 | 0.0021417 | 0.0021416 | 0.0021417 | 0.98953 | -0.19945 | 0.98955 | -0.19913 | 0.58838
69 | -0.0014243 | -0.00035657 | 0.0014243 | 0.0003565 | 9.4954e-09 | -6.4846e-08 | 0.0021416 | 0.0021416 | 0.0021416 | 0.98955 | -0.19913 | 0.98955 | -0.19899 | 0.58836
70 | 0.17199 | 0.044061 | -0.17186 | -0.043977 | 0.00013191 | 8.3799e-05 | 0.25689 | 0.25689 | 0.25689 | 0.99756 | -0.046205 | 0.99672 | -0.062046 | 23.5249
71 | 0.17172 | 0.043941 | -0.17163 | -0.043888 | 8.3594e-05 | 5.3103e-05 | 0.25668 | 0.25668 | 0.25668 | 0.99672 | -0.062046 | 0.99619 | -0.072107 | 23.5053
72 | 0.17147 | 0.043848 | -0.17145 | -0.043834 | 2.2085e-05 | 1.4029e-05 | 0.25644 | 0.25644 | 0.25644 | 0.99619 | -0.072107 | 0.99605 | -0.074769 | 23.4833
73 | 0.3516 | 0.090275 | -0.35081 | -0.089773 | 0.00078531 | 0.0005017 | 0.52395 | 0.52395 | 0.52395 | 1 | 0 | 0.99756 | -0.046124 | 47.9805
74 | 0.17127 | 0.043789 | -0.17115 | -0.043713 | 0.00012028 | 7.641e-05 | 0.25617 | 0.25617 | 0.25617 | 0.99605 | -0.074769 | 0.99529 | -0.089296 | 23.459
75 | 0.34713 | 0.088852 | -0.34708 | -0.088815 | 5.7033e-05 | 3.6435e-05 | 0.51846 | 0.51846 | 0.51846 | 0.99756 | -0.046124 | 0.99738 | -0.049518 | 47.4781
76 | -0.0018638 | -0.00046711 | 0.0018638 | 0.00046701 | 2.7198e-08 | -9.6205e-08 | 0.002833 | 0.002833 | 0.002833 | 0.97892 | -0.40598 | 0.97894 | -0.40568 | 0.77831
77 | -0.0029179 | -0.0007312 | 0.002918 | 0.00073112 | 7.7088e-08 | -8.2047e-08 | 0.0044353 | 0.0044353 | 0.0044353 | 0.97894 | -0.40568 | 0.97897 | -0.40512 | 1.2185
78 | -0.0042827 | -0.0010732 | 0.0042829 | 0.0010731 | 1.205e-07 | -1.8226e-08 | 0.0065096 | 0.0065096 | 0.0065096 | 0.97897 | -0.40512 | 0.979 | -0.40453 | 1.7884
79 | -0.015923 | -0.0039905 | 0.01593 | 0.0039945 | 6.7726e-06 | 3.9466e-06 | 0.024202 | 0.024202 | 0.024202 | 0.979 | -0.40453 | 0.97945 | -0.39561 | 6.6488
80 | 0.01164 | 0.0029174 | -0.011639 | -0.0029166 | 1.4972e-06 | 7.9786e-07 | 0.017692 | 0.017692 | 0.017692 | 0.979 | -0.40453 | 0.97886 | -0.40723 | 4.8605
81 | 0.015184 | 0.0038065 | -0.01518 | -0.0038045 | 3.5701e-06 | 2.0598e-06 | 0.023068 | 0.023068 | 0.023068 | 0.97945 | -0.39561 | 0.9792 | -0.40054 | 6.3375
82 | 0.0073361 | 0.0018387 | -0.007335 | -0.0018383 | 1.0273e-06 | 3.7994e-07 | 0.011145 | 0.011145 | 0.011145 | 0.97945 | -0.39561 | 0.9793 | -0.39855 | 3.0619
83 | -0.03845 | -0.0096397 | 0.038483 | 0.0096605 | 3.2953e-05 | 2.0765e-05 | 0.058415 | 0.058415 | 0.058415 | 0.97945 | -0.39561 | 0.98037 | -0.37764 | 16.0481
84 | 0.003469 | 0.00086915 | -0.0034689 | -0.00086921 | 1.1351e-07 | -6.4178e-08 | 0.0052733 | 0.0052734 | 0.0052734 | 0.97886 | -0.40723 | 0.97882 | -0.40792 | 1.4487
85 | 0.0029005 | 0.00072663 | -0.0029005 | -0.00072669 | 4.7181e-08 | -5.2299e-08 | 0.0043938 | 0.0043938 | 0.0043938 | 0.98228 | -0.34044 | 0.98226 | -0.34078 | 1.2071
86 | -0.0029005 | -0.00072663 | 0.0029008 | 0.00072631 | 2.8981e-07 | -3.2133e-07 | 0.0043938 | 0.0043936 | 0.0043938 | 0.98228 | -0.34044 | 0.98239 | -0.33834 | 1.2071
87 | 0.0016669 | 0.00041753 | -0.0016669 | -0.00041776 | 4.9546e-08 | -2.3056e-07 | 0.0025251 | 0.0025252 | 0.0025252 | 0.98226 | -0.34078 | 0.98223 | -0.3414 | 0.69375
88 | -0.0034939 | -0.00087496 | 0.0034941 | 0.00087488 | 1.4122e-07 | -7.9882e-08 | 0.005292 | 0.0052919 | 0.005292 | 0.98239 | -0.33834 | 0.98243 | -0.33749 | 1.4538
89 | -0.0024043 | -0.00060211 | 0.0024043 | 0.00060202 | 4.3114e-08 | -8.5418e-08 | 0.0036152 | 0.0036152 | 0.0036152 | 0.98955 | -0.19899 | 0.98957 | -0.19861 | 0.99319
90 | 0.0012186 | 0.0003052 | -0.0012186 | -0.00030541 | 2.3304e-08 | -2.1284e-07 | 0.0018522 | 0.0018523 | 0.0018523 | 0.97898 | -0.40478 | 0.97896 | -0.40518 | 0.50887
91 | -0.0012186 | -0.0003052 | 0.0012186 | 0.00030506 | 1.509e-08 | -1.3783e-07 | 0.0018522 | 0.0018521 | 0.0018522 | 0.97898 | -0.40478 | 0.979 | -0.40452 | 0.50884
92 | -0.0083984 | -0.0021045 | 0.0084 | 0.0021052 | 1.5905e-06 | 6.9054e-07 | 0.012765 | 0.012765 | 0.012765 | 0.979 | -0.40452 | 0.9792 | -0.40054 | 3.5068
93 | 0.053 | 0.013315 | -0.05299 | -0.013308 | 9.6708e-06 | 6.1386e-06 | 0.080264 | 0.080264 | 0.080264 | 0.9827 | -0.33227 | 0.9825 | -0.3361 | 22.0506
94 | -0.053 | -0.013315 | 0.053021 | 0.013328 | 2.1652e-05 | 1.3743e-05 | 0.080264 | 0.080264 | 0.080264 | 0.9827 | -0.33227 | 0.98314 | -0.32371 | 22.0506
95 | 0.0046799 | 0.001172 | -0.0046796 | -0.001172 | 3.1047e-07 | -1.001e-08 | 0.0070875 | 0.0070876 | 0.0070876 | 0.9825 | -0.3361 | 0.98243 | -0.33749 | 1.9471
96 | 0.04831 | 0.012136 | -0.048265 | -0.012108 | 4.5087e-05 | 2.8572e-05 | 0.073177 | 0.073177 | 0.073177 | 0.9825 | -0.3361 | 0.9815 | -0.35567 | 20.1035
97 | -0.061966 | -0.01557 | 0.062034 | 0.015614 | 6.8312e-05 | 4.3457e-05 | 0.093802 | 0.093802 | 0.093802 | 0.98314 | -0.32371 | 0.98432 | -0.30065 | 25.7699
98 | -0.0033531 | -0.00083981 | 0.0033532 | 0.00083975 | 8.3272e-08 | -5.8935e-08 | 0.0050419 | 0.0050418 | 0.0050419 | 0.98957 | -0.19861 | 0.9896 | -0.19809 | 1.3851
99 | -0.24405 | -0.0621 | 0.24425 | 0.062228 | 0.00020045 | 0.00012782 | 0.36584 | 0.36584 | 0.36584 | 0.99354 | -0.12264 | 0.99443 | -0.10562 | 33.5015
100 | 0.057814 | 0.014539 | -0.05781 | -0.014536 | 4.5797e-06 | 2.9108e-06 | 0.087599 | 0.087599 | 0.087599 | 0.98227 | -0.34038 | 0.98219 | -0.34204 | 24.0656
101 | -0.065718 | -0.01652 | 0.065842 | 0.016599 | 0.00012409 | 7.8995e-05 | 0.099572 | 0.099572 | 0.099572 | 0.98227 | -0.34038 | 0.9843 | -0.30091 | 27.3549
102 | 0.051584 | 0.012976 | -0.051538 | -0.012946 | 4.6193e-05 | 2.9309e-05 | 0.078167 | 0.078167 | 0.078167 | 0.98219 | -0.34204 | 0.98123 | -0.3608 | 21.4745
103 | -0.065842 | -0.016599 | 0.06588 | 0.016623 | 3.768e-05 | 2.3986e-05 | 0.099572 | 0.099572 | 0.099572 | 0.9843 | -0.30091 | 0.98491 | -0.28896 | 27.3548
104 | 0.044946 | 0.011294 | -0.04491 | -0.011271 | 3.6092e-05 | 2.2837e-05 | 0.06817 | 0.06817 | 0.06817 | 0.98123 | -0.3608 | 0.98037 | -0.37764 | 18.7281
105 | -0.068394 | -0.017207 | 0.068485 | 0.017266 | 9.1596e-05 | 5.8331e-05 | 0.10342 | 0.10342 | 0.10342 | 0.98432 | -0.30065 | 0.98576 | -0.27266 | 28.411
106 | 0.011641 | 0.0029179 | -0.011639 | -0.0029169 | 1.9498e-06 | 1.0369e-06 | 0.017649 | 0.017649 | 0.017649 | 0.9815 | -0.35567 | 0.98132 | -0.35919 | 4.8487
107 | 0.036624 | 0.0091899 | -0.036606 | -0.0091788 | 1.772e-05 | 1.1147e-05 | 0.055528 | 0.055528 | 0.055528 | 0.9815 | -0.35567 | 0.98098 | -0.36582 | 15.2549
108 | 0.0072617 | 0.0018201 | -0.0072608 | -0.0018197 | 9.737e-07 | 3.5369e-07 | 0.011022 | 0.011022 | 0.011022 | 0.98039 | -0.3775 | 0.98024 | -0.38031 | 3.028
109 | -0.021991 | -0.0055116 | 0.021997 | 0.005515 | 5.6952e-06 | 3.473e-06 | 0.033378 | 0.033378 | 0.033378 | 0.98039 | -0.3775 | 0.98066 | -0.37206 | 9.1697
110 | -0.021997 | -0.005515 | 0.022003 | 0.005519 | 6.5452e-06 | 3.9912e-06 | 0.033378 | 0.033378 | 0.033378 | 0.98066 | -0.37206 | 0.98098 | -0.36582 | 9.1697
111 | -0.0035183 | -0.00088156 | 0.0035185 | 0.00088148 | 1.4818e-07 | -8.0512e-08 | 0.0053354 | 0.0053353 | 0.0053354 | 0.98123 | -0.36095 | 0.98128 | -0.36006 | 1.4658
112 | 0.0035183 | 0.00088156 | -0.0035181 | -0.00088171 | 2.7115e-07 | -1.4728e-07 | 0.0053354 | 0.0053355 | 0.0053355 | 0.98123 | -0.36095 | 0.98115 | -0.36256 | 1.4658
113 | -0.010523 | -0.002637 | 0.010524 | 0.0026373 | 4.3864e-07 | 2.227e-07 | 0.015957 | 0.015957 | 0.015957 | 0.98128 | -0.36006 | 0.98132 | -0.35919 | 4.3839
114 | 0.0020467 | 0.00050918 | -0.0020466 | -0.00050956 | 1.3419e-07 | -3.7708e-07 | 0.0031134 | 0.0031136 | 0.0031136 | 0.97778 | -0.42757 | 0.97771 | -0.42896 | 0.85538
115 | -0.0020467 | -0.00050918 | 0.0020468 | 0.00050906 | 4.142e-08 | -1.1642e-07 | 0.0031134 | 0.0031134 | 0.0031134 | 0.97778 | -0.42757 | 0.97781 | -0.42714 | 0.85533
116 | 2.5123e-05 | 5.9623e-06 | -2.5123e-05 | -6.2964e-06 | 1.4566e-11 | -3.3412e-07 | 3.8119e-05 | 3.8235e-05 | 3.8235e-05 | 0.97771 | -0.42896 | 0.97771 | -0.42897 | 0.010504
117 | 0.0020215 | 0.0005036 | -0.0020213 | -0.00050417 | 1.9691e-07 | -5.7007e-07 | 0.0030755 | 0.0030757 | 0.0030757 | 0.97771 | -0.42896 | 0.97761 | -0.43101 | 0.84497
118 | -0.073955 | -0.018531 | 0.074079 | 0.01861 | 0.00012474 | 7.9503e-05 | 0.11254 | 0.11254 | 0.11254 | 0.97781 | -0.42714 | 0.97961 | -0.3918 | 30.9182
119 | 0.00090229 | 0.00022467 | -0.00090224 | -0.00022538 | 4.1665e-08 | -7.1231e-07 | 0.0013728 | 0.0013731 | 0.0013731 | 0.97761 | -0.43101 | 0.97756 | -0.43198 | 0.37723
120 | 0.001119 | 0.00027949 | -0.0011189 | -0.00028017 | 6.1753e-08 | -6.7237e-07 | 0.0017029 | 0.0017031 | 0.0017031 | 0.97761 | -0.43101 | 0.97755 | -0.43217 | 0.46789
121 | -0.12964 | -0.032536 | 0.12975 | 0.032603 | 0.00010584 | 6.7649e-05 | 0.19694 | 0.19694 | 0.19694 | 0.97961 | -0.3918 | 0.98048 | -0.37469 | 54.105
122 | 0.0026642 | 0.00066754 | -0.0026641 | -0.00066766 | 8.1485e-08 | -1.1435e-07 | 0.0040501 | 0.0040502 | 0.0040502 | 0.97882 | -0.40792 | 0.97879 | -0.40856 | 1.1127
123 | 0.0011834 | 0.00029654 | -0.0011834 | -0.00029658 | 4.1602e-09 | -4.0421e-08 | 0.001799 | 0.001799 | 0.001799 | 0.97879 | -0.40856 | 0.97879 | -0.40863 | 0.49424
124 | -9.6542e-05 | -2.4196e-05 | 9.6543e-05 | 2.3401e-05 | 4.9754e-10 | -7.9498e-07 | 0.00014585 | 0.00014557 | 0.00014585 | 0.98494 | -0.28783 | 0.98495 | -0.28772 | 0.04007
125 | -9.6543e-05 | -2.3401e-05 | 9.6543e-05 | 2.2584e-05 | 5.0929e-10 | -8.169e-07 | 0.00014557 | 0.0001453 | 0.00014557 | 0.98495 | -0.28772 | 0.98495 | -0.28761 | 0.039993
126 | 0.0010892 | 0.00027243 | -0.0010892 | -0.00027272 | 2.4075e-08 | -2.8641e-07 | 0.0016453 | 0.0016454 | 0.0016454 | 0.98495 | -0.28761 | 0.98493 | -0.28807 | 0.45203
127 | -0.0011857 | -0.00029501 | 0.0011857 | 0.00029492 | 9.7818e-09 | -9.7291e-08 | 0.0017906 | 0.0017905 | 0.0017906 | 0.98495 | -0.28761 | 0.98496 | -0.28743 | 0.49192
128 | 0.0008604 | 0.00021538 | -0.00086039 | -0.00021563 | 1.2939e-08 | -2.5161e-07 | 0.0012998 | 0.0012999 | 0.0012999 | 0.98493 | -0.28807 | 0.98491 | -0.28839 | 0.35711
129 | -0.13246 | -0.033492 | 0.13269 | 0.033639 | 0.00023008 | 0.00014706 | 0.20021 | 0.20021 | 0.20021 | 0.98496 | -0.28743 | 0.98683 | -0.25128 | 55.0034
130 | 0.13127 | 0.033197 | -0.13072 | -0.032848 | 0.00054699 | 0.00034961 | 0.19842 | 0.19842 | 0.19842 | 0.98496 | -0.28743 | 0.98048 | -0.37469 | 54.5116
131 | -0.13359 | -0.033866 | 0.13402 | 0.034138 | 0.00042603 | 0.0002723 | 0.20158 | 0.20158 | 0.20158 | 0.98683 | -0.25128 | 0.99027 | -0.18516 | 55.3781
132 | -0.00087491 | -0.00021927 | 0.00087492 | 0.00021901 | 1.4209e-08 | -2.5874e-07 | 0.0013318 | 0.0013317 | 0.0013318 | 0.97753 | -0.43251 | 0.97755 | -0.43217 | 0.36588
133 | 0.00090224 | 0.00022538 | -0.0009022 | -0.00022611 | 4.2686e-08 | -7.2941e-07 | 0.0013731 | 0.0013734 | 0.0013734 | 0.97756 | -0.43198 | 0.97751 | -0.43298 | 0.3773
134 | 0.0043412 | 0.0010872 | -0.0043409 | -0.0010873 | 2.924e-07 | -4.8038e-08 | 0.0065269 | 0.006527 | 0.006527 | 0.98967 | -0.19668 | 0.9896 | -0.19809 | 1.7931
135 | -0.0050048 | -0.0012536 | 0.005005 | 0.0012536 | 1.9266e-07 | 6.7003e-09 | 0.0075246 | 0.0075246 | 0.0075246 | 0.98967 | -0.19668 | 0.98971 | -0.19587 | 2.0672
136 | -0.0057263 | -0.0014343 | 0.0057266 | 0.0014344 | 2.5602e-07 | 4.5473e-08 | 0.0086091 | 0.0086091 | 0.0086091 | 0.98971 | -0.19587 | 0.98976 | -0.19493 | 2.3651
137 | -0.0063871 | -0.0015999 | 0.0063883 | 0.0016003 | 1.1251e-06 | 3.0176e-07 | 0.0096022 | 0.009602 | 0.0096022 | 0.98976 | -0.19493 | 0.98995 | -0.19123 | 2.638
138 | -0.0063883 | -0.0016003 | 0.0063887 | 0.0016004 | 4.2937e-07 | 1.1512e-07 | 0.009602 | 0.009602 | 0.009602 | 0.98995 | -0.19123 | 0.99003 | -0.18982 | 2.6379
139 | -0.0071606 | -0.0017938 | 0.007161 | 0.001794 | 4.1766e-07 | 1.4364e-07 | 0.010762 | 0.010762 | 0.010762 | 0.99003 | -0.18982 | 0.99009 | -0.1886 | 2.9566
140 | 0.0012106 | 0.00030327 | -0.0012105 | -0.00030339 | 1.2261e-08 | -1.2161e-07 | 0.0018107 | 0.0018108 | 0.0018108 | 0.99478 | -0.099013 | 0.99477 | -0.099226 | 0.49747
141 | -0.00072805 | -0.00018247 | 0.00072806 | 0.00018215 | 1.1282e-08 | -3.1999e-07 | 0.0010908 | 0.0010907 | 0.0010908 | 0.99314 | -0.13032 | 0.99315 | -0.12999 | 0.29968
142 | -0.0078566 | -0.0019683 | 0.0078579 | 0.0019688 | 1.2859e-06 | 5.066e-07 | 0.011807 | 0.011807 | 0.011807 | 0.99009 | -0.1886 | 0.99027 | -0.18516 | 3.2438
143 | -0.14187 | -0.036107 | 0.14202 | 0.036198 | 0.00014277 | 9.094e-05 | 0.21338 | 0.21338 | 0.21338 | 0.99027 | -0.18516 | 0.99135 | -0.16431 | 29.3109

## res_trafo
| p_hv_mw | q_hv_mvar | p_lv_mw | q_lv_mvar | pl_mw | ql_mvar | i_hv_ka | i_lv_ka | vm_hv_pu | va_hv_degree | vm_lv_pu | va_lv_degree | loading_percent
0 | -1.2729e-15 | -1.3162e-15 | 0.00165 | 1.2699e-07 | 0.00165 | 1.2699e-07 | 5.2857e-17 | 0.0023815 | 0.99998 | 149.9956 | 1 | 0 | 0.2619

## res_ext_grid
| p_mw | q_mvar
0 | 0.54387 | 0.13916

## res_load
| p_mw | q_mvar
0 | 0.0045217 | 0.0011333
1 | 0.0042769 | 0.0010719
2 | 0.0028669 | 0.00071852
3 | 0.0032184 | 0.00080661
4 | 0.021743 | 0.0054494
5 | 0.0018928 | 0.00047439
6 | 0.0045589 | 0.0011426
7 | 0.0014006 | 0.00035102
8 | 0.0045074 | 0.0011297
9 | 0.00096642 | 0.00024221
10 | 0.002698 | 0.00067617
11 | 0.0068219 | 0.0017097
12 | 0.0015908 | 0.00039868
13 | 0.0092429 | 0.0023165
14 | 0.019893 | 0.0049855
15 | 0.006517 | 0.0016333
16 | 0.0025685 | 0.00064373
17 | 0.0071275 | 0.0017863
18 | 0.00042287 | 0.00010598
19 | 0.034194 | 0.0085698
20 | 0.0004292 | 0.00010757
21 | 0.00031826 | 7.9763e-05
22 | 0.021323 | 0.0053441
23 | 0.021402 | 0.0053639
24 | 0.0059802 | 0.0014988
25 | 0.016705 | 0.0041868
26 | 0.00072888 | 0.00018268
27 | 0.00079601 | 0.0001995
28 | 0.00069007 | 0.00017295
29 | 0.00079596 | 0.00019949
30 | 0.0006152 | 0.00015418
31 | 0.00072922 | 0.00018276
32 | 0.00072876 | 0.00018265
33 | 0.00070628 | 0.00017701
34 | 0.000682 | 0.00017093
35 | 0.00084645 | 0.00021214
36 | 0.0014457 | 0.00036234
37 | 0.0015953 | 0.00039981
38 | 0.0016827 | 0.00042173
39 | 0.0031166 | 0.00078108
40 | 0.0014119 | 0.00035385
41 | 0.0018883 | 0.00047326
42 | 0.0014621 | 0.00036643
43 | 0.0014242 | 0.00035695
44 | 0.0024756 | 0.00062045
45 | 0.00014301 | 3.5843e-05
46 | 0.00016137 | 4.0443e-05
47 | 0.0031541 | 0.00079049
48 | 0.00017729 | 4.4434e-05
49 | 0.0036777 | 0.00092171
50 | 0.0018638 | 0.00046711
51 | 0.0010541 | 0.00026419
52 | 0.0013647 | 0.00034203
53 | 0.0081695 | 0.0020475
54 | 0.0012335 | 0.00030915
55 | 0.00059313 | 0.00014865
56 | 0.00097997 | 0.0002456
57 | 0.0016669 | 0.00041776
58 | 0.0012186 | 0.00030541
59 | 0.0071797 | 0.0017994
60 | 0.0089448 | 0.0022418
61 | 0.0011855 | 0.00029712
62 | 0.0009488 | 0.00023779
63 | 0.0033769 | 0.00084633
64 | 0.0035828 | 0.00089792
65 | 0.0079035 | 0.0019808
66 | 0.0062255 | 0.0015603
67 | 0.0065923 | 0.0016522
68 | 0.0016076 | 0.00040289
69 | 0.0064271 | 0.0016108
70 | 0.0063595 | 0.0015939
71 | 0.0094742 | 0.0023745
72 | 0.014729 | 0.0036915
73 | 0.0072608 | 0.0018197
74 | 0.014603 | 0.0036598
75 | 0.0070048 | 0.0017556
76 | 0.0035181 | 0.00088171
77 | 0.0011158 | 0.00027964
78 | 0.00017225 | 4.3171e-05
79 | 0.071908 | 0.018022
80 | 2.5123e-05 | 6.2964e-06
81 | 0.055563 | 0.013925
82 | 0.00080467 | 0.00020167
83 | 0.0014808 | 0.00037112
84 | 0.0011834 | 0.00029658
85 | 0.0067803 | 0.0016993
86 | 0.007335 | 0.0018383
87 | 9.6542e-05 | 2.4196e-05
88 | 0.00022876 | 5.7333e-05
89 | 0.00086039 | 0.00021563
90 | 0.00090444 | 0.00022667
91 | 0.00097529 | 0.00024443
92 | 0.00087491 | 0.00021927
93 | 0.000244 | 6.1152e-05
94 | 0.0009022 | 0.00022611
95 | 0.00066358 | 0.00016631
96 | 0.00098769 | 0.00024754
97 | 0.00072136 | 0.00018079
98 | 0.00066057 | 0.00016555
99 | 0.00077187 | 0.00019345
100 | 0.00079108 | 0.00019826
101 | 0.0012105 | 0.00030339
102 | 0.00072805 | 0.00018247
103 | 0.00087984 | 0.00022051
104 | 0.00069558 | 0.00017433
105 | 0.00076789 | 0.00019245

## dtypes
| element | column | dtype
0 | bus | name | object
1 | bus | vn_kv | float64
2 | bus | type | object
3 | bus | zone | object
4 | bus | in_service | bool
5 | load | name | object
6 | load | bus | uint32
7 | load | p_mw | float64
8 | load | q_mvar | float64
9 | load | const_z_percent | float64
10 | load | const_i_percent | float64
11 | load | sn_mva | float64
12 | load | scaling | float64
13 | load | in_service | bool
14 | load | type | object
15 | ext_grid | name | object
16 | ext_grid | bus | uint32
17 | ext_grid | vm_pu | float64
18 | ext_grid | va_degree | float64
19 | ext_grid | slack_weight | float64
20 | ext_grid | in_service | bool
21 | line | name | object
22 | line | std_type | object
23 | line | from_bus | uint32
24 | line | to_bus | uint32
25 | line | length_km | float64
26 | line | r_ohm_per_km | float64
27 | line | x_ohm_per_km | float64
28 | line | c_nf_per_km | float64
29 | line | g_us_per_km | float64
30 | line | max_i_ka | float64
31 | line | df | float64
32 | line | parallel | uint32
33 | line | type | object
34 | line | in_service | bool
35 | trafo | name | object
36 | trafo | std_type | object
37 | trafo | hv_bus | uint32
38 | trafo | lv_bus | uint32
39 | trafo | sn_mva | float64
40 | trafo | vn_hv_kv | float64
41 | trafo | vn_lv_kv | float64
42 | trafo | vk_percent | float64
43 | trafo | vkr_percent | float64
44 | trafo | pfe_kw | float64
45 | trafo | i0_percent | float64
46 | trafo | shift_degree | float64
47 | trafo | tap_side | object
48 | trafo | tap_neutral | int32
49 | trafo | tap_min | int32
50 | trafo | tap_max | int32
51 | trafo | tap_step_percent | float64
52 | trafo | tap_step_degree | float64
53 | trafo | tap_pos | int32
54 | trafo | tap_phase_shifter | bool
55 | trafo | parallel | uint32
56 | trafo | df | float64
57 | trafo | in_service | bool
58 | line_geodata | coords | object
59 | bus_geodata | x | float64
60 | bus_geodata | y | float64
61 | bus_geodata | coords | object
62 | res_bus | vm_pu | float64
63 | res_bus | va_degree | float64
64 | res_bus | p_mw | float64
65 | res_bus | q_mvar | float64
66 | res_line | p_from_mw | float64
67 | res_line | q_from_mvar | float64
68 | res_line | p_to_mw | float64
69 | res_line | q_to_mvar | float64
70 | res_line | pl_mw | float64
71 | res_line | ql_mvar | float64
72 | res_line | i_from_ka | float64
73 | res_line | i_to_ka | float64
74 | res_line | i_ka | float64
75 | res_line | vm_from_pu | float64
76 | res_line | va_from_degree | float64
77 | res_line | vm_to_pu | float64
78 | res_line | va_to_degree | float64
79 | res_line | loading_percent | float64
80 | res_trafo | p_hv_mw | float64
81 | res_trafo | q_hv_mvar | float64
82 | res_trafo | p_lv_mw | float64
83 | res_trafo | q_lv_mvar | float64
84 | res_trafo | pl_mw | float64
85 | res_trafo | ql_mvar | float64
86 | res_trafo | i_hv_ka | float64
87 | res_trafo | i_lv_ka | float64
88 | res_trafo | vm_hv_pu | float64
89 | res_trafo | va_hv_degree | float64
90 | res_trafo | vm_lv_pu | float64
91 | res_trafo | va_lv_degree | float64
92 | res_trafo | loading_percent | float64
93 | res_ext_grid | p_mw | float64
94 | res_ext_grid | q_mvar | float64
95 | res_load | p_mw | float64
96 | res_load | q_mvar | float64

## parameters
| version | format_version | converged | OPF_converged | name | f_hz | sn_mva
0 | 2.14.6 | 2.14.0 | TRUE | FALSE |  | 50 | 1